## Sheet1
FILE_NAME | ITEM | QTY | DESCRIPTION | PART_NUMBER | REVISION
012_drw.pdf | 1 | 1 | FLAT-BAR,44W | 016
012_drw.pdf | 2 | 1 | FLAT-BAR,44W | 021
012_drw.pdf | 3 | 1 | CHANNEL,C3X3.5 | 022
012_drw.pdf |  | 5/16 | DRILL THRU X4 4.00
012_drw.pdf |  |  | 20.25
012_drw.pdf |  |  | 12.75
012_drw.pdf |  |  | 1 TYP
012_drw.pdf |  |  | 90.0 $
012_drw.pdf |  |  |  | DIMENSIONS
012_drw.pdf |  |  | 6.50 | [ ] ARE IN:
012_drw.pdf |  |  |  | DRAWING OTHERWISE
012_drw.pdf |  |  |  | X: #
012_drw.pdf |  |  |  | XA.NXGXUXL:AR
012_drw.pdf |  |  |  | IN HARD COPY
020704-generator-hc4_drw.pdf | 1 | 2 | FILL ME IN, FILL ME IN | COVER-PLATE-SIDE
020704-generator-hc4_drw.pdf | 2 | 1 | FILL ME IN, FILL ME IN | GEN-SHAFT
020704-generator-hc4_drw.pdf | 3 | 1 |  | GENERATOR-HC4-BOD
020704-generator-hc4_drw.pdf | 4 | 1 | FILL ME IN, FILL ME IN | HC-4-COVER
020704-generator-hc4_drw.pdf | 5 | 1 | FILL ME IN, FILL ME IN | HC4-FOOT
0300-5042_drw.pdf | 1
0300-5042_drw.pdf | 2 | 1 | COVER, CONTROL, HSG (TOP) | 0301-9512
0300-5042_drw.pdf | 3
0300-5042_drw.pdf | 4 | 1 | PANEL, CONTROL BOX | 0319-3299
0300-5042_drw.pdf | 5 | 1 | PANEL, CONTROL BOX | 0319-6771
0300-5042_drw.pdf | 6
0300-5042_drw.pdf | 7
0300-5042_drw.pdf | 8 | 1 | RAIL, ENCLOSURE (FRONT) | 0405-7254
0333_0629_drw.pdf | ITEM
0541-0772_drw.pdf |  |  | CONNECTOR PLUG, 8 PIN,BLACK
0541-0772_drw.pdf |  |  | CONNECTOR PLUG, 8 PIN,GRAY
0541-0772_drw.pdf |  |  | PCB ASSEMBLY, (DIM EXP)
0541-0772_drw.pdf |  |  | MATERIAL LIST, PACKAGE (DIM KIT)
0541-0772_drw.pdf |  |  | INSTRUCTION SHEET,
0541-0772_drw.pdf |  |  | WARRANTY,
10000762_drw.pdf | 1 | 1 | ASSY, STATOR | 10000845 | 0
10000762_drw.pdf | 2 | 1 | HOUSING, STATOR | 70024040 | 0
10000762_drw.pdf | 3 | 1 | PLUG, NYLON | 0517-0341 | 0
10000762_drw.pdf | 4 | N/A |  | 0508-1135-07 | 0
10000762_drw.pdf | 7 | N/A | TUBE, HEAT SHRINK (1.50" ID) | 0508-1135-11 | 0
10000762_drw.pdf | 8 | N/A | SOLDER | 0880-0526 | 0
10000763_drw.pdf | 1 | 24 | MAGNET, ROTOR | 11000601 | 0
10000763_drw.pdf | 2 | 51 | LAMINATION, ROTOR | 70023750 | 1
10000763_drw.pdf | 3 | 1 | CAP, ROTOR FRONT | 70023840 | 2
10000763_drw.pdf | 4 | 1 | CAP, ROTOR REAR | 70023850 | 2
10000764_drw.pdf | 1 | 1 | HOUSING, STATOR | 70024040 | 0
10000764_drw.pdf | 2 LETE | 1 LETE | ASSY, STATOR LETE | 10000846 LETE | 0 LETE
10000764_drw.pdf | 3 LETE | 1 LETE | PLUG, NYLON LETE | 0517-0341 LETE | 0 LETE
10000764_drw.pdf | LETE | LETE | LETE | LETE | LETE
10000764_drw.pdf | 6 LETE | 2 LETE | STRAP, TIEDOWN LETE | 0332-0941 LETE | 0 LETE
10000764_drw.pdf | 7 LETE | N/A LETE | TUBING, HEAT SHRINK (1.50" ID) LETE | 0508-1135-11 LETE | 0 LETE
10000764_drw.pdf | 8 LETE | N/A LETE | SOLDER LETE | 0880-0526 LETE | 0 LETE
10000764_drw.pdf | LETE | LETE | LETE | LETE | LETE
10000764_drw.pdf | LETE | LETE | LETE | LETE | LETE
10000765_drw.pdf | 1 | 24 | MAGNET, ROTOR | 11000600 | 0
10000765_drw.pdf | 2 | 41 | LAMINATION, ROTOR | 70023750 | 1
10000765_drw.pdf | 3 | 1 | CAP, ROTOR FRONT | 70023840 | 2
10000765_drw.pdf | 4 | 1 | CAP, ROTOR REAR | 70023850 | 2
10000765_drw.pdf | A
10000845_drw.pdf | 1 | 1 | CORE, STATOR | 10000847 | 0
10000845_drw.pdf | 2 | 72 | INSULATION (CLASS H) | 233-1328-04 | 1
10000846_drw.pdf | 1 | 1 | CORE, STATOR | 10000848 | 0
10000846_drw.pdf | 2 | 72 | INSULATION (CLASS H) | 233-1328-04 | 1
10000846_drw.pdf | OBSOLETE | OBSOLETE | OBSOLETE | OBSOLETE
10000846_drw.pdf | OBSOLETE | OBSOLETE | OBSOLETE | OBSOLETE
10000846_drw.pdf | OBSOLETE | OBSOLETE | OBSOLETE | OBSOLETE
10000846_drw.pdf | OBSOLETE | OBSOLETE | OBSOLETE | OBSOLETE
10000846_drw.pdf | OBSOLETE | OBSOLETE | OBSOLETE | OBSOLETE
10000846_drw.pdf | OBSOLETE | OBSOLETE | OBSOLETE | OBSOLETE
10000846_drw.pdf | OBSOLETE | OBSOLETE | OBSOLETE | OBSOLETE
10000854_drw.pdf | 1 | 1 | HEATSINK | 10000721 | 1
10000854_drw.pdf | 2 | 1 | DIODE, MODULE | 10000730 | 0
10000854_drw.pdf | 3 | 1 | MODULE,RECITIFIER | 10000731 | 0
10000854_drw.pdf | 4 | 2 | BOLT, HEX HEAD FLANGE, 10-32 X 1/2 | 80000544 | 0
10000854_drw.pdf |  |  | BOLT, HEX HEAD FLANGE, 1/4-20 X 1/2 | 80000545 | 0
10000924_drw.pdf | 1 | 1 | DIODE, MODULE | 10000730 | 1
10000924_drw.pdf | 2 | 1 | MODULE,RECITIFIER | 10000731 | 1
10000924_drw.pdf | 3 | 1 | HEATSINK | 10000918 | 0
10000924_drw.pdf | 4 | 4 | BOLT, HEX HEAD FLANGE, 10-32 X 1/2 | 80000544 | 0
10001181a_drw.pdf | 1 | 1 | CORE, STATOR | 10000848 | 0
10001181a_drw.pdf | 2 | 72 | INSULATION (CLASS H) | 233-1328-04 | 1
10001181_drw.pdf | 1 | 1 | HOUSING, STATOR | 70024040 | 0
10001181_drw.pdf | 2 | 1 | ASSY, STATOR | 10001181A | 0
10001181_drw.pdf | 3 | 1 | PLUG, NYLON | 0517-0341 | 0
10001181_drw.pdf | 6 | 2 | STRAP, TIEDOWN | 0332-0941 | 0
10001181_drw.pdf | 7 | N/A | TUBING, HEAT SHRINK (1.50" ID) | 0508-1135-11 | 0
10001181_drw.pdf | 8 | N/A | SOLDER | 0880-0526 | 0
10001289_drw.pdf | 1 | 2 | TERMINAL, LED BOARD | 10001016 | 1
10001289_drw.pdf | 2 | 1 | PANEL, INSTRUMENT | 10001289A | 0
10001289_drw.pdf | ANSI | ISO
10001289_drw.pdf | POWER |  | NEW HUDSON, | PRODUCTS | MICHIGAN
10001289_drw.pdf | POWER |  |  | PRODUCTS
10001289_drw.pdf | 7/21/10
10001309_drw.pdf | 1 | 1 | BASE, INLET, WATER | 10001309A | 0
10001309_drw.pdf | 2 | 1 | TUBE, INLET | 10001309B | 0
10001309_drw.pdf |  |  | CPP STD 12,002 | MATERIAL
10001309_drw.pdf | ANSI | Y14.5M, | ALL DIMENSIONS: INCH | R1101 | [MILLIMETER]
10001309_drw.pdf |  | POWER | NEW | PRODUCTS
10001309_drw.pdf |  | POWER |  | PRODUCTS | MICHIGAN
10001332_drw.pdf | 1 | 1 | TERMINAL, LED BOARD | 10001016 | 1
10001332_drw.pdf | 2 | 1 | PANEL, INSTRUMENT | 10001332A | 0
10001332_drw.pdf | ANSI | ISO
10001332_drw.pdf | POWER |  | NEW HUDSON, | PRODUCTS | MICHIGAN
10001332_drw.pdf | POWER |  |  | PRODUCTS
10001332_drw.pdf | 7/21/10
10001466_drw.pdf | 1 | 1 | TENSIONER ARM | 10001466A | 0
10001466_drw.pdf | 2 | 2 | IDLER PULLEY | 10001466B | 0
10001466_drw.pdf |  |  | CPP STD 12,003 | MATERIAL
10001466_drw.pdf | ANSI | ISO | DIMENSIONS: INCH | R1101 | [MILLIMETER]
10001466_drw.pdf | POWER | POWER |  | PRODUCTS
10001466_drw.pdf | POWER | POWER |  | PRODUCTS
10001466_drw.pdf | 1/12/12 |  |  | PRODUCTS
10001500_drw.pdf | 1 | 1 | GEAR, FLYWHEEL RING | 3680913 | 0
10001500_drw.pdf | 2 | 1 | FLYWHEEL | 10001500A | 2
10001500_drw.pdf | NO.
10001500_drw.pdf |  |  | CPP STD | MATERIAL
10001500_drw.pdf | CUMMINS | POWER | NEW
10001500_drw.pdf | CUMMINS | POWER
10001746_drw.pdf | 1 | 1 | PIVOT JOURNAL | 10001746A | 0
10001746_drw.pdf | 2 | 1 | BEARING PIVOT ARM | 10001746B | 0
10001746_drw.pdf | 3 | 1 | TENSION APPLY RIB | 10001746C | 0
10001746_drw.pdf |  |  | GUSSET |  | 0
10001759_drw.pdf | 1 | 1 | SH STYLE TAPER-LOCK BUSHING | 10001759A | 0
10001759_drw.pdf | 2 | 1 | 1/4-20 SET SCREW WITH 1/8" ALLEN DRIVE | 10001759B | 0
10001759_drw.pdf | 3 | 3 | 1/4-20 X 1 3/8" HEX HEAD BOLT | 10001759C | 0
10001759_drw.pdf | 4 | 3 | 1/4" LOCK-WASHER | 10001759D | 0
10001768_drw.pdf | 1 | 6 | NUT, LOCK, 1/2-13 | 8100037 | 0
10001768_drw.pdf | 2 | 12 | WASHER, FLAT, 1/2 | 80000442 | 0
10001768_drw.pdf | 3 | 3 | FOOT, SHIPPING SKID | 10001768A | 0
10001768_drw.pdf | 4 | 1 | RUNNER, LH | 10001768B | 1
10001768_drw.pdf | 7 | 6 | BOLT, CARRIAGE 1/2-13 | 10001768E | 1
10001799_drw.pdf | 1 | 1 | PIVOT JOURNAL | 10001799A | 1
10001799_drw.pdf | 2 | 1 | BEARING PIVOT ARM | 10001799B | 1
10001799_drw.pdf | 3 | 1 | TENSION APPLY RIB | 10001799C | 1
10001799_drw.pdf |  |  | GUSSET |  | 1
10001846_drw.pdf | 1 | 2 | 2 X 10 X 84 | 10001846A | 2
10001846_drw.pdf | 2 | 14 | 2 X 6 X 44 | 10001846B | 0
10001846_drw.pdf | 3 | 3 | 4 X 4 X 84 | 10001846C | 0
10001846_drw.pdf | 4 | 2 | 2 X 6 X 84 | 10001846E | 0
10001886_drw.pdf | 1 | 2 | 2 X 10 X 84 | 10001886A
10001886_drw.pdf | 2 | 7 | 2 X 6 X 44 | 10001886B
10001886_drw.pdf | 3 | 2 | 4 X 4 X 84 | 10001886C
10001886_drw.pdf | 4 | 2 | .5 X 6 X 65; OSB | 10001886D
10001886_drw.pdf | 5 | 12 | SCREWS, 6" HEAD-LOK | 10001886F
10001886_drw.pdf | 6 | 4 | 2 X 6 X 65 | 10001886G
10001886_drw.pdf | 4
10001886_drw.pdf |  |  | 44.00
10001886_drw.pdf | CMI | DATA | CLASSIFICATION Cummins Confidential
10001886_drw.pdf | DWN |  | ITEM NAME
10001886_drw.pdf | CKD |  | R
10001886_drw.pdf | ADPAVTDE | X22/15/15
10001886_drw.pdf | FOR | INTERPRETATION | OF MUST CONFORM SDIWZGE ITEM NUMBER | CAD SHEET
10001886_drw.pdf | SEE | ASME | AND TOLERANCING, TO CES 10903 B 10001886 Y14.5-2009 | 1 OF 1
10001986_drw.pdf | 1 | 5 | 4 X 4 X 51L PLANK | 10001986A | 1
10001986_drw.pdf | 2 | 6 | 2 X 4 X 6L PLANK | 10001986B | 0
10001986_drw.pdf | 3 | 4 | 2 X 4 X 61L PLANK | 10001986C | 0
10001986_drw.pdf | 4 | 8 | 4 X 4 X 21L POST | 10001986D | 0
10001986_drw.pdf | 5 | 2 | 51 X 21 X 3/8T PLY WOOD SIDE WALL | 10001986E | 0
10001986_drw.pdf | 6 | 1 | 14 X 61 X 3/8T PLY WOOD FLOOR PANEL | 10001986F | 0
10001986_drw.pdf | 7 | 2 | 61 X 22.5 X 3/8T PLY WOOD SIDE WALL | 10001986G | 0
10001986_drw.pdf | 8 | 1 | 61 X 51.75 X 1/2T PLY WOOD LID | 10001986H | 0
10001986_drw.pdf |  |  | NOTES:
10002126_drw.pdf | 1 | 2 | 2 X 4 X 48 | 10002126A
10002126_drw.pdf | 2 | 2 | 2 X 4 X 51.5 | 10002126B
10002126_drw.pdf |  |  |  | 2X 48.00
10002126_drw.pdf |  |  | 2X 15.75
10002144_drw.pdf | 1 | 3 | 4 X 4 X 70 | 10002144A
10002144_drw.pdf | 2 | 2 | 2 X 10 X 70 | 10002144B
10002144_drw.pdf | 3 | 6 | 2 X 6 X 43 | 10002144C
10002144_drw.pdf | 43.00
10002158_drw.pdf | 1 | 1 | SURGE TANK | 10002158B
10002158_drw.pdf | 2 | 1 | COOLING PACKAGE | 10002158E
10002158_drw.pdf |  |  | 1
10004_drw.pdf | ITEM | QTY
10004_drw.pdf |  |  |  | CABLE_JMPR_4-0
10004_drw.pdf | 2 | 2 | CLAMP, BATTERY | TERMINAL_BATTERY
10004_drw.pdf | 3 | 1 | BOOT, BATTERY TERMINAL, | BLACKTERMINAL_BOOT_BLK
10004_drw.pdf |  |  |  | TERMINAL_BOOT_RED
10006_drw.pdf | ITEM | QTY
10006_drw.pdf |  |  |  | CABLE_JMPR_2-0
10006_drw.pdf | 2 | 2 | CLAMP, BATTERY | TERMINAL_BATTERY
10006_drw.pdf | 3 | 1 | BOOT, BATTERY TERMINAL, | BLACKTERMINAL_BOOT_BLK
10006_drw.pdf |  |  |  | TERMINAL_BOOT_RED
1001589_drw.pdf | 1 | 1 | GUARD CORE | 1001589A | 0
1001589_drw.pdf | 2 | 2 | FLAT BAR | 1001589B | 0
1001589_drw.pdf | 3 | 2 | FLAT BAR | 1001589C | 0
1001589_drw.pdf | DRAWNBY | JJ DATE | CPP STD 12,002 | MATERIAL 10/18/17
1001589_drw.pdf | REF. | DRAWING | ALL DIMENSIONS: INCH | STANDARDS: ASME Y14.5M | [MILLIMETER]
1001589_drw.pdf |  | CUMMINS | NEW HUDSON, |  | MICHIGAN
1001589_drw.pdf |  |  | SHEET GRILL, GUARD | PART | 1 OF 1
10052_drw.pdf | 1 | 1 | PLYWOOD, 1/2" THICK, | 10052_BOTTOM
10052_drw.pdf | 2 | 2 | SHEET, 0.25" HRS, | 10052_END
10052_drw.pdf | 3 | 2 | SHEET, 0.25", HRS, | 10052_SIDE
10052_drw.pdf | 4 | 2 | BATTERY, GROUP 8D, COMMERCIAL | BATTERY-GROUP_8D
10090_drw.pdf | 1 | 1 | HOSE, VENT LINE, #801-4 X 26" LG, FIREPUMP | 10091
10090_drw.pdf | 2 | 2 | ELBOW, 90 DEG. 1/4 NPT X FLARE | 4-4CTX-S
10090_drw.pdf | 3 | 1 | STREET TEE, 1/4" NPT | M-28246
10090_drw.pdf | 4 | 2 | ADAPTER, 1/4" HOSE X 1/4" FLARE | R-30882-4-4
10111_drw.pdf | 1 | 1 | THROTTLE CABLE, TURN LOCKING, R09D3-5X06 | 10125
10111_drw.pdf | 2 | 1 | BRACKET, FUEL SOLENOID OVERIDE, CFP33, FIREPUMP | 11132
10111_drw.pdf | 3 | 1 | CLIP, THROTTLE SOLENOID OVERIDE, B3.3, FIREPUMP | 10124
10112_drw.pdf | 1 | 2 | SUB-ASSEMBLY, BRACKET, EXHAUST SUPPORT | 10112-08
10112_drw.pdf | 2 | 1 | DETAIL, SUPPORT, EXHAUST, ANGLE, 1.5 X 1.5 X 0.19 | 10112-01
10112_drw.pdf | 3 | 1 | DETAIL, SUPPORT, EXHAUST, ANGLE, 1.5 X 1.5 X 0.19 | 10112-02
10112_drw.pdf | 4 | 1 | DETAIL, SUPPORT, EXHAUST, ANGLE, 2.0 X 2.0 X 0.25 | 10112-03
10112_drw.pdf | 5 | 1 | DETIAL, EXHAUST SUPPORT, PLATE, .25 X 6 X 10 A-36 | 10112-04
10112_drw.pdf | 6 | 1 | DETAIL, SUPPORT, EXHAUST, ANGLE, 2.0 X 2.0 X 0.25 | 10112-05
10112_drw.pdf | 7 | 1 | DETAIL, EXHAUST SUPPORT, FLAT, 1/2 X 2 X 11.0 A-36 | 10112-06
10112_drw.pdf | 8 | 1 | DETAIL, EXHAUST SUPPORT, ANGLE, 2 X 2 X 1/4 A-36 | 10112-07
10112_drw.pdf | 9 | 2 | DETAIL, EXHAUST SUPPORT, U-BOLT, 3/8-16 X 9.0ID | 10112-11
10112_drw.pdf | 10 | 1 | SPACER, 2", - | 10112-12
10112_drw.pdf | 11 | 1 | BRACKET, SUPPORT, EXHAUST SUPPORT | 10112-13
10126_drw.pdf | 1 | 1 | WELDMENT, SHAFT GUARD, SAE #3 W/ 36" SHAFT, FIREPUMP | 10127
10126_drw.pdf | 2 | 2 | COVER, TELESCOPING, SHAFT GUARD, FIREPUMP | 9493
10126_drw.pdf | 3 | 2 | BRACKET, GUARD SUPPORT, FIREPUMP | 10135
10126_drw.pdf | 4 | 2 | BRACE, SHAFT GUARD SUPPORT, FIREPUMP | 10136
10126_drw.pdf | 5 | 8 | SCREW, CAP, HEX HEAD, M10-1.5 | HHCS_M10
10126_drw.pdf | 6 | 4 | SCREW, CAP, HEX HEAD, M8 x 20 | HHCS_M8
10127_drw.pdf | 1 | 1 | BACKPLATE, SHAFT GUARD, SAE #3 W/ 36" SHAFT, FIREPUMP | 10128
10127_drw.pdf | 2 | 1 | SIDE, BACK PLATE, SHAFT GUARD W/ 36" SHAFT, FIREPUMP | 10129
10127_drw.pdf | 3 | 1 | SIDE W/ SLOT, BACK PLATE, GUARD W/ 36" SHAFT, FIREPUMP | 10130
10127_drw.pdf |  |  | 3
10127_drw.pdf |  |  | 1
10152_drw.pdf | 1 | 2 | UNION, 1" NPT, BLK, | 100_GG-S
10152_drw.pdf | 2 | 1 | NIPPLE,1.00" NPT PIPE, 6.00" LONG | 26969_0600
10152_drw.pdf | 3 | 2 | NIPPLE,1.00" NPT PIPE, 9.00" LONG | 26969_0900
10152_drw.pdf | 4 | 1 | ELBOW, BLK, 1" NPT, | LTL-E190
10152_drw.pdf | 5 | 1 | STREET ELBOW, BLK, 1" NPT, | LTL-SE190
10152_drw.pdf | 6 | 1 | FLEX, 1x12, | MM-1-12
10186_drw.pdf | 1 | 1 | SHEET, 7 GA. HRS, | 10186
10186_drw.pdf | 2 | 2 | NUT, WELD, 3/8-16, | NUT-WELD_375
10232_drw.pdf | 1 | 1 | SHEET, 0.25" HRS, FORMED 2" X 7" | 10232_01
10232_drw.pdf | 2 | 2 | ANGLE, HRS, 2 X 2 X 0.25, - | 10232_02
10232_drw.pdf |  |  | 2.00
10233_drw.pdf | 1 | 1 | FUEL LINE, #10-261 x 8.25" LG, - | 10233_LINE
10233_drw.pdf | 2 | 1 | HOSE END, 20 SERIES, 1/2" NPT X #10 HOSE | 20120-8-10C
10233_drw.pdf | 3 | 1 | ADAPTER, HOSE, #10 FEMALE JIC 45 DEG. SWIVEL | 20820-10-10
10242_drw.pdf | 1 | 1 | FUEL LINE, #4-261 x 9.375" LG, - | 10242_LINE
10242_drw.pdf | 2 | 1 | HOSE END, 20 SERIES, 1/8" NPT X #4 HOSE | 20120-2-4
10242_drw.pdf | 3 | 1 | ADAPTER, #4 HOSE, #4 FEMALE JIC 45 DEG SWIVEL | 20820-4-4
10249_drw.pdf | ITEM
10249_drw.pdf | 1 | 1 | GUARD, STUB SHAFT, SAE #3 FLYWHEEL, FIREPUMP | 8611
10249_drw.pdf | 2 | 1 | STUB SHAFT, 2.50" DIA, SAE#3 FW , FIREPUMP | 10248
10249_drw.pdf | 3 | 4 | WASHER, RETAINING, 3/8" | 16662-06
10249_drw.pdf | 4 | 4 | SCREW, CAP, HEX HEAD, M10-1.5 | HHCS_M10
10249_drw.pdf |  |  | SCREW, CAP, HEX HEAD, M16 x 70 | HHCS_M16_70
10249_drw.pdf |  | SURFACE
10249_drw.pdf | FLYWHEEL)
10249_drw.pdf |  |  |  | 2
10259_drw.pdf | 1 | 1 | ENGINE, QSC, TIER 3 , 315HP@2200RPM | 535-06168
10259_drw.pdf | 2 | 1 | WIRING, - | 8446
10259_drw.pdf | 3 | 1 | WELDMT, COMPRESSOR MNT, BARKO | 10312
10259_drw.pdf | 4 | 1 | BRACKET, REAR, MUFFLER / AIR CLEANER | 10326
10259_drw.pdf | 8 | 1 | BRKT, MTG, ENGINE, RH, BARKO 930 MULCH | 10526
10259_drw.pdf | 9 | 1 | BRKT, MTG, FILTER, - | 10771
10259_drw.pdf | 10 | 1 | BRKT, MUFFLER/AIR CLEANER, BARKO 930 MULCH | 10816
10259_drw.pdf | 11 | 1 | STANDOFF, FRONT, MUFFLER/AIR CLEANER | 10817
10259_drw.pdf | 12 | 1 | HOSE, PLAIN, 385MM LONG | 3991034
10259_drw.pdf | 13 | 2 | MTG, BAND, 10X15 OVAL, - | 30-1015
10259_drw.pdf | 17 | 1 | TUBE, MUFFLER INLET, QSC8.3 | 10824
10259_drw.pdf | 18
10259_drw.pdf | 19 | 2 | CLAMP, WORM, .25 - .63 | 14992-04
10259_drw.pdf | 20 | 1 | BELT, V - DAYCO, - | 17495
10259_drw.pdf | 21 | 1 | HOSE END,STR,DUAL SEAT, 1/2 ID X 3/4-16 | 80937
10259_drw.pdf | 22 | 1 | HOSE END,STR,DUAL SEAT, 5/8 ID X 7/8-14 | 84020
10259_drw.pdf | 23 | 2 | VALVE,SHUTOFF , 8 BEAD x 6 NPT | 157098
10259_drw.pdf | 26 | 1 | CONNECTION,OIL FILLER | 3965015
10259_drw.pdf | 27 | 3 | SWITCH,MAGNETIC, 12V | 5265270
10259_drw.pdf | 28 | 2 | LITTELFUSE MEGA HOLDER, 500A RATED | 02981001Z
10259_drw.pdf | 29 | 1 | MUFFLER, - | 86121M
10259_drw.pdf | 30 | 2 | REDUCER, 5"OD x 4"ID, ALMZND | 89187A
10259_drw.pdf | 31 | 3 | CLAMP, U-BOLT, GUILLOTINE, 4.00", PLATED | 89548K
10259_drw.pdf | 32 | 2 | CLAMP, U BOLT, 5.00", PLATED | 89549K
10259_drw.pdf | 35 | 2 | FUSE 125A, - | MEG-125
10259_drw.pdf | 36 | 1 | CLUTCH, MAGNETIC, 12V, BADGER TRUCK | R75-0452
10294_drw.pdf | 1 | 1 | RADIATOR, MULTI-FIT, 20 X 20 CORE, RADIATOR SPECIALTIES | 9281
10294_drw.pdf | 2 | 1 | HOSE, FLEX, GATES #25257 OR EQUAL, - | 10292
10294_drw.pdf | 3 | 1 | AIR HOUSING, OPTIAIR, FLEETGUARD AH19487 | AH19487
10294_drw.pdf | 4 | 1 | FAN, 18", MULTIWING | FAN
10294_drw.pdf | 5 | 1 | BRACKET, FRONT, RH, A-SERIES, CUMMINS NPOWER PRODUCTS | 10279
10294_drw.pdf | 6 | 1 | BRACKET, FRONT, LH, A-SERIES, CUMMINS NPOWER PRODUCTS | 10280
10294_drw.pdf | 7 | 1 | BRACKET, RADIATOR, LOWER, A-SERIES | 10281
10294_drw.pdf | 8 | 1 | FINGER GUARD, LEFT SIDE, A2000/A2300 | 10286
10294_drw.pdf | 9 | 1 | DETAIL, GUARD, FINGER, RIGHT HAND, A-2000/A2300 | 10287
10294_drw.pdf | 10 | 1 | DETAIL, FAN/BELT GUARD, TOP, A-SERIES | 10288
10294_drw.pdf | 11 | 4 | SPACER, LEG A-SERIES, CUMMINS NPOWER PRODCTUS | 10289
10294_drw.pdf | 12 | 2 | LEG, PEDISTAL, REAR, A-SERIES, CUMMINS NPOWER PRODCUTS | 10290
10294_drw.pdf | 13 | 1 | BRACKET, MOUNTING, AIR CLEANER, A SERIES | 10298
10294_drw.pdf | 14 | 1 | BOLT KIT, A-SERIES WITH RADIATOR, ASSY 10294 | 11056
10294_drw.pdf | 15 | 1 | BRACKET, UPPER RADIATOR TIE, A-SERIES | 11114
10294_drw.pdf | 16 | 1 | BRACE, UPPER RADIATOR, ASSY 10294 | 11115
10296_drw.pdf | 1 | 1 | RADIATOR, MULTI-FIT, 20 X 20 CORE, RADIATOR SPECIALTIES | 9281
10296_drw.pdf | 2 | 1 | HOSE, FLEX, GATES # 25253 OR EQUAL, - | 10291
10296_drw.pdf | 3 | 1 | HOSE, FLEX, GATES #25257 OR EQUAL, - | 10292
10296_drw.pdf | 4 | 1 | FAN GUARD, WIRE, 19.5" X 2.25" | 10499
10296_drw.pdf | 5 | 1 | AIR HOUSING, OPTIAIR, FLEETGUARD AH19487 | AH19487
10296_drw.pdf | 6 | 1 | FAN, 18", MULTIWING | FAN
10296_drw.pdf | 7 | 1 | BRACKET, FRONT, RH, A-SERIES, CUMMINS NPOWER PRODUCTS | 10279
10296_drw.pdf | 8 | 1 | BRACKET, FRONT, LH, A-SERIES, CUMMINS NPOWER PRODUCTS | 10280
10296_drw.pdf | 9 | 1 | BRACKET, RADIATOR, LOWER, A-SERIES | 10281
10296_drw.pdf | 10 | 4 | SPACER, LEG A-SERIES, CUMMINS NPOWER PRODCTUS | 10289
10296_drw.pdf | 11 | 2 | LEG, PEDISTAL, REAR, A-SERIES, CUMMINS NPOWER PRODCUTS | 10290
10296_drw.pdf | 12 | 1 | BRACKET, MOUNTING, AIR CLEANER, A SERIES | 10298
10296_drw.pdf | 13 | 1 | BRACE, RADIATOR, A-SERIES, - | 10618
10296_drw.pdf | 14 | 1 | BRACKET, UPPER RADIATOR TIE, A-SERIES | 10619
10296_drw.pdf | 15 | 1 | MUFFLER, A-SERIES, FLEETGUARD 200823N | 200823N
10296_drw.pdf | 16 | 1 | SLEAVE, INSERT, 1.75ID X 2.0OD, MINOR #20R175 OR | 20R175
10312_drw.pdf | ITEM
10312_drw.pdf | 1 | 1 | BRACKET, COMPRESSOR MNT, BARKO | 19371
10312_drw.pdf | 2 | 1 | PLATE, COMPRESSOR SUPT, BARKCO | 19372
10312_drw.pdf | 3 | 1 | PLATE, COMPRESSOR ENG MNT, BARKCO | 19373
10325_drw.pdf | 1 | 1 | FRAME, WELDMENT, CFP5.9/7E, CFP8.3/9E | FRAME_CFP59-83
10325_drw.pdf | 2 | 2 | ANGLE,8x8x0.50,26" LG,CS | 10325-1
10325_drw.pdf | 3 | 2 | PLATE,0.25x9x18 | 10325-2
10325_drw.pdf | 2
10325_drw.pdf | 4.25
10330_drw.pdf | POLYURETHANE, | POLYURETHANE, | EPDM OR OTHER
10330_drw.pdf | SPECIFICATION:
10330_drw.pdf | SPECIFICATION: | SPECIFICATION:
10331_drw.pdf | 1 | 1 | AIR HOUSING ASSEMBLY, FLEETGUARD AH19076 | AH19076
10331_drw.pdf | 2 | 1 | PLATE, AIR CLEANER MTG, QSX15 ROCK CRUSHER | 10332
10331_drw.pdf | 3 | 1 | INSERT SLEEVE 7.0 X 6.0, MISSION RUBBER | 70R60
10331_drw.pdf | 4 | 1 | HUMP-HOSE REDUCER 5.5 TO 6.0, OBSOLETE. USE 3316622-S | 89849K
10331_drw.pdf | 5 | 1 | ELBOW, 30 DEGREE, 6"OD X OD, NELSON 900079a OR EQUIV | 900079A
10331_drw.pdf | 6 | 1 | ELBOW, REDUCING 8 X 7, MISSION RUBBER | 90L80R70
10331_drw.pdf | 7 | 1 | CLAMP, 5.5" NOMINAL | AC550
10331_drw.pdf | 8 | 1 | CLAMP, 6" NOMINAL, OBSOLETE. USE 13164-XXXX | AC600
10331_drw.pdf | 9 | 1 | CLAMP, 7" NOMINAL | AC700
10331_drw.pdf | 10 | 1 | CLAMP, 8" NOMINAL | AC800
10331_drw.pdf | 11 | 1 | SERVICE INDICATOR, FILTER, DONALDSON D-RAX00-2352 | D-RAX00-2352
10331_drw.pdf | 12 | 2 | BRACKET, MOUNTING, MUFFLER, 18", NELSON Q27244 | Q27244
10349_drw.pdf | 1 | 2 | ANGLE, 1.5 X 1.5 X 3/16 X 12LG, S-36 OR EQUIV. | 10349_1
10349_drw.pdf | 2 | 3 | ANGLE, 1.5 X 1.5 X 3/16 X 40LG, A-36 OR EQUIV | 10349_2
10349_drw.pdf | 3 | 1 | SHEET, 7GA X 3 X 6, A-36 OR EQUIV. | 10349_3
10365_drw.pdf | 1 | 1 | THROTTLE CABLE, TURN LOCKING | R09D3-5X06_10365B
10365_drw.pdf | 2 | 1 | DECAL, FUEL SOLENOID OVERIDE (NOT SHOWN), FIREPUMP | 9526-12
10365_drw.pdf | 3 | 1 | BRACKET, SOLENOID OVERIDE, CFP83-F40, FIREPUMP | 10364
10365_drw.pdf | 4 | 1 | CLIP, THROTTLE OVERIDE, CFP83-F40, FIREPUMP | 11147
10365_drw.pdf | 5 | 1 | CHAIN, CONNECTING (NOT SHOWN) P/N 1250, FIREPUMP | CHAIN-1250
10392_drw.pdf | 1 | 2 | WELDMENT, SHAFT GUARD, SAE #3 W/ 56" SHAFT, FIREPUMP | 10393
10392_drw.pdf | 2 | 2 | COVER, TELESCOPING, SHAFT GUARD, FIREPUMP | 9493
10392_drw.pdf | 3 | 2 | BRACKET, GUARD SUPPORT, FIREPUMP | 10135
10392_drw.pdf | 4 | 2 | BRACE, SHAFT GUARD SUPPORT, FIREPUMP | 10136
10392_drw.pdf | 5 | 8 | SCREW, CAP, HEX HEAD, M10-1.5 | HHCS_M10
10392_drw.pdf | 6 | 3 | SCREW, CAP, HEX HEAD, M8 x 20 | HHCS_M8
10393_drw.pdf | 1 | 1 | BACKPLATE, SHAFT GUARD, SAE #3 W/ EXTENDED SHAFT, FIREPUMP | 10394
10393_drw.pdf | 2 | 1 | SIDE W/ SLOT, BACK PLATE, GUARD W/ 56" SHAFT, FIREPUMP | 10395
10393_drw.pdf | INTERMITTENT | INTERMITTENT | WELD
10393_drw.pdf | CORNER
10397_drw.pdf | 1 | 1 | SPLIT BACKPLATE, SHAFT GUARD, SAE #4, FIREPUMP | 10398
10397_drw.pdf | 2 | 1 | SIDE W/ SLOT, SPLIT BACK PLATE, SHAF GUARD, FIREPUMP | 10399
10397_drw.pdf |  | .13 | 1 2
10407_drw.pdf | 1 | 1 | SIDE W/ SLOT, SPLIT BACK PLATE, SHAF GUARD, FIREPUMP | 10399
10407_drw.pdf | 2 | 1 | BACKPLATE, SHAFT GUARD, SAE #3, FIREPUMP | 10408
10407_drw.pdf |  |  | 1 2
10409_drw.pdf | 1 | 1 | SIDE W/ SLOT, SPLIT BACK PLATE, SHAF GUARD, FIREPUMP | 10399
10409_drw.pdf | 2 | 1 | SPLIT BACKPLATE, SHAFT GUARD, SAE #1, FIREPUMP | 10410
10409_drw.pdf |  |  | 90.0 $
10409_drw.pdf |  |  | 20.16
10418_drw.pdf | ITEM
10418_drw.pdf | 1 | 1 | ENGINE, QSM-11 T3, CSL CUST CODE 76333 SPEC QSM_11_360_T3 | 76333-QSM_11_360_T3
10418_drw.pdf | 2 | 1 | MOUNT, ALTERNATOR, CECO EH2137 | EH2137
10427_drw.pdf | 1 | 1 |  | EN11099
10429_drw.pdf | 1 | 1 |  | AA11119
10429_drw.pdf | 2 | 1 | VALVE, 4" AIR SHUTOFF, AMOT MODEL 4262 24 VDC | 4262C04A072
10429_drw.pdf | 3 | 2 | INSERT SLEEVE 5.0 X 4.0, MISSION RUBBER 50R40 | 50R40
10429_drw.pdf | 4 | 1 | HUMP-HOSE 5" NOMINAL, NELSON 89837K OR EQUIV | 89837K
10429_drw.pdf | 5 | 2 | CLAMP, 5" NOMINAL, | AC500
10430_drw.pdf | 1 | 2 | SUPPORT; MUFFLER | 6823
10430_drw.pdf | 2 | 1 | BELLOWS, CUSTOM, 3" HALF MAR;MO5N" FLANGE | 10443
10430_drw.pdf | 3 | 1 | ADAPTER, EXHAUS;TCECO 3523046 | 3523046
10430_drw.pdf | 4 | 1 | CLAMP,V BAN;D. | 3903652
10430_drw.pdf | 5 | 1 | GASKET, EXHAUS;TCECO 3921961 | 3921961
10430_drw.pdf | 6 | 1 | MUFFLER, SPARK ARRESTI;NGNELSON 49650U | 49650U
10430_drw.pdf | 7 | 1 | RAIN CAP, 5;" NELSON 89450A | 89450A
10430_drw.pdf | 8 | 2 | BRACKET,MOUNTING;
10439_drw.pdf | 1 | 2 | DETAIL, WELDMENT, RADIATOR SUPPORT | 10439-01
10439_drw.pdf | 2 | 1 | DETAIL, WELDMENT, RADIATOR SUPPORT | 10439-02
10439_drw.pdf | 3 | 2 | DETAIL, WELDMENT, RADIATOR SUPPORT | 10439-03
10440_drw.pdf | 1 | 1 | GUARD, FAN, BELT, QS&T 10-386FG | 10-386FG
10440_drw.pdf |  |  | MODIFICATION NOTES
10440_drw.pdf |  |  | MODIFY GUARD 10-386FG TO | AS
10440_drw.pdf |  |  | MEASUREMENTS TO BOTTOM OF
10440_drw.pdf |  |  | EASE OF MODIFICATION.
10440_drw.pdf |  |  |  | ADJUSTED
10447_drw.pdf | 1 | 1 | DRIVEPLATE, BOWEX 80FLEX 11.5, KTR CORP | BOWEX80FLE11_5FLANGE
10447_drw.pdf | 2 | 1 | BOWEX80T - 17 SPLINE, KTR CORP | BOWEX80T17TSPLINE
10447_drw.pdf | 3 | 1 | PUMP MOUNTING PLATE, KTR SAE2CUREDPMP | SAE2CURVEDPMP
10447_drw.pdf |  |  | NOTES:
10447_drw.pdf |  |  | PURCHASE FROM KTR CORPORATION
10450_drw.pdf | 1 | 1 | HARNESS, GAUGE PANEL, FIREPUMP, E.ECTRONIC ENGINES | 8826
10450_drw.pdf | 2 | 2 | RELAY, INSTRUMENT PANEL, 40 AMP, 12vdc | 8857
10450_drw.pdf | 3 | 1 | HARNESS, GAUGE PANEL, FIREPUMP, E.ECTRONIC ENGINES | 8894
10450_drw.pdf | 4 | 1 | ENCLOSURE, FIREPUMP INSTRUMENT | 10454
10450_drw.pdf | 5 | 1 | ASSEMBLY, SWITCH GANG, FIREPUMP | 11084
10450_drw.pdf | 6 | 1 | ASSEMBLY, TERMINALS, GAUGE PANEL, FIREPUMP | 11137
10450_drw.pdf | 7 | 2 | GUAGE, VOLTMETER, INSTRUMENT PANEL, FIREPUMP | 8827
10450_drw.pdf | 8 | 1 | GUAGE, OIL PRESSURE, INSTRUMENT PANEL, FIREPUMP | 8828
10450_drw.pdf | 9 | 1 | GUAGE, TACHOMETER/HOUR METER, FIREPUMP | 8829
10450_drw.pdf | 10 | 1 | GUAGE, WATER, INSTRUMENT PANEL, FIREPUMP | 8830
10450_drw.pdf | 11 | 2 | CIRCUIT BREAKER, INSTRUMENT PANEL, FIREPUMP | 8831
10450_drw.pdf | 12 | 1 | MODULE, OVERSPEED, UNLITITED P/N 7001327 | 8836
10450_drw.pdf | 13 | 1 | BRACKET, TOGGLE SWITCH MOUNTING, FIREPUMP GAUGE PANEL - E-ENG | 8887
10450_drw.pdf | 14 | 2 | SWITCH, TOGGLE, MINIATURE, MOMENTARY (ON)-OFF-(ON) | 8889
10450_drw.pdf | 15 | 2 | NUT, JAM, 1-11/16-18 UNEF, FIREPUMP | 8897
10450_drw.pdf | 16 | 2 | RELAY HOLDER, FIREPUMP | 9528
10452_drw.pdf | 1 | 1 | ENCLOSURE, FIREPUMP INSTRUMENT | 10454
10452_drw.pdf | 2 | 1 | ASSEMBLY, SWITCH GANG, FIREPUMP | 11084
10452_drw.pdf | 3 | 1 | MODULE, OVERSPEED, UNLITITED P/N 7001327 | 8836
10452_drw.pdf | 4 | 1 | DECAL, INSTRUMENT PANEL, FIREPUMP | 10731
10452_drw.pdf | 5 | 1 | DECAL, INSTRUCTION, GAUGE PANEL | 11136
10452_drw.pdf | 6 | 1 | ASSEMBLY, HARNESS, INSTRUMENT PANEL, FIREPUMP | 11185
10452_drw.pdf | 7 | 1 | BRACKET, TOGGLE SWITCH MOUNTING, FIREPUMP GAUGE PANEL - | E-ENG8887
10452_drw.pdf | 8 | 1 | SWITCH, TOGGLE, MINIATURE, MOMENTARY (ON)-OFF-(ON) | 8889
10452_drw.pdf | 9 | 1 | SWITCH, TOGGLE, MINIATURE, SUSTAINED ON-OFF-ON | 8888
10452_drw.pdf | 10 | 2 | RELAY HOLDER, FIREPUMP | 9528
10452_drw.pdf | 16 | 1 | ASSEMBLY, TERMINALS, GAUGE PANEL, FIREPUMP | 11137
10452_drw.pdf | 17 | 1 | MODULE, DIODE, INSTRUMENT PANEL, FIREPUMP | 9529
10453_drw.pdf | 1 | 1 | ENCLOSURE, FIREPUMP INSTRUMENT | 10454
10453_drw.pdf | 2 | 1 | ASSEMBLY, SWITCH GANG 24VDC, FIREPUMP | 11085
10453_drw.pdf | 3 | 1 | MODULE, OVERSPEED, UNLITITED P/N 7001327 | 8836
10453_drw.pdf | 4 | 1 | DECAL, INSTRUMENT PANEL, FIREPUMP | 10731
10453_drw.pdf | 5 | 1 | DECAL, INSTRUCTION, GAUGE PANEL | 11136
10453_drw.pdf | 6 | 1 | ASSEMBLY, HARNESS, INSTRUMENT PANEL, FIREPUMP | 11185
10453_drw.pdf | 7 | 1 | BRACKET, TOGGLE SWITCH MOUNTING, FIREPUMP GAUGE PANEL - | E-ENG8887
10453_drw.pdf | 8 | 1 | SWITCH, TOGGLE, MINIATURE, MOMENTARY (ON)-OFF-(ON) | 8889
10453_drw.pdf | 9 | 1 | SWITCH, TOGGLE, MINIATURE, SUSTAINED ON-OFF-ON | 8888
10453_drw.pdf | 10 | 2 | RELAY HOLDER, FIREPUMP | 9528
10453_drw.pdf | 16 | 1 | ASSEMBLY, TERMINALS, GAUGE PANEL, FIREPUMP | 11137
10453_drw.pdf | 17 | 1 | MODULE, DIODE, INSTRUMENT PANEL, FIREPUMP | 9529
10454_drw.pdf | ITEM
10454_drw.pdf | 1 | 1 | HINGE, INSTRUMENT PANEL COVER, FIREPUMP | 8867
10454_drw.pdf | 3 | 1 | ENCLOSURE BACK, INSTRUMENT PANEL, FIREPUMP | 10455
10454_drw.pdf | 4 | 1 | FACE PLATE, INSTRUMENT PANEL, FIREPUMP | 11072
10454_drw.pdf | 5 | 1 | NUT, WELD, 5/16-18 | NUT-WELD_312
10454_drw.pdf | 6 | 4 | STUD, WELD, 5/16-18 x .500 | WELDSTUD_312-18_X_500
10454_drw.pdf |  |  |  | ENCLOSURE
10484_drw.pdf | 1 | 1 | DETAIL, BRACKET, | 10484-01
10484_drw.pdf | 2 | 2 | M10 X 30 WELD STUD, | M10_X_30_WELD_STUD
10485_drw.pdf | 1 | 1 | BRACKET, ADAPTER, AIR CLEANER MTG, DGDK W/ HEAVY DUTY | A/C10484
10485_drw.pdf | 2 | 1 | CLEANER,AIR, OPTIAIR 1100 | AH19334
10485_drw.pdf | 3 | 2 | STRAP,AIR CLEANER | 3932495S_CCR
10485_drw.pdf | 4 | 1 | WEATHER HOOD, FLEETGUARD 3946466S | 3946466S
10485_drw.pdf | 5 | 1 | TUBE, ALUMINUM, 4" DIA, NELSON 89661K OR EQUIV | 89661K-4_INCH
10485_drw.pdf | 6 | 1 | COUPLING, RUBBER, 4"x5", NELSON #89845K | 89845K
10485_drw.pdf | 7 | 1 | CLAMP, 4" NOMINAL | AC400
10485_drw.pdf | 8 | 1 | CLAMP, 5" NOMINAL | AC500
10485_drw.pdf | 9 | 2 | SCREW, CAP, HEX HEAD, M10-1.5 | HHCS_M10
10485_drw.pdf | 10 | 4 | NUT, HEX, M10, COMMON HARDWARE | NUT_HH_M10
10485_drw.pdf |  |  | OLD FILTER RESTRICTION
10485_drw.pdf |  |  | INDICATOR LOCATION
10516_drw.pdf | ITEM
10516_drw.pdf | 1 | 2 | CLAMP, HEAT EXCHANGER, 6" DIA, CMAP #CP090496-2 | 8965
10516_drw.pdf | 2 | 1 | TUBE, CAC INTAKE, QSC/QSLT3 FIREPUMP | 10517
10516_drw.pdf | 3 | 1 | COOLER, CHARGE AIR, 6" DIAMETER, 4-PASS W/ RAW WATER | DRA8I9N66
10516_drw.pdf | 4 | 4 | WASHER,FLAT, M10 | 20020-M10
10516_drw.pdf |  |  | NUT,HEX,PT, M10-1.50 | 20140-M10
10516_drw.pdf |  |  |  | 20310-025
10516_drw.pdf |  |  |  | 20310-030
10576_drw.pdf | 1 | 1 | PLATE, LEG, ENGINE SUPPORT, FIREPUMP | 8409
10576_drw.pdf | 2 | 1 | CHANNEL, SUPPORT, ENGINE, FRONT, UNIVERSAL | 10577
10598_drw.pdf | 1 | 1 | CONTROL BOX, HOFFMAN C-SD16128 | HOFFMAN_C-SD16128
10598_drw.pdf | 2 | 1 | PANEL, BACK., HOFFMAN C-P1612 | HOFFMAN-C-P1612
10598_drw.pdf | 3 | 1 | FRONT PANEL AUX CONTRL BOX | 10598_CVR_DTL
10598_drw.pdf | 4 | 1 | MODULE, GENERATOR CONTROL, GAC INTELILITE IL-MRS17 | 9002
10598_drw.pdf | 7 | 2 | BULB, 24 VOLT, NEWARK 37N1869 | NE-37N1869
10598_drw.pdf | 8 | 1 | LENS, RED, NEWARK 46F3138 | NE-46F3138
10598_drw.pdf | 9 | 1 | LENS, AMBER, NEWARK 46F3140 | NE-46F3140
10598_drw.pdf | 10 | 1 | SWITCH, TOGGLE, SPDT, WAYTEK 44203 OR EQUIV | WAYTEK_44203
10598_drw.pdf | 11 | 1 | SWITCH, TOGGLE, DPST - WAYTEK 44204 OR EQUIV. | WAYTEK_44204
10598_drw.pdf | 12 | 1 | SWITCH, EMERGENCY STOP, DPNC, NEWARK 88F1723 | 88F1723
10598_drw.pdf | 13 | 1 | TERMINAL STRIP, 10 TAB, EN55047 OR CINCH 10-141 | EN55047
10598_drw.pdf | 16 | 2 | CHORD-GRIP, MULTI-CHORD, 6-COND. 16 AWG, MCMASTER 7807K42 | 7807K42
10598_drw.pdf | 17 | 1 | FUSE BLOCK, ATO / ATC, 6-GANG, WAYTEK 46081 OR EQUIV | WAYTEK_46081
10598_drw.pdf | 18 | 1 | FUSE, ATO/ATC, 1AMP | FUSE_ATC_01A
10600_drw.pdf | 1 | 1 | PLATE 0.25 X 14.28 X 20.88, ASTM A36 | 10600-01
10600_drw.pdf | 2 | 1 | ANGLE, 3 X 4 X 0.25 ASTM A36 | 10600-02
10600_drw.pdf | 3 | 1 | FLAT 0.25 X 1.50 X 13.5, ASTM A36 | 10600-03
10600_drw.pdf | 4 | 1 | FLAT 0.25 X 2.50 X 6.00, ASTM A36 | 10600-04
10605_drw.pdf | 1 | 1 | ISOLATOR, TECH PRODUCTS, UNIVERSAL ARMOR PLATED, - | 60270
10605_drw.pdf | 2 | 2 | WASHER, SNUBBING, 2" OD X 0.51 ID, TECH PRODUCTS | 0308-1
10606_drw.pdf | 1 | 1 | SHEET, HRS, 0.25" THICK, | 10606_01
10606_drw.pdf | 2 | 1 | SHEET, HRS, 0.25" THICK, - | 10606_02
10606_drw.pdf | 3 | 2 | SHEET, HRS, 0.25" THICK, - | 10606_03
10606_drw.pdf | 4 | 1 | SHEET, HRS, 0.25" THICK, FORMED 3.25 X 3, - | 10606_04
10606_drw.pdf | 5 | 4 | SHEET, HRS, 0.25" THICK, - | 10606_05
10606_drw.pdf | 6 | 1 | SHEET, HRS, 0.25" THICK, FORMED 3.25 X 4.25, - | 10606_06
10606_drw.pdf | 7 | 2 | SHEET, HRS, 0.25" THICK, - | 10606_07
10607_drw.pdf | 1 | 1 | ASSEMBLY, POWER UNIT A-2300 | 10294
10607_drw.pdf | 2 | 4 | ISOLATOR, TECH PRODUCTS #60270-0, W/ 0308-1 WASHERS | (2) R1E0Q6'0D5
10607_drw.pdf | 3 | 1 | FRAME, GENSET, A-SERIES, NEWAGE BC184 | 10606
10607_drw.pdf | 4 | 1 | ALTERNATOR, BC184E / F W/ SAE5, NEWAGE | BC184_E_F_W_SAE5
10612_drw.pdf | 1 | 2 | CHANNEL, STRUCTURAL, C8 11.5#, ASTM A36 | 10612-01
10612_drw.pdf | 2 | 2 | CHANNEL, STRUCTURAL, C8 11.5#, ASTM A36 | 10612-02
10612_drw.pdf | 3 | 2 | PLATE, .25" FORMED, ASTM A36 | 10612-03
10612_drw.pdf | 4 | 4 | PLATE, .25", ASTM A36 | 10612-04
10612_drw.pdf | 5 | 4 | FLAT BAR, .375 X 1.50 X 7.31, ASTM A36 | 10612-05
10625_drw.pdf | 1 | 1 | SCREW COVER CONTROL BOX , HOFFMAN P/N A-SE36X24X10 | 9049
10625_drw.pdf | 2 | 1 | BREAKER MOUNTING BRACKET | 9051
10625_drw.pdf | 3 | 1 | COVER MODIFICATION, BREAKER BOX COVER | 10626
10627_engine_drw.pdf | 1 | 1 | ADAPTER, EXHAUST, CECO 3523046 | 3523046
10627_engine_drw.pdf | 2 | 1 |  | 3903652
10627_engine_drw.pdf | 3 | 1 | GASKET, EXHAUST, CECO 3921961 | 3921961
10627_engine_drw.pdf | 4 | 1 | FUEL BREAK SENSOR - TEMP, - | SENS-TEMP
10627_engine_drw.pdf |  |  | 2
10628_drw.pdf | 1 | 4 | EARTHING LUG, HRS WITH .375 X 1.25 BOLT, - | 10628_08
10628_drw.pdf | 2 | 1 | CHANNEL, STRUCTURAL, C8 11.5# | 10628_001
10628_drw.pdf | 3 | 1 | CHANNEL, STRUCTURAL, C8 11.5# | 10628_002
10628_drw.pdf | 4 | 2 | CHANNEL, STRUCTURAL, C8 11.5# | 10628_003
10628_drw.pdf | 5 | 2 | SHEET, HRS, 0.25" FORMED 8x7x1.50 | 10628_004
10628_drw.pdf | 6 | 4 | SHEET, HRS, 0.25" THICK | 10628_005
10628_drw.pdf | 7 | 4 | FLATBAR, 0.375 X 1.50 | 10628_006
10628_drw.pdf | 8 | 1 | PLATE, HRS, 0.50" X 12", - | 10628_007
10631_drw.pdf | 1 | 2 | BRACKET, MOUNTING, GUARD, FIREPUMP | 8592
10631_drw.pdf | 2 | 1 | BRACKET, MOUNTING, GUARD, FIREPUMP | 8593
10631_drw.pdf | 3 | 1 | GUARD, PULLEY, MARINE FIREPUMP, FIREPUMP | 10632
10649_drw.pdf | 1 | 1 | Saginaw Control & Engineering, NEMA 4X ENCLOSURE | DETAISLCE-16148ELJWSS
10649_drw.pdf | 2 | 1 | TERMINAL STRIP, INSTRUMENT PANEL, CINCH 16-141, FIREPUMP | 8837
10649_drw.pdf | 3 | 1 | STRIP, MARKING, TERMINAL BLOCK, FIREPUMP | 9527
10649_drw.pdf | 4 | 1 | BRACKET, MOUNTING, GUAGE PANEL, | 10653
10649_drw.pdf | 5 | 1 | PROGRAMABLE TACHOMETER, | 10721
10649_drw.pdf | 6 | 1 | GLAND, ROXTEC # CF 10/10, | 10722
10649_drw.pdf | 7 | 1 | PLATE, MOUNTING, GUAGES, | 10738
10649_drw.pdf | 8 | 2 | BRACKET, GUAGE STANDOFF, | 10739
10649_drw.pdf | 9 | 1 | SCHEMATIC, PANEL WIRING, | 10745
10649_drw.pdf | 10 | 1 | GUAGE, PRESSURE, 0-15 PSI, F.W. MURPHY | A25DP-15
10649_drw.pdf | 11 | 1 | GUAGE, PRESSURE, 0-30 PSI, F.W. MURPHY | A25PEF-30
10649_drw.pdf | 12 | 1 | GUAGE, PRESSURE, 0-100 PSI, F.W. MURPHY | A25PEF-100
10649_drw.pdf | 13 | 2 | GUAGE, TEMPERATURE, F.W. MURPHY
10678_drw.pdf | ITEM
10678_drw.pdf | 1 | 1 | ASSEMBLY, IDLER | 9151
10678_drw.pdf | 4 | 1 | BELT, FAN DRIVE, 8-RIB, 81" (2070MM) | 10681
10678_drw.pdf | 5 | 1 | PLATE, FAN DRIVE, L-GAS 9 CONVERSION, OF LT10G, CITY OF | CHICAGO10683
10688_drw.pdf | 1 | 1 | PLATE, A-36, 1/2" THICK, | 10688-01
10688_drw.pdf | 2 | 1 | PLATE, A-36, 1/2" THICK, | 10688-02
10688_drw.pdf | 3 | 1 | PLATE, A-36, 1/2" THICK, | 10688-03
10688_drw.pdf | 4 | 1 | PLATE, A-36, 1/4" THICK, - | 10688-04
10688_drw.pdf | 5 | 1 | PLATE, A-36, 1/4" THICK, - | 10688-05
10688_drw.pdf |  |  |  | 3
10699_drw.pdf | 1 | 1 | TUBE, INLET, - | 10700
10699_drw.pdf | 2 | 2 | HOSE,ELBOW, CECO P/N 170049 | 170049
10699_drw.pdf | 3 | 1 |  | 215921
10699_drw.pdf | 4 | 4 | CLAMP, SPRING HOSE, CECO P/N 3925089 | 3925089
10708_drw.pdf | ITEM
10708_drw.pdf | 1 | 1 | C8 X 11.5# CHANNEL , ASTM A36 | 10708-01
10708_drw.pdf | 2 | 1 | C8 X 11.5# CHANNEL , ASTM A36 | 10708-02
10708_drw.pdf | 3 | 1 | C10 X 15.3# CHANNEL , ASTM A36 | 10708-03
10708_drw.pdf | 4 | 1 | C8 X 11.5# CHANNEL , ASTM A36 | 10708-04
10708_drw.pdf |  |  | X 11.5# CHANNEL , ASTM A36 | 10708-05
10708_drw.pdf |  |  | A36 | 10708-06
10708_drw.pdf |  |  |  | 10708-07
10712_drw.pdf | 1 | 1 | HOSE, WATER, 16 JIC BOTH ENDS | 11086-05
10712_drw.pdf | 2 | 1 | BRACKET, RAW WATER COOLING, 8" LG, FIREPUMP | 8814
10712_drw.pdf | 3 | 1 | BRACKET, MOUNTING, COOLING LOOP, M11, FIREPUMP | 9755
10712_drw.pdf | 4 | 1 | ADAPTER, NPTM X JIC 37 DEG | 11587
10712_drw.pdf | 5 | 1 | ELBOW, 1" NPTM X #16 JIC 37 DEG | 11588
10712_drw.pdf | 6 | 2 | U-BOLT, 1-1/8" OD PIPE, W/NUTS | 3201T13
10741_drw.pdf | 1 | 1 | POLY TUBE, 0.25" O.D., | 10741_POLY-01
10741_drw.pdf | 2 | 1 | POLY TUBE, 0.25" O.D., | 10741_POLY-02
10741_drw.pdf | 3 | 1 | POLY TUBE, 0.25" O.D., | 10741_POLY-05
10741_drw.pdf | 4 | 1 | POLY TUBE, 0.25" OD, BUTTON TO STARTER, (NOT SHOWN) | 10741_POLY-06
10741_drw.pdf | 5 | 1 | POLY TUBE, 0.25" O.D., | 10741_POLY-08
10741_drw.pdf |  |  | O.D., | 10764017_2PKO3L5Y0-09
10741_drw.pdf |  |  |  | 10764017_2PKO3L5Y0-09
10741_drw.pdf | 8 | 1 | BRACKET, MOUNTING, AIR VALVES, | 10740
10741_drw.pdf | 9 | 3 | POLY TUBE, 0.25" OD, | 10741_POLY-03
10741_drw.pdf | 10 | 2 | POLY TUBE, 0.25" OD, | 10741_POLY-04
10741_drw.pdf | 11 | 2 | SOLENOID, NORGREN HAZZARD DUTY 3-WAY, | 10742
10741_drw.pdf | 12 | 1 | BRACKET, MOUNTING, FUEL ACTUATOR, | 10743
10741_drw.pdf | 13 | 1 | BRACKET, MOUNTING, AIR CYLINDER, | 10744
10741_drw.pdf | 14 | 2 | MUFFLER, 1/8" NPT, | 4450K1
10741_drw.pdf | 15 | 2 | MUFFLER, 1/4" NPT, | 4450K2
10741_drw.pdf | 16 | 2 | UNION TEE, 0.25 OD TUBE, | 5053K31
10748_drw.pdf | 1 | 1 | KNOB, 0.50 DIA, 0.25 BORE, MCMASTER #6094K71 OR EQUAL | 13626
10748_drw.pdf | 10 | 1 | LEAD 10 AWG, COPPER, GXL INSULLATION, RED COLOR | 10748_L1
10748_drw.pdf | 11 | 1 | LEAD 10 AWG, COPPER, GXL INSULLATION, BLACK COLOR | 10748_L2
10748_drw.pdf | 12 | 1 | LEAD 10 AWG, COPPER, GXL INSULLATION, BLACK COLOR | 10748_L3
10748_drw.pdf | 13 | 1 | LEAD, 10 AWG, COPPER, GXL INSULLATION, GREEN COLOR | 10748_L4
10748_drw.pdf | 21 | 3 | BOOT, INSULATING, -0.25" ENTRY, RED | 11052
10748_drw.pdf | 22 | 1 | CONNECTOR, 50 PIN | DRC20-50P-01
10748_drw.pdf | 23 | 1 | CONNECTOR, 50 PIN | DRC20-50P-02
10748_drw.pdf | 24 | 1 | CONNECTOR, 50 PIN | DRC20-50P-03
10748_drw.pdf | 25 | 1 | CONNECTOR, 50 PIN | DRC20-50P-04
10755_drw.pdf | 1 | 1 | HARNESS, ECM, CFP9E (NOT SHOWN) | 12857
10755_drw.pdf | 2 | 1 | ASSEMBLY, ECM SWITCH, A-B | 10748
10755_drw.pdf | 3 | 1 | BRACKET, MOUNTING, RH, ECM, CFP9E, FIREPUMP | 10779
10755_drw.pdf | 4 | 1 | BRACKET, MOUNTING, LH, ECM, CFP9E, FIREPUMP | 10780
10755_drw.pdf | 5 | 1 | BRACKET, SECONDARY ECM, CFP9E | 14842
10755_drw.pdf | 6 | 5 | ISOLATOR,VIBRATION | 3955219
10755_drw.pdf | 7 | 5 | ISOLATOR,VIBRATION | 3955220
10755_drw.pdf | 8
10755_drw.pdf | 9 | 4 | ISOLATOR, #10 TAP & STUD, #AG-3904930 | 51156PS
10762_drw.pdf | 1 | 1 | HOSE, FUEL INLET, FILTER, CFP9E | 13576
10762_drw.pdf | 2 | 1 | HOSE, FUEL RETURN, ENG - ECM, CFP9E | 13577
10762_drw.pdf | 3 | 1 | HOSE, FUEL INLET, ENGINE, CFP9E | 13576
10762_drw.pdf | 4
10762_drw.pdf | 7
10762_drw.pdf | 8 | 1 | FUEL LINE, 12" EXTENSION, #8 FEM JIC X #8 221FR X | 3/8"1N4P4T00-007
10762_drw.pdf | 9 | 1 | FUEL LINE, 12" EXTENSION, #10 FEM JIC X #10 221FR X | 1/21"44N0P0T-010
10764_drw.pdf | 1 | 1 | HOSE, WATER TO CAC, CFP9E | 13579
10764_drw.pdf | 2 | 1 | ADAPTER, NPTM X JIC 37 DEG | 11587
10764_drw.pdf | 3 | 1 | ELBOW, 1" NPTM X #16 JIC 37 DEG | 11588
10764_drw.pdf | 4 | 1 | BRACKET, COOLING LOOP SUPPORT, LOWER1, | 13581
10764_drw.pdf |  |  |  | 20310-030
10764_drw.pdf | 9 | 2 | U-BOLT, 1" NPT, 3/8" x 1-1/2" x 2-1/2" | 3043T37
10764_drw.pdf |  | 7 | D
10764_drw.pdf | to the the document as | receiver accepts in | confidence. the writing by CUMMINS FIRE POWER LLC CORPORATE OFFICE | DESIGN UPFIT CENTER
10764_drw.pdf | ittrawdiellse(c1r)etnoitnfuosrematthieondotchuemreenitn,or(2a)nynoctopcyoptyhetrheeofdoocrumtehnet, or the | ittrawdiellse(c1r)etnoitnfuosrematthieondotchuemreenitn,or(2a)nynoctopcyoptyhetrheeofdoocrumtehnet, confidential | WHITE BEAR LAKE, MN or trade WWW.CUMMINSFIREPOWER.COM | DEPERE, WISCONSIN
10764_drw.pdf |  | cPoopwieersLtLhCereof, | anMd ISC PIPING
10764_drw.pdf | DIMENSION |  | ACREFP9E
10764_drw.pdf |  |  | DWG UNITS: DRAWN BY: DAVE N | 06MAR2006
10765_drw.pdf | 1 | 1 | HOSE, WATER, CAC TO JWC, CFP9E | 13580
10765_drw.pdf | 2
10765_drw.pdf | 3
10765_drw.pdf | 4
10765_drw.pdf |  |  | B
10765_drw.pdf |  | SEALANT
10765_drw.pdf | the document as | accepts in | CUMMINS FIRE POWER LLC the writing by CORPORATE OFFICE | DESIGN UPFIT CENTER
10765_drw.pdf | ittrawdiellse(c1r)etnoitnfuosrematthieondotchuemreenitn,or(2a)nynoctopcyoptyhetrheeofdoocrumtehnet, or the | ittrawdiellse(c1r)etnoitnfuosrematthieondotchuemreenitn,or(2a)nynoctopcyoptyhetrheeofdoocrumtehnet, confidential | WHITE BEAR LAKE, MN or trade WWW.CUMMINSFIREPOWER.COM | DEPERE, WISCONSIN
10765_drw.pdf |  | cPoopwieersLtLhCereof, | anAd SSEMBLY, CAC PLUMBING, CFP9E
10765_drw.pdf | DIMENSION |  | TOLERANCESFAIREREPUMP
10765_drw.pdf |  |  | DWG UNITS: DRAWN BY: DAVE N | 03MAR2006
10766_drw.pdf | 1
10766_drw.pdf | 2 | 4 | ISOLATOR,VIBRATION | 3955219
10766_drw.pdf | 3 | 4 | ISOLATOR,VIBRATION | 3955220
10766_drw.pdf | 4 | 1 | COOLING PLATE, ECM MODULE, CUMMINS | 3970204
10766_drw.pdf | 5
10836_drw.pdf | 1 | 1 | PLATE,MOUNTIN;GFRONT | 10836-01
10836_drw.pdf | 2 | 2 | GUSSET;OUTSIDE | 10836-02
10836_drw.pdf | 3 | 1 | GUSSET; MIDDLE | 10836-03
10836_drw.pdf |  |  | TYP E
10836_drw.pdf |  |  | .25
10838_drw.pdf | 1 | 1 | GUARD, BELT, CFP15E, - | 10838-01
10838_drw.pdf | 2 | 1 | GUARD, BELT, CFP15E FIREPUMP, - | 10838-02
10838_drw.pdf | SHEET
10838_drw.pdf | SHEET
10838_drw.pdf | MATL: | MATL:
10838_drw.pdf | FINISH: | FINISH:
10842_drw.pdf | 1 | 1 | HOSE, FUEL, CFP15E FIREPUMP | 10925
10842_drw.pdf | 2 | 1 | HOSE, FUEL, CFP15E FIREPUMP | 10926
10842_drw.pdf | 3 | 1 | HOSE, FUEL COOLER INPUT, CFP15E | 12523
10842_drw.pdf | 4 | 1 | HOSE, FUEL COOLER, RETURN, CFP15E | 12524
10842_drw.pdf | 5
10842_drw.pdf | 6
10842_drw.pdf | 7
10842_drw.pdf | 8 | 2 | FUEL LINE, 12" EXTENSION, #10 FEM JIC X #10 221FR X 3/4" | N1P4T400-011
10842_drw.pdf | 9 | 1 | VALVE,CHECK,BRASS, 1/2" MNPT X MNPT | 14411
10842_drw.pdf | 10 | 4 | CLAMP, LOOM, 1.00 ID | 26963-16
10843_drw.pdf |  |  | BREAK ALL EDGES
10846_drw.pdf | 1 | 1 | PLATE, LIFTING AND ECM MTG, CFP15E | 10895
10846_drw.pdf | 2 | 1 | ASMY, ECM COOLER AND MOUNT, CFP15E FIREPUMP | 10900
10846_drw.pdf | 3 | 1 | ASSEMBLY, ECM SWITCH, A-B | 10748
10846_drw.pdf | 4 | 1 | BRACKET, MTG, ECM SWITCH BOX, CFP11E, CFP15E | 11058
10846_drw.pdf | 5 | 1 | HARNESS, ECM; QSX FIREPUMP | 11829
10846_drw.pdf | 6 | 1 | ECM, CM570 | 4309175NX
10846_drw.pdf | 7 | 4 | ISOLATOR, #10 TAP & STUD, #AG-3904930 | 51156PS
10846_drw.pdf |  |  | HARDWARE REFENCE
10846_drw.pdf |  |  | 68810 BOLT, HD CAP, | x 35
10847_drw.pdf | ITEM
10847_drw.pdf | 1 | 1 | SHELL, HEAT EXCHANGER, CFP15E FIREPUMP | 10847-01
10847_drw.pdf | 2 | 1 | CAP, END, CFP15E FIREPUMP | 10847-02
10847_drw.pdf | 3 | 2 | BEADED HOSE CONNECTION, 2.63" OD, CFP15E FIREPUMP | 10847-03
10847_drw.pdf | 4 | 1 | CAP, END, CFP15E FIREPUMP | 10847-04
10847_drw.pdf |  |  | PORT, 7/8-14 JIC, CFP15E | 10847-05
10847_drw.pdf |  |  | SAE -20 ORB (1 5/8-12 UNF) | 10847-06
10847_drw.pdf |  |  |  | 10847-07
10847_drw.pdf |  |  | 30.0 $
10849_drw.pdf | 1 | 1 | TUBE, LOWER, COOLANT HEATER, QSX15-C | 18153
10849_drw.pdf | 2 | 1 | HOSE,1.00IN IDx36IN,SILICONE, CUT TO 30.00 INCHES | LONGA042F061
10849_drw.pdf | 3 | 1 | BRACKET, COOLANT HEATER, MULTI-UNIT | 8143
10849_drw.pdf | 4
10849_drw.pdf | 5 | 1 | HEATER, COOLANT, 3KW, ADJ. VOLT, WATLOW | 11577
10849_drw.pdf | 11
10849_drw.pdf | 12
10849_drw.pdf | 13 | 6 | CLAMP, WORM, .81 - 1.50 | 14990-16
10849_drw.pdf | 14 | 1 | BRACKET, COOLANT HEATER HOSE STAND OFF | 16527
10849_drw.pdf | 15
10849_drw.pdf | 16
10849_drw.pdf | 17 | 2 | WASHER,FLAT, M10 | 20020-M10
10849_drw.pdf | 18 | 1 | NUT,HEX, 0.25-20 | 20100-025
10849_drw.pdf | 19 | 2 | NUT,HEX, 0.50-13 | 20100-050
10849_drw.pdf | 20 | 3 | SCREW,HH, 0.25-20x1.00 | 20225-100
10849_drw.pdf | 21 | 2 | SCREW,HH, 0.50-13x1.00 | 20250-100
10849_drw.pdf | 22 | 2 | SCREW,HH, M10-1.50x70 | 20310-070
10849_drw.pdf | 23 | 1 | CLAMP, LOOM, 1.25 ID | 26963-20
10849_drw.pdf | 24 | 1 | HOSE,1.00 IN IDx36IN SILICONE, CUT TO 10.00 | LONAG042F061
10849_drw.pdf | THREAD | SEALANT | ON ALL NPT THREADS.
10849_drw.pdf | TphriospedrotcyumoefntCucmomnitnasinFsirceonPfoiwdeerntLiLaClaanndditsragdievesnectroetthienfroercmeaitvieorn,iniscotnhfeidence. of the | TphriospedrotcyumoefntCucmomnitnasinFsirceonPfoiwdeerntLiLaClaanndditsragdievesnectroetthienfroercmeaitvieorn,iniscotnhfeidence. | CUMMINS FIRE POWER LLC the | CUSTOM DESIGN
10849_drw.pdf | except as ittrawdiellse(c1r)etnoitnfuosrematthieondotchuemreenitn,or(2a)nynoctopcyoptyhetrheeofdoocrumtehnet, | authorized ittrawdiellse(c1r)etnoitnfuosrematthieondotchuemreenitn,or(2a)nynoctopcyoptyhetrheeofdoocrumtehnet, | writing by 1600 BUERKLE ROAD WHITE BEAR LAKE, MN | 875 LAWRENCE DRIVE DEPERE, WISCONSIN
10849_drw.pdf | completion | of the | to retain WWW.CUMMINSFIREPOWER.COM
10849_drw.pdf | DIMENSION |  | TOLERANCES ACREFP15E
10849_drw.pdf |  |  | MUENTIRTISC DWG UNITS: DRAWN BY: S. DANFORTH | 18NOV2005
10849_drw.pdf | MA..CXXHXXIXNE== | TO##LER00A..N00C10E05SMAC..HXXIXNE==TO##LER00A..N42CES | IN/LB/S PRO-ENGINEERINIT | ECO:-
10856-01_drw.pdf | 1 | 1 | ELEMENT, FILTER, CFP15E; SPECIAL | 10857
10856-01_drw.pdf | 2 | 1 | SHROUD, INTAKE; CFP15E | 11715
10856-01_drw.pdf | 3 | 2 | CLAMP, T-BOLT; 6.28-6.59 | 13164-0650
10856-01_drw.pdf | 4 | 1 | HUMP HOSE; 5.50" X 6.00" | 3316612S
10856-01_drw.pdf | 5 | 1 | SERVICE INDICATOR, FILTER ; DONALDSON D-RAX00-2352 | D-RAX00-2352
10856-02_drw.pdf | 1 | 1 | ELEMENT, FILTER, CFP15E ; SPECIAL | 10857
10856-02_drw.pdf | 2 | 1 | SHROUD, INTAKE; CFP15E | 11715
10856-02_drw.pdf | 3 | 1 | CLAMP, T-BOLT; 5.78-6.09 | 13164-0600
10856-02_drw.pdf | 4 | 1 | CLAMP, T-BOLT; 6.28-6.59 | 13164-0650
10856-02_drw.pdf | 5 | 1 | HUMP HOSE, 5.50" X 6.00" | 3316622-S
10856-02_drw.pdf | 6 | 1 | SERVICE INDICATOR, FILTER ; DONALDSON D-RAX00-2352 | D-RAX00-2352
10856_drw.pdf | 1 |  | ELEMENT, FILTER, CFP15E, SPECIAL | 10857
10856_drw.pdf |  |  | SHROUD, INTAKE, CFP15E | 11715
10856_drw.pdf | 4
10856_drw.pdf | 5 |  | HUMP HOSE, 5.50" X 6.00" | 3316622-S
10856_drw.pdf | 6 |  | SERVICE INDICATOR, FILTER, DONALDSON D-RAX00-2352 | D-RAX00-2352
10857_drw.pdf | ITEM
10857_drw.pdf | 1 | 1 | FILTER, K&N RC3070, 6"ID, 1500 CFM @ 8" | RU-3070
10880_drw.pdf | 1 | 1 | DETAIL, BRACKET, RAD M;TGTUBE, RECT. 4 X 6 X .25 | 10880-01
10880_drw.pdf | 2 | 2 | SUPPORT, RADIATO;RWELDMENT | A059G825
10880_drw.pdf | 3 | 2 | SUPPORT, RADIATO;R | A059G826
10880_drw.pdf |  |  |  | 2X C
10880_drw.pdf |  | SECTION
10881_drw.pdf | 1 | 1 | DETAIL, BRACE, FLAT, 0.5 X 2 X SIZE | 10881-01
10881_drw.pdf | 2 | 1 | DETAIL, BRACE, ANGLE, 1.5 X 1.5 X .25 X SIZE | 10881-02
10881_drw.pdf |  | DETAILS
10881_drw.pdf | ITEM | DETAILS
10881_drw.pdf | NOTED
10881_drw.pdf | FOR | RH
10882_drw.pdf | 1 | 1 | GUARD, STUB SHAFT, SAE #3 FLYWHEEL, FIREPUMP | 8611
10882_drw.pdf | 2 | 1 | STUB SHAFT, SAE #3 LEGACY, FIREPUMP | 10883
10882_drw.pdf | 3 | 4 | WASHER, RETAINING, 3/8" | 16662-06
10882_drw.pdf | 4 | 4 | SCREW, CAP, HEX HEAD, M10-1.5 | HHCS_M10
10882_drw.pdf |  |  | HEAD, M16 x 50 | HHCS_M16_50
10882_drw.pdf |  |  | TORQUE CLASS 1
10882_drw.pdf | FLYWHEEL) |  | 120-130 FT*LB
10882_drw.pdf |  |  | 5
10884_drw.pdf | 1 | 1 | PLATE, A36, 0.25" | 10884-01
10884_drw.pdf | 2
10884_drw.pdf | 3 | 3 | NUT, WELD, 0.3125-18 X 1.00, McMASTER 94579A500 | 14217
10884_drw.pdf |  | 4.00
10885_drw.pdf | ITEM
10885_drw.pdf | 1 | 1 | DETAIL, BRACKET, CFP15E FIREPUMP | 10885-01
10885_drw.pdf | 2 | 1 | DETAIL, BRACKET, - | 10885-02
10885_drw.pdf | 3 | 3 | NUT, WELD, 5/16-18 | NUT-WELD_312
10896_drw.pdf | 1 | 1 | BRACKET, MOUNTING, TURBO GUARD, 4B, FIREPUMP | 8953
10896_drw.pdf | 2 | 1 | HEAT SHIEL, TURBO, CFP39, FIREPUMP | 10897
10900_drw.pdf | 1 | 1 | TUBE, FUEL, -10 JIC 1010 | 10902
10900_drw.pdf | 2 | 1 | WASHER, GROUNDING, CECO # 3335562 | 3335562
10900_drw.pdf | 3 | 1 | MANIFOLD, ECM COOLING, CFP15E FIREPUMP | 10901
10900_drw.pdf | 4
10900_drw.pdf | 5
10900_drw.pdf | 6 | 7 | WASHER, INSULATING, CECO # 3335561 | 3335561
10903_drw.pdf | 1 | 1 | HOSE, WATER, 16 JIC BOTH ENDS | 11086-06
10903_drw.pdf | 2 | 2 | ELBOW, 1" NPTM X #16 JIC 37 DEG | 11588
10903_drw.pdf | 3 | 1 | CLAMP, LOOM, 1.00 ID | 26963-16
10903_drw.pdf |  |  | 2
10905_drw.pdf | 1 | 1 | JIC TUBE NUT, PARKER OR EQUIV. | 24_BTX-S
10905_drw.pdf | 2 | 1 | JIC TUBE BUSHING, -24 TUBE | 12221-24
10905_drw.pdf | 3 | 1 | TUBING, STEEL, 1.50 O.D. X 0.063 WALL | 10905
10905_drw.pdf | DETAIL: | DETAIL:
10905_drw.pdf | DETAIL: | DETAIL: | SLEEVE-TUBE2#4 PER | SAE J514
10905_drw.pdf |  |  | STYLE B (070115)
10905_drw.pdf |  |  | BOTH ENDS
10905_drw.pdf | NUT-TUBE | NUT-TUBE
10905_drw.pdf | NUT-TUBE (070110) | NUT-TUBE (070110)
10905_drw.pdf | (070110) | (070110) ENDS
10905_drw.pdf |  | ENDS
10905_drw.pdf | to the document as authorized | in accepts the in | confidence. by CUMMINS FIRE POWER LLC CORPORATE OFFICE | DESIGN UPFIT CENTER
10905_drw.pdf | ittrawdiellse(c1r)etnoitnfuosrematthieondotchuemreenitn,or(2a)nynoctopcyoptyhetrheeofdoocrumtehnet, or the | ittrawdiellse(c1r)etnoitnfuosrematthieondotchuemreenitn,or(2a)nynoctopcyoptyhetrheeofdoocrumtehnet, | or trade WHITE BEAR LAKE, MN WWW.CUMMINSFIREPOWER.COM | DEPERE, WISCONSIN
10905_drw.pdf |  | cPoopwieersLtLhCereof, | andELBOW, RAW WATER, FLARE X HOSE BEAD
10905_drw.pdf | DIMENSION |  | ASRETEEL, HX TO HX
10905_drw.pdf | IMUPNEIRTISAL |  | DWG UNITS: DRAWN BY: DAVE N | 5/11/2006
10907_drw.pdf | 1 | 1 | BRACKET, 2ND ECM MTG, CFP15E FIREPUMP | 10907-01
10907_drw.pdf | 2 | 1 | DETAIL, ECM A-B SWITCH MOUNTING | 10907-02
10907_drw.pdf | 3 | 1 | DETAIL, BRACKET, - | 10907-03
10907_drw.pdf | LETE | LETE
10907_drw.pdf | LETE | LETE
10907_drw.pdf | LETE | LETE
10907_drw.pdf | LETE | LETE
10907_drw.pdf | LETE | LETE
10907_drw.pdf | LETE | LETE
10907_drw.pdf | LETE | LETE
10907_drw.pdf | LETE | LETE
10907_drw.pdf | LETE | LETE
10907_drw.pdf | LETE | LETE | SHEET 2 FOR COMPONENT DETAILS
10907_drw.pdf | LETE | LETE | WELD AS NOTED
10907_drw.pdf | LETE | LETE
10912_drw.pdf | 1 | 4 | BALL VALVE, 1_1/4 NPT MALE X FEMALE | 12709
10912_drw.pdf | 2 | 1 | GAUGE, PRESSURE, 1/4" NPT, DPG1-2 1/2, 0-100 PSI | 8892
10912_drw.pdf | 3
10912_drw.pdf | 4 | 3 | TEE, 1 1/4" NPT FEMALE, DO NOT USE. USE BTH (18AUG2015) | 12386
10912_drw.pdf | 5 | 2 | REGULATOR/STRAINER, 1-1/4" NPT, WATTS 1_1-4_25AUB-Z3 | 12388
10912_drw.pdf | 6 | 1 | VALVE, BALL, 1/4" NPT FEMALE | FA60204-1
10912_drw.pdf | 7 | 1 | BUSHING, REDUCING, 1 1/4" X 1/4" NPT, DO NOT USE. USE | BBH1B23(9118AUG2015)
10912_drw.pdf | 8
10912_drw.pdf | 9
10912_drw.pdf | 10 | 1 | VALVE, SOLENOID, 1-1/4" NPT, 24VDC, 150 PSI, ASCO | 8210G0802810G008
10912_drw.pdf | 11 | 2 | ELBOW, 90°, 1 1/4" NPT FEMALE, BLK STEEL | B90H
10912_drw.pdf | 12 | 1 | NIPPLE, 1/4" NPT x 1 1/2", BLK STEEL | LTL-CPN14112
10913_drw.pdf | 1 | 1 | ASSEMBLY, COOLING LOOP, 1-1/4", HORIZONTAL | PUMP10912
10913_drw.pdf | 2 | 1 | HOSE, RAW WATER, 28" O.A.L. PARKER 601 | 14932
10913_drw.pdf | 3 | 1 | BRACKET, RAW WATER COOLING, 8" LG, | 10916
10913_drw.pdf | 4 | 1 | BRACKET, RAW WATER COOLING, FIREPUMP | 11579
10913_drw.pdf |  |  |  | 20310-030
10913_drw.pdf | 9 | 2 | U-BOLT, 1.75" | 517134
10913_drw.pdf |  |  | 7 G
10913_drw.pdf |  |  | 8
10913_drw.pdf |  | 1 | 4
10913_drw.pdf |  |  | 9
10913_drw.pdf | to the the document as | receiver accepts in | confidence. the writing by CUMMINS FIRE POWER LLC CORPORATE OFFICE | DESIGN UPFIT CENTER
10913_drw.pdf | ittrawdiellse(c1r)etnoitnfuosrematthieondotchuemreenitn,or(2a)nynoctopcyoptyhetrheeofdoocrumtehnet, or the | ittrawdiellse(c1r)etnoitnfuosrematthieondotchuemreenitn,or(2a)nynoctopcyoptyhetrheeofdoocrumtehnet, confidential | WHITE BEAR LAKE, MN or trade WWW.CUMMINSFIREPOWER.COM | DEPERE, WISCONSIN
10913_drw.pdf |  | cPoopwieersLtLhCereof, | anMd ISC PIPING
10913_drw.pdf | DIMENSION
10913_drw.pdf |  |  | DWG UNITS: DRAWN BY: DAVE N | 04MAY2006
10918_drw.pdf | 1 | 1 | DETAIL, BRACE, FLAT, 0.5 X 2 X SIZE | 10881-01
10918_drw.pdf | 2 | 1 | DETAIL, BRACE, ANGLE, 1.5 X 1.0 X .25 X SIZE | 10918-02
10918_drw.pdf |  | DETAILS
10918_drw.pdf |  | DETAILS
10920_drw.pdf | 1 | 1 | BRACKET, MOUNTING, GUARD, FIREPUMP | 8592
10920_drw.pdf | 2 | 2 | BRACKET, MOUNTING, GUARD, FIREPUMP | 8593
10920_drw.pdf | 3 | 1 | BRACKET, MOUNTING, TUBE SUPPORT, FIREPUMP | 9834
10920_drw.pdf | 4 | 1 | GUARD, PULLEY, CFP9E, FIREPUMP | 10921
10920_drw.pdf | 5 | 1 | HEAT SHIELD, CFP59 | 15383
10920_drw.pdf | 6 | 1 | BRACKET, HEAT SHIELD | 15431
10920_drw.pdf | 7 | 4 | WASHER, RETAINING, M6 | 16662-11
10920_drw.pdf | 8
10920_drw.pdf | 9 | 1 | WASHER,FLAT, M10 | 20020-M10
10920_drw.pdf | 10 | 4 | SCREW,HH, M6-1.00x16MM | 20306-016
10920_drw.pdf | 11 | 1 | SCREW,HH, M10-1.50x25 | 20310-025
10920_drw.pdf | 12 | 1 | CLAMP,U-BOLT,GUILLOTINE, 2.25" | 89542K
10928_drw.pdf | 1 | 1 | HOSE, CAC, 4-PLY ARAMID FIBER 4", PUROSIL 364-400 | 364-400
10928_drw.pdf |  | VENDOR: | PUROSIL
10929_drw.pdf | 1 | 1 | ELBOW, CAC, 4", 500°F, PUROSIL 3646-400-MK | 3646-400-MK
10938_drw.pdf | 1 | 1 | ENIGINE, QSB6.7 | 535-06293
10938_drw.pdf |  |  | SKID, SHIPPING, - | 8444
10938_drw.pdf | 4 | 2 | MOUNT, ENGINE FRONT, -
10938_drw.pdf | 5 | 1 | BASE, QSB6.7 TIER 3, REF: BARKO SMALL LOADER | 11099
10938_drw.pdf | 6 | 1 | BRACKET, AIR CLEANER, - | 11100
10938_drw.pdf | 7 | 2 | MOUNT, ENGINE REAR, - | 11102
10938_drw.pdf |  |  | LOADER | 11104
10938_drw.pdf | 10 | 1 | ASSY, SOLENOID, BARKO, ISOLATED | 15744
10938_drw.pdf | 11 | 1 | TUBE, OIL FILLER | 3930774
10938_drw.pdf | 12 | 1 | FILTER,AIR,OPTIAIR, 1300 SERIES | AH19481
10938_drw.pdf | 13
10938_drw.pdf | 15
10938_drw.pdf | 16
10938_drw.pdf | 17 | 1 | ELBOW, CAC, 500f CAP, 4", PUROSIL 3646-400-MK | 3646-300-MK
10938_drw.pdf | 18 | 2 | BRACE,RADIATOR,FLAT, CUMMINS BEIGE | 6441-04
10938_drw.pdf |  |  | BRACE, - | 7730
10938_drw.pdf | 21 | 1 | TUBE, CAC, INLET, 3", -
10938_drw.pdf | 22 | 1 | TUBE, CAC, OUTLET, 3", - | 11088
10938_drw.pdf | 23 | 1 | TUBE, AIR INLET, - | 11103
10938_drw.pdf | 24 | 1 | TUBE, EXHAUST, 3" DIA. FORMED, - | 11106
10938_drw.pdf |  |  |  | 11227
10938_drw.pdf | 27 | 1 | SANDEN FREON COMPRESSOR, 4626 | 11319
10938_drw.pdf | 28 | 1 | TUBE, TAIL PIPE, 3.5", STAIGHT, 45 DEG CUT | 11424
10938_drw.pdf |  | 8 | CLAMP, SPRING LOADED T-BOLT, 3.28-3.58 | 12975-0350
10938_drw.pdf | 32 | 2 | CLAMP, T-BOLT,
10938_drw.pdf | 33 | 2 | CLAMP, T-BOLT, 7.00-7.31 | 13164-0725
10938_drw.pdf | 34 | 1 | CLAMP, T-BOLT, 7.28-7.59 | 13164-0750
10938_drw.pdf | 35 | 2 | CLAMP, WORM, .50 - 1.25 | 14992-12
10938_drw.pdf |  |  | 2.00 | 14992-24
10950_drw.pdf | 1 | 1 | DETAIL, SUPPORT, PLATE, 3/8 X SIZE A-36 | 10950-01
10950_drw.pdf | 2 | 2 | PLATES, SIDE, - | 10950-02
10950_drw.pdf | 3 | 2 | ANGLE, SUPPORT, 2x2x.25, 9.875"L | 10950-04
10997_drw.pdf | 1 | 1 | WELDMENT, INSTUMENT STAND, FIREPUMP DATA AQUISITION | 10998
10997_drw.pdf | 2 | 2 | CASTER, GRAINGER ITEM 3A012 | 3A012
10997_drw.pdf | 3 | 2 | CASTER, GRAINGER ITEM 5UX81 | 5UX81
10997_drw.pdf | 4 | 1 | JUNCTION BOX, DATA AQUISITION | 10999
10997_drw.pdf | 5 | 1 | ENCLOSURE COUPLING, HAMMOND ENCLOSURE R147-025-000R | R147-025-000R
10997_drw.pdf | 6 | 1 | ENCLOSURE COUPLING, HAMMOND ENCLOSURE R147-035-000R | R147-035-000R
10997_drw.pdf | 7 | 1 | INTERMEDIATE JOINT, HAMMOND ENCLOSURES R147-015-000R | R147-015-000R
10997_drw.pdf | 8 | 1 | TUBE, VERTICAL, - | 11000
10997_drw.pdf | 9 | 2 | TUBE, HORIZONTAL, - | 11001
10997_drw.pdf | 10 | 1 | INTERFACE BOX, DYNO INSTRUMENTATION | 11002
10997_drw.pdf | 11 | 2 | BIN, PARTS, GRAINGER ITEM 3KP97 | 3KP97
10997_drw.pdf | 12 | 1 | ELBOW, HAMMOND ENCLOSURE R147-020-000R | R147-020-000R
10997_drw.pdf | 13 | 1 | COMPUTER MONITOR, - | COMPUTER_MONITOR
10997_drw.pdf | 14 | 1 | REPRESENTATIVE 95% MALE | MALE95
10998_drw.pdf | 1 | 2 | DETAIL, WELDMENT, STAND LEG | 10998_01
10998_drw.pdf | 2 | 2 | DETAIL, WELDMENT, STAND CROSS MEMBER | 10998_02
10998_drw.pdf | 3 | 2 | DETAIL, WELDMENT, STAND UPRIGHT | 10998_03
10998_drw.pdf | 4 | 4 | DETAIL, WELDMENT, MOUNT, CASTER | 10998_04
10998_drw.pdf | 5 | 2 | DETAIL, WELDMENT, TRAY SUPPORT - LONG | 10998_05
10998_drw.pdf | 6 | 2 | DETAIL, WELDMENT, TRAY SUPPORT, SHORT | 10998_06
10998_drw.pdf | 7 | 1 | DETAIL, WELDMENT, UPPER TRAY | 10998_07
10998_drw.pdf | 8 | 1 | DETAIL, WELDMENT, LOWER TRAY | 10998_08
10998_drw.pdf | 9 | 1 | DETAIL, WELDMENT, PANEL, BACK | 10998_09
10998_drw.pdf | 10 | 1 | DETAIL, WELDMENT, SUPPORT, ARM | 10998_10
10998_drw.pdf | 11 | 6 | DETAIL, WELDMENT, COUNTERWEIGHT | 10998_11
10999_drw.pdf | 1 | 1 | RELAY, INSTRUMENT PANEL, 40 AMP, 12vdc | 8857
10999_drw.pdf | 2 | 1 | RELAY HOLDER, FIREPUMP | 9528
10999_drw.pdf | 3 | 1 | FRONT PANEL AUX CONTRL BOX | 10999_01
10999_drw.pdf | 4 | 1 | TERMINAL STRIP, 10 TAB, EN55047 OR CINCH 10-141 | EN55047
10999_drw.pdf | 5 | 1 | PANEL, BACK., HOFFMAN C-P1612 | HOFFMAN_C-P2016
10999_drw.pdf | 6 | 1 | CONTROL BOX, HOFFMAN C-SD16128 | HOFFMAN_C-SD20168
10999_drw.pdf | 7 | 1 | MODULE, DATA AQUISITION, OMEGA OMD-DAQ-56 | OMB-DAQ-56
10999_drw.pdf | 8 | 1 | MODULE, DATA AQUISITION, OMEGA OMD-PDQ1 | OMB-PDQ1
11000832_drw.pdf | 1 | 1 | GUARD-FAN | 11000832_A
11000832_drw.pdf | 2 | 1 | FAN GUARD; GRILL & RISE-RAIL | 11000832_B
11000832_drw.pdf | 3 | 4 | BRACKET-MOUNTING, FAN GUARD | 11000832_C
11000832_drw.pdf | 4 | 1 | BRACKET-CONNECTER, FAN GUARD | 11000832_D
11000832_drw.pdf | 5 | 1 | BRACKET WITH NUT-CONNECTER, FAN GUARD | 11000832_E
11000832_drw.pdf | SCALE |  | CMI DATA CLASSIFICATION Cummins CumminsConfidential
11000832_drw.pdf | 0.250 |  | DWN CMG ITEM NAME
11000832_drw.pdf |  |  | CKD X
11000832_drw.pdf |  |  | GUARD, FAN
11000832_drw.pdf | IS |  | DWG
11000832_drw.pdf | TO OPRUREPLOESCETRWOINTIHCOUFTORWMR,ITRTEEPNROCDOUNCSEEDNTBYOFANCYUMMMEIANNSS,INOCR. | OTHERS | DIMENSIONING AND TOLERANCING, MUST CONFORM TO CES 10903
11000849_drw.pdf | 1 | 1 | FAN, REVERSING, SUCTION | 11000849A | 1
11000849_drw.pdf | 2 | 1 | ADAPTOR, FAN | 11000849B | 1
11000849_drw.pdf | 3 | 1 | CONTROL BOX, COMPRESSOR | 11000849C | 1
11000_drw.pdf | 1 | 1 | SUSPENSION TUBE, HAMMOND ENCLOSURES | R144-022-000R
11001051_drw.pdf | 1 | 1 | SECTION, BODY | 11001051A | 1
11001051_drw.pdf | 2 | 1 | SECTION, END | 11001051B | 1
11001051_drw.pdf | 3 | 1 | SECTION, OUTLET | 11001051C | 1
11001051_drw.pdf |  |  | 16.50
11001107_drw.pdf | 1 | 30 | RAIL, GUARD | 11001107A | 1
11001107_drw.pdf | 2 | 26 | STILE, GUARD | 11001107B | 1
11001107_drw.pdf | 11000395
11001107_drw.pdf | ANSI | Y14.5M, ISO | ALL DIMENSIONS: INCH | R1101 | [MILLIMETER]
11001107_drw.pdf |  | POWER | NEW HUDSON, | PRODUCTS | MICHIGAN
11001107_drw.pdf |  | POWER |  | PRODUCTS
11001151_drw.pdf | 1 | 15 | RAIL, GUARD | 11001151A | 0
11001151_drw.pdf | 2 | 20 | STILE, GUARD | 11001151B | 0
11001151_drw.pdf | 11001107
11001151_drw.pdf | ANSI | Y14.5M, ISO | ALL DIMENSIONS: INCH | R1101 | [MILLIMETER]
11001151_drw.pdf |  | POWER | NEW HUDSON, | PRODUCTS | MICHIGAN
11001151_drw.pdf |  | POWER |  | PRODUCTS
11001188_drw.pdf | 1 | 37 | RAIL, GUARD | 11001188A | 1
11001188_drw.pdf | 2 | 26 | RAIL, GUARD | 11001188B | 1
11001188_drw.pdf | 3 | 2 | FLAT BAR | 11001188D | 0
11001188_drw.pdf | 4 | 2 | FLAT BAR | 11001188E | 0
11001201_drw.pdf | 1 | 2 | FOAM, ADHESIVE BACKED, AIR DAM, SIDE | 11001111 | 2
11001201_drw.pdf |  |  | FOAM, ADHESIVE BACKED, AIR DAM, TOP | 11001112 | 1
11001201_drw.pdf |  |  |  | DRAWING NO.
11001201_drw.pdf |  |  | ANSI | DRAWING
11001201_drw.pdf | SHALL |  |  | CUMMINS
11001201_drw.pdf |  |  |  | CUMMINS | HUDSON,
11001201_drw.pdf |  |  | PARTNAME/APPLICATION | DATE
11001201_drw.pdf | FILES, |  | FOAM, ADHESIVE BACKED,
11001201_drw.pdf |  |  | DAM, KIT | DATE
11001225_drw.pdf | 1 | 1 | FOAM, AIR DAM, BOTTOM | 11001225A | 0
11001225_drw.pdf | 2 | 2 | FOAM, AIR DAM | 11001225B | 0
11001226_drw.pdf | 1 | 2 | FOAM, ADHESIVE BACKED, AIR DAM, SIDE | 11001226A | 1
11001226_drw.pdf |  |  | DRAWING NO. | REF.
11001226_drw.pdf |  |  | MATERIAL CPP STD. BY JSK DATE 2/11/14 | DRAWN
11001226_drw.pdf |  |  | DRAWING STANDARDS: ASME Y14.5M ALL DIMENSIONS: | REF. | INCH
11001226_drw.pdf |  |  | NEW
11001226_drw.pdf | .05 |  | PART NAME/APPLICATION |  | 1 OF
11001226_drw.pdf | .025 | ADNIDSCPLROOSPERDIETTOAROYTHAENRDS | FOAM, AIR DAM, KIT | SOHRALRLEPNROOTDUBCEEDUSBEYD, | DRAWING NO.
11001257_drw.pdf | 1 | 2 | FOAM | 11001257A | 1
11001257_drw.pdf | 2 | 1 | FOAM | 11001257B | 1
11001257_drw.pdf | NO.
11001257_drw.pdf | AJM
11001257_drw.pdf | STANDARDS: | ANSI |  | ISO R1101
11001257_drw.pdf | CUMMINS | POWER | NEW
11001257_drw.pdf | CUMMINS | POWER
11001291_drw.pdf | 1 | 26 | RAIL, GUARD | 11001291A | 0
11001291_drw.pdf | 2 | 18 | RAIL, GUARD | 11001291B | 0
11001291_drw.pdf | 3 | 4 | FLAT BAR | 11001291C | 0
11001291_drw.pdf | 4 | 2 | RAIL, GUARD | 11001291D | 0
11001329_drw.pdf | 1 | 2 | ISOLATOR HALF (LORD P/N SSB33-1001-4) | 11001329A | 0
11001329_drw.pdf | 2 | 1 | ISOLATOR SPACER (LORD P/N Y32190-1-1) | 11001329B | 0
11001329_drw.pdf |  |  | NO. MATERIAL CPP STD 30,003 | REF.
11001329_drw.pdf | DO NOT | SCALE THIS |  | DRAWING | MICHIGAN
11001329_drw.pdf |  | TMHAITSIODNRASWHIONWGN/DTAHTEAREFOINL)EI(SANCDONTFHIEDEINNTFIOARL- | PART NAME/APPLICATION SHEET ISOLATOR ASSEMBLY, ENGINE |  | 1 OF 1
11001329_drw.pdf | ANY MEANS IN | HARD COPY FORM | DRAWING NO. | OR IN
11001329_drw.pdf |  |  | SIZE | THIRD ANGLE
11001339_drw.pdf | 1 | 1 | BASE | 11001339A | 1
11001339_drw.pdf | 2 | 1 | ECM CUTOUT | 11001339B | 1
11001358_drw.pdf | 1 | 2 | FOAM | 11001358A | 2
11001358_drw.pdf | 2 | 1 | FOAM | 11001358B | 1
11001358_drw.pdf | REF. | DRAWING NO. | CPP STD 30,003 | MATERIAL
11001358_drw.pdf | REF. |  | ALL DIMENSIONS: INCH | ASME Y14.5M | [MILLIMETER]
11001358_drw.pdf |  | CUMMINS | NEW HUDSON, |  | MICHIGAN
11001358_drw.pdf |  | CUMMINS | SHEET | PART | OF 1
11001358_drw.pdf |  |  | ASSEMBLY, FOAM KIT DRAWING NO.
11001358_drw.pdf | THIRD | ANGLE PROJECTION | SCALE: 0.200 | SIZE | 11001358
11001380_drw.pdf | 1 | 33 | RAIL, GUARD | 11001380A | 1
11001380_drw.pdf | 2 | 28 | RAIL, GUARD | 11001380B | 1
11001380_drw.pdf | 3 | 4 | FLAT BAR | 11001380C | 2
11001380_drw.pdf | 4 | 2 | FLAT BAR | 11001380D | 2
11001436_drw.pdf | 1 | 1 | FOAM, AIR DAM, LH | 11001436A | 0
11001436_drw.pdf | 2 | 1 | FOAM, AIR DAM, TOP | 11001436B | 0
11001436_drw.pdf | 3 | 1 | FOAM, AIR DAM, RH | 11001436C | 0
11001436_drw.pdf | DRAWNBY | NAT DATE | CPP STD 30,003 | MATERIAL 12/17/15
11001436_drw.pdf | REF. | DRAWING | ALL DIMENSIONS: INCH | STANDARDS: ASME Y14.5M | [MILLIMETER]
11001436_drw.pdf |  | CUMMINS | NEW HUDSON, |  | MICHIGAN
11001436_drw.pdf |  |  | FOAM AIR DAM SHEET | PART | 1 OF 1
11001441_drw.pdf | 1 | 27 | RAIL, GUARD | 11001441A | 0
11001441_drw.pdf | 2 | 18 | RAIL, GUARD | 11001441B | 0
11001441_drw.pdf | 3 | 4 | BRACKET, MOUNTING | 11001441C | 0
11001441_drw.pdf | 4 | 2 | RAIL, GUARD | 11001441D | 0
11001445_drw.pdf | 1 | 2 | AIR DAM, SIDES | 11001445A | 1
11001445_drw.pdf | 2 | 1 | AIR DAM, TOP | 11001445B | 1
11001445_drw.pdf | 3 | 2 | AIR DAM, BOTTOM | 11001445C | 1
11001445_drw.pdf | 4 | 1 | AIR DAM, BOTTOM | 11001445D | 1
11001452_drw.pdf | 1 | 26 | RAIL, GUARD | 11001452A | 0
11001452_drw.pdf | 2 | 21 | RAIL, GUARD | 11001452B | 0
11001452_drw.pdf | 3 | 4 | BRACKET, MOUNTING | 11001452C | 0
11001452_drw.pdf | REF. | DRAWING NO.
11001452_drw.pdf | DRAWN BY | TL DATE |  | 1/14/16
11001452_drw.pdf | CUMMINS | CUMMINS
11001505_drw.pdf | 1 | 1 | BOTTOM | 11001505A | 1
11001505_drw.pdf | 2 | 1 | TOP | 11001505B | 1
11001505_drw.pdf | REF. DRAWNBY | DRAWING DATE | CPP STD 30,003 | MATERIAL
11001505_drw.pdf | REF. | DRAWING | ALL DIMENSIONS: INCH | STANDARDS: ASME Y14.5M | [MILLIMETER]
11001505_drw.pdf |  | CUMMINS | NEW HUDSON, |  | MICHIGAN
11001505_drw.pdf |  |  | SHEET | PART | 1 OF 1
11001505_drw.pdf |  |  | DRAWING
11001505_drw.pdf |  |  |  |  | 11001505
11001511_drw.pdf | 1 | 2 | AIR DAM, SIDES | 11001511A | 1
11001511_drw.pdf | 2 | 1 | AIR DAM, TOP | 11001511B | 1
11001511_drw.pdf | 3 | 2 | AIR DAM, BOTTOM | 11001511C | 1
11001511_drw.pdf | 4 | 1 | AIR DAM, BOTTOM | 11001511D | 1
11001559_drw.pdf | 1 | 1 | GUARD, FAN | 11001559A | 0
11001559_drw.pdf | 2 | 4 | FAN GUARD BRACKET | 11001559B | 0
11001559_drw.pdf |  | DRAWING | CPP STD 12,002 | NO. N/A
11001559_drw.pdf |  | DRAWING | ALL DIMENSIONS: | STANDARDS: ASME
11001559_drw.pdf |  | CUMMINS | NEW
11001559_drw.pdf |  | CUMMINS | NAME/APPLICATION | PART | 1 OF
11001561_drw.pdf | 1 | 1 | INSULATION BLANKET | 11001561A | 0
11001561_drw.pdf | 2 | 1 | INSULATION BLANKET | 11001561B | 0
11001561_drw.pdf |  | 2.) | SECURED WITH SPRING LOADED | WRAP TO BE | HOOKS
11001561_drw.pdf |  | 3.) | ON CPP #50002596 | WRAP TO BE
11001561_drw.pdf |  | DRAWING |  | NO. N/A
11001576_drw.pdf | 1 | 1 | INSULATION,BOTTOM | 11001576A
11001576_drw.pdf | 2 | 1 | INSULATION,TOP | 11001576B
11001576_drw.pdf |  |  | (3.00)
11001576_drw.pdf |  |  | (9.00)
11001576_drw.pdf |  |  |  | DIMENSIONS
11001576_drw.pdf |  |  |  | X: #
11001576_drw.pdf |  |  |  | XX..XXX:: ##
11001576_drw.pdf |  |  |  | ANGULAR
11001589_drw.pdf | 1 | 1 | GUARD CORE | 11001589A | 0
11001589_drw.pdf | 2 | 2 | FLAT BAR | 11001589B | 0
11001589_drw.pdf | 3 | 2 | FLAT BAR | 11001589C | 0
11001589_drw.pdf | DRAWNBY | JJ DATE | CPP STD 12,002 | MATERIAL 10/18/17
11001589_drw.pdf | REF. | DRAWING | ALL DIMENSIONS: INCH | STANDARDS: ASME Y14.5M | [MILLIMETER]
11001589_drw.pdf |  | CUMMINS | NEW HUDSON, |  | MICHIGAN
11001589_drw.pdf |  |  | SHEET GRILL, GUARD | PART | 1 OF 1
11001623_drw.pdf | 1 | 2 | ISOLATOR HALF(LORD P/N: J-7401-29); . | 11001623A
11001623_drw.pdf | 2 | 1 | ISOLATOR SPACER (LORD P/N: Y-30100-7-1); . | 11001623B
11001623_drw.pdf |  |  | .51
11001623_drw.pdf |  |  | .13
11001629_drw.pdf | 1 | 1 | FOAM; TOP | 11001629A
11001629_drw.pdf | 2 | 1 | FOAM; TOP | 11001629B
11001629_drw.pdf | 3 | 1 | FOAM; TOP | 11001629C
11001629_drw.pdf | 4 | 1 | FOAM; REAR PANEL | 11001629D
11001629_drw.pdf | 5 | 1 | FOAM; LEFT SIDE | 11001629E
11001629_drw.pdf | 6 | 1 | RIGHT SIDE
11001629_drw.pdf | DO NOT | SCALE | Cummins Cummins Confidential | Inc.
11001629_drw.pdf | SCALE |  | DWN A.MALDUPS FN338 ITEM NAME
11001629_drw.pdf |  |  | CKD D.COPPOLALT607 R FOAM KIT APVD X
11001629_drw.pdf |  |  | SOUND DATE 13JUN18
11001629_drw.pdf | THEREON) IS BE DISCLOSED BY ANY | TO OTHERS OR | FOR INTERPRETATION OF MUST CONFORM DSWIZGE ITEM NUMBER DIMENSIONING AND TOLERANCING, | CAD
11001629_drw.pdf | CONSENT OF | INC. | SEE ASME Y14.5-2009
11001632_drw.pdf | 1 | 36 | RAIL, GUARD;. | 11001632A
11001632_drw.pdf | 2 | 25 | RAIL,GUARD;. | 11001632B
11001632_drw.pdf | 3 | 6 | FLAT BAR; . | 11001632C
11001632_drw.pdf | 4 | 1 | FLAT BAR; . | 11001632D
11001632_drw.pdf |  |  | 36.14
11001632_drw.pdf |  |  | 3X 34.14
11001632_drw.pdf |  |  | 19.46
11001_drw.pdf | 1 | 1 | SUSPENSION TUBE, HAMMOND ENCLOSURES | R144-022-000R
11002_drw.pdf | 1 | 1 | -, - | EPC12168
11009_drw.pdf | 1 | 1 | WELDMENT, SKID, W/INTEGRAL FUEL TANK, AKSV | 11010
11009_drw.pdf | 2 | 2 | -, - | 11022-001
11010_drw.pdf | 1 | 1 | -, - | 11010-01
11010_drw.pdf | 2 | 1 | -, - | 11010-02
11010_drw.pdf | 3 | 1 | -, - | 11010-03
11010_drw.pdf | 4 | 1 | -, - | 11010-04
11010_drw.pdf | 5 | 2 | -, - | 11010-05
11010_drw.pdf | 6 | 2 | -, - | 11010-06
11010_drw.pdf | 7 | 2 | -, - | 11010-07
11010_drw.pdf | 8 | 2 | -, - | 11010-08
11010_drw.pdf | 9 | 2 | -, - | 11010-09
11010_drw.pdf | 10 | 2 | -, - | 11010-10
11010_drw.pdf | 11 | 1 | -, - | 11010-11
11010_drw.pdf | 12 | 1 | -, - | 11010-12
11010_drw.pdf | 13 | 1 | -, - | 11010-13
11010_drw.pdf | 14 | 4 | -, - | 11010-14
11010_drw.pdf | 15 | 1 | -, - | 11010-15
11010_drw.pdf | 16 | 1 | -, - | 11010-16
11011_drw.pdf | 1 | 1 | -, - | 11011-01
11011_drw.pdf | 2 | 2 | -, - | 11011-02
11011_drw.pdf | 3 | 1 | -, - | 11011-03
11011_drw.pdf | 4 | 2 | -, - | 11011-04
11011_drw.pdf | 5 | 4 | -, - | 11011-05
11011_drw.pdf | 6 | 2 | -, - | 11011-06
11011_drw.pdf | 7 | 2 | -, - | 11011-07
11011_drw.pdf | 8 | 1 | -, - | 11011-08
11011_drw.pdf | 9 | 2 | -, - | 11011-10
11011_drw.pdf | 10 | 8 | -, - | 11011-11
11011_drw.pdf | 11 | 1 | -, - | 11011-12
11011_drw.pdf | 12 | 1 | DETAIL, AKSV FRAME, BATT TRAY | 11011-13
11018_drw.pdf | 1 | 1 | PIPE, EXHAUST, FLEX, CUSTOM GENSET, AKSV | 11044
11018_drw.pdf | 2 | 1 | TUBE, EXHAUST, FORMED, AKSV | 11089
11018_drw.pdf | 3 | 1 | WRAP, EXHAUST, CUSTOM, AKSV | 11091
11018_drw.pdf | 4 | 1 | WRAP, EXHAUST, CUSTOM, CUSTOM GENSET, AKSV | 11092
11018_drw.pdf | 5 | 1 | HANGER, EXHAUST, UNIVERSAL, NELSON 90863K OR EQUIV | 90863K
11018_drw.pdf | 6 | 1 | MUFFLER, CUSTOM, VARIOUS VENDORS | 11093
11018_drw.pdf | 7 | 2 | U-BOLT CLAMP, 4.0" | U-400
11019_drw.pdf | 1 | 1 | TUBE, AIR CLEANER, FORMED, AKSV | 11043
11019_drw.pdf | 2 | 1 | HOUSING, AIR CLEANER, FLEETGUARD AH19479 | AH19479_CCR
11019_drw.pdf | 3 | 1 | ELBOW, 3.5" X 45 DEG, FLEETGUARD 3316580S OR EQUIV | 3316580S
11019_drw.pdf | 4 | 1 | INSERT SLEEVE 3.5 X 3.0, MISSION RUBBER 35R30 | 35R30
11019_drw.pdf | 5 | 2 | BAND, MOUNTING, AIR CLEANER, FLEETGUARD P/N 3946456S | 3946456S_CCR
11019_drw.pdf | 6 | 1 | HOSE, HUMP, REDUCER, 4.5" X 4.0", MISSION RUBBER 45H4 | 45H4
11019_drw.pdf | 7 | 2 | CLAMP, 3.5" NOMINAL | AC350
11019_drw.pdf | 8 | 1 | CLAMP, 4" NOMINAL | AC400
11019_drw.pdf | 9 | 1 | CLAMP, 4-1/2" NOMINAL | AC450
11023_drw.pdf | 1 | 2 | ANGLE, HRS, 2 X 2 X 0.18 | 11023-01
11023_drw.pdf | 2 | 2 | ANGLE, HRS, 2 X 2 X 0.18 | 11023-02
11023_drw.pdf | 3 | 2 | FLAT BAR, HRS, 0.18 X 1.50 | 11023-03
11044_drw.pdf | 1 | 1 | COUPLING, HALF MARMON, CECO P/N 3910990 OR EQUIV | 11044-00
11044_drw.pdf | 2 | 1 | DETAIL, ELBOW, 3"OD, 3.5 RAD, STEEL, ALUMINIZED | 11044-01
11044_drw.pdf | 3 | 1 | DETAIL, ELBOW, 3"OD, 3.5 RAD, STEEL, ALUMINIZED | 11044-03
11044_drw.pdf | 4 | 1 | DETAIL, ELBOW, 4"OD, 4.5 RAD, STEEL, ALUMINIZED | 11044-04
11044_drw.pdf | 5 | 1 | FLEX, CORRUGATED BELLOWS, 3" NOMINAL X 10" FLEX WITH | NOFLCEUXF_F3_10
11048-old_drw.pdf | 1 | 1 | TUBE, CAC PLUMBING, LOWER, CFP11E, FIREPUMP | 11048-01-OLD
11048-old_drw.pdf | 2 | 1 | TUBE, CAC PLUMBING, UPPER, CFP11E, FIREPUMP | 11048-02-OLD
11048-old_drw.pdf | 3 | 1 | ADAPTER, 1" NPTF X #16 JIC 37 DEG | 16_GTX-S
11048-old_drw.pdf | 4 | 1 | FUEL COOLER, 1" NPT, VENDOR #CM090204-1 | 9586_
11048-old_drw.pdf | 5 | 1 | ELBOW, 1" NPTF X #16 JIC 37 DEG | 11586
11048-old_drw.pdf | 6 | 2 | ELBOW, 1" NPTM X #16 JIC 37 DEG | 11588
11048-old_drw.pdf | 7 | 1 | CLIP,CSHN,1.50 ID, - | LTL-SCPV24627
11048_drw.pdf | 1 | 1 | HOSE, WATER, 16 JIC BOTH ENDS | 11086-01
11048_drw.pdf | 3 | 1 | FUEL COOLER, 1" NPT, VENDOR | 9586
11048_drw.pdf | 4 | 1 | BRACKET,HOSE,SUPPORT,CFP11E, FIREPUMP | 11524
11048_drw.pdf | 5 | 2 | CLAMP,HOSE,1.50 DIA,PLASTIC | 11530
11048_drw.pdf | 6
11048_drw.pdf | 8
11048_drw.pdf | 9 | 4 | WASHER,FLAT, M6 | 20020-M6
11048_drw.pdf | 10 | 2 | WASHER,FLAT, M8 | 20020-M8
11048_drw.pdf | 11 | 4
11048_drw.pdf | 13 | 4 | SCREW,HH, M6-1.00x70MM | 20306-070
11048_drw.pdf | 14 | 1 | SCREW,HH, M8-1.25x25 | 20308-025
11048_drw.pdf | 15 | 1 | CLAMP, LOOM, 1.00 ID | 26963-16
11048_drw.pdf | SEALANT | SEALANT | TO ALL NPT THREADS.
11048_drw.pdf | is the
11049_drw.pdf | 1 | 1 | HOSE, WATER, 16 JIC BOTH ENDS | 11086-03
11049_drw.pdf | 2 | 1 | BRACKET, RAW WATER COOLING, 8" LG, FIREPUMP | 8814
11049_drw.pdf | 3 | 1 | BRACKET, MOUNTING, COOLING LOOP, M11, | 9755
11049_drw.pdf | 4 | 1 | ADAPTER, NPTM X JIC 37 DEG | 11587
11049_drw.pdf | 5 | 1 | ELBOW, 1" NPTM X #16 JIC 37 DEG | 11588
11049_drw.pdf | THREAD | THREAD | SEALANT ON ALL NPT THREADS.
11049_drw.pdf | trade secret given to of the | information, receiver | is the CUMMINS FIRE POWER LLC in confidence. the | CUSTOM DESIGN
11049_drw.pdf | except as ittrawdiellse(c1r)etnoitnfuosrematthieondotchuemreenitn,or(2a)nynoctopcyoptyhetrheeofdoocrumtehnet, | authorized ittrawdiellse(c1r)etnoitnfuosrematthieondotchuemreenitn,or(2a)nynoctopcyoptyhetrheeofdoocrumtehnet, | writing by 1600 BUERKLE ROAD WHITE BEAR LAKE, MN | 875 LAWRENCE DRIVE DEPERE, WISCONSIN
11049_drw.pdf | completion | of the | to retain WWW.CUMMINSFIREPOWER.COM and
11049_drw.pdf | DIMENSION |  | TOLERANCES ACREFP11E
11049_drw.pdf |  |  | MUENTIRTISC DWG UNITS: DRAWN BY: DAVE N | 14DEC2006
11049_drw.pdf | MA..CXXHXXIXNE== | TO##LER00A..N00C10E05SMAC..HXXIXNE==TO##LER00A..N42CES | IN/LB/S PRO-ENGINEERINIT | ECO:
11052_drw.pdf | 1 | 1 | BOOT, INSULLATION, STELLA-MARIS P/N 485N9V02 | STELLA-MARIS_485N9VO2
11052_drw.pdf |  | BOOT
11052_drw.pdf |  |  | E-9, ESCG 33 SUBPART 1, AND ISO 10133
11052_drw.pdf | MARIS,
11052_drw.pdf |  | 485N9V02
11052_drw.pdf |  | This | document contains confidential and trade secret information, is the of Cummins NPower, LLC and is given to the receiver in confidence. CUMMINS NPOWER, | LLC NPOWER SYSTEMS
11052_drw.pdf |  | The | receiver, by receiving and retaining of the document accepts the in confidence and agrees that, except as authorized in writing by CORPORATE 1600 BUERKLE ittrawdiellse(c1r)etnoitnfuosrematthieondotchuemreenitn,or(2a)nynoctopcyoptyhetrheeofdoocrumtehnet, | ROAD DESIGN CENTER 875 LAWRENCE DRIVE
11052_drw.pdf |  | (3) secret | not disclose to others either the document or the confidential or trade information therein, and (4) upon completion of the need to retain
11052_drw.pdf |  |  | aTndITLE 1:BOOT, INSULATING OTHERWISE SPECIFIED ALL DIMENSION
11057_drw.pdf | ITEM
11057_drw.pdf | 1 | 1 | ASSEMBLY, ECM SWITCH | 10748
11057_drw.pdf | 2 | 1 | HARNESS, SECONDARY ECM (NOT SHOWN), CFP11E | 12126
11057_drw.pdf | 3 | 1 | BRACKET, MTG, ECM SWITCH BOX, CFP11E, CFP15E | 11058
11057_drw.pdf | 4 | 4 | ISOLATOR, #10 TAP & STUD, #AG-3904930 | 51156PS
11068_drw.pdf | 1 | 2 | WELDMENT, SHAFT GUARD, SAE #3 W/ 30" SHAFT, FIREPUMP | 11069
11068_drw.pdf | 2 | 2 | COVER, TELESCOPING, SHAFT GUARD, FIREPUMP | 9493
11068_drw.pdf | 3 | 2 | BRACKET, GUARD SUPPORT, FIREPUMP | 10135
11068_drw.pdf | 4 | 2 | BRACE, SHAFT GUARD SUPPORT, FIREPUMP | 10136
11068_drw.pdf | 5 | 8 | SCREW, CAP, HEX HEAD, M10-1.5 | HHCS_M10
11068_drw.pdf | 6 | 3 | SCREW, CAP, HEX HEAD, M8 x 20 | HHCS_M8
11069_drw.pdf | 1 | 1 | BACKPLATE, SHAFT GUARD, SAE #3 W/ EXTENDED SHAFT, FIREPUMP | 10394
11069_drw.pdf | 2 | 1 | SIDE W/ SLOT, BACK PLATE, GUARD W/ 30" SHAFT, FIREPUMP | 11070
11084_drw.pdf | 1 | 2 | BEZEL, SWTICH MTG - END, CARLING TECHNOLOGIES VME-01 | 8833
11084_drw.pdf | 2 | 5 | BEZEL, SWITCH MTG - MIDDLE, CARLING TECHNOLOGIES VMM-01 | 8834
11084_drw.pdf | 3 | 1 | SWITCH, ROCKER, CARLING TECHNOLOGIES | 8847
11084_drw.pdf | 4 | 1 | ILLUMINATION PANEL, ENGINE FAULT | 8849
11084_drw.pdf | 5 | 1 | SWITCH, ROCKER, CARLING TECHNOLOGIES | 8851
11084_drw.pdf | 6 | 1 | ILLUMINATION PANEL, ENGINE FAULT | 8853
11084_drw.pdf | 7 | 1 | SWITCH, ROCKER, CARLING TECHNOLOGIES | 8855
11084_drw.pdf | 8 | 1 | ILLUMINATION PANEL, ENGINE FAULT | 8872
11084_drw.pdf | 9 | 1 | ILLUMINATION PANEL, CARLING #VP1HH-B2255-00000, FIREPUMP | 9545
11085_drw.pdf | 1 | 2 | BEZEL, SWTICH MTG - END, CARLING TECHNOLOGIES VME-01 | 8833
11085_drw.pdf | 2 | 5 | BEZEL, SWITCH MTG - MIDDLE, CARLING TECHNOLOGIES VMM-01 | 8834
11085_drw.pdf | 3 | 1 | SWITCH, ROCKER, CARLING TECHNOLOGIES | 8848
11085_drw.pdf | 4 | 1 | ILLUMINATION PANEL, ENGINE FAULT | 8850
11085_drw.pdf | 5 | 1 | SWITCH, ROCKER, CARLING TECHNOLOGIES | 8852
11085_drw.pdf | 6 | 1 | ILLUMINATION PANEL, ENGINE FAULT | 8854
11085_drw.pdf | 7 | 1 | SWITCH, ROCKER, CARLING TECHNOLOGIES | 8856
11085_drw.pdf | 8 | 1 | ILLUMINATION PANEL, ENGINE FAULT | 8873
11085_drw.pdf | 9 | 1 | ILLUMINATION PANEL, CARLING #VP1HH-B2255-00000 24VDC, FIREPUMP | 9546
11094_drw.pdf | 1 | 2 | COMPONENT, ISOLATOR, LORD, CBB35-2-7 OR EQUIV | 11095
11094_drw.pdf | 2 | 1 | REBOUND WASHER, LORD J-2049-72 OR ORQUIV. | 11096
11099_drw.pdf | ITEM
11099_drw.pdf | 1 | 1 | PLATE, 0.75 x 32.50 x 63.00, MATERIAL: ASTM A572 50 | 11099_01
11099_drw.pdf | 2 | 2 | PLATE, 0.38 x 3.0 x 3.5, MATERIAL: ASTM A572 50 | 11099_02
11099_drw.pdf | 3 | 2 | ANGLE, 3 x 3 x 0.38 x 6.80 LONG, MATERIAL: ASTM A36 | 11099_03
11099_drw.pdf | 4 | 2 | ANGLE, 3 x 2 x 0.19 x 4.0 LONG, MATERIAL: ASTM A572 | 5011099_04
11099_drw.pdf |  |  | FLAT, .25 x 2.00 x 39.00, MATERIAL: ASTM A572 50 | 11099_05
11099_drw.pdf | 16.13
11099_drw.pdf |  | 12.75
11100_drw.pdf | 1 | 1 | SHEET, 7GA. HRS, - | 11100_01
11100_drw.pdf | 2 | 1 | SHEET, 7GA. HRS, - | 11100_02
11100_drw.pdf | 3 | 1 | SHEET, 7GA. HRS, - | 11100_03
11100_drw.pdf | 4 | 1 | SHEET, 7GA. HRS, - | 11100_04
11100_drw.pdf | 5 | 1 | SHEET, 7GA. HRS, - | 11100_05
11100_drw.pdf |  |  | 8.00 1.00
11100_drw.pdf |  |  | 2.00
11100_drw.pdf |  |  | 4.01 8.38
11104_drw.pdf | ITEM
11104_drw.pdf | 1 | 1 | SHEET,MUFFLER MOUNT, - | A042A994
11104_drw.pdf | 2 | 1 | GUSSET,MUFFLER MOUNT, - | A042A995
11105_drw.pdf | ITEM
11105_drw.pdf | 1 | 1 | SHEET,MUFFLER MOUNT, - | A042A999
11105_drw.pdf | 2 | 1 | GUSSET,MUFFLER MOUNT, - | A042B000
11113_drw.pdf |  |  | 0.13THICK
11137_drw.pdf | 1 | 6 | DIODE, 3 AMP | 11167
11137_drw.pdf | 2 | 2 | RESISTOR | 11168
11137_drw.pdf | 3 | 1 | TERMINAL LABEL, WEIDMUELLER | 11169
11137_drw.pdf | 4 | 12 | TERMINAL BLOCK, WIEDMUELLER 2-POS | 11170
11137_drw.pdf | 5 | 1 | DIN RAIL , 9 1/2" LONG | 11171
11137_drw.pdf | 6 | 1 |  | 11185_WIRE_BLACK-14-GA
11137_drw.pdf | 7 | 1 |  | 11185_WIRE_VIOLET-14-GA
11137_drw.pdf | 8 | 2 |  | 11210
11137_drw.pdf | 9 | 2 |  | 11211
11137_drw.pdf | 10 | 2 |  | 11212
11137_drw.pdf | 11 | 8 | TERMINAL, DIVIDER | TERM_01
11137_drw.pdf | 12 | 2 | END CAP, TERMINAL | TERM_02
11137_drw.pdf | 13 | 23 | TERMINAL BLOCK, WEIDMUELLER 4-POS | TERM_04
11138_drw.pdf | 1 | 1 | GROMMET, 1.5 x 2.75 OVAL | 508-1057_OVL
11138_drw.pdf | 2 | 2 | CONTACTOR, MANUAL OVERIDE, CFP | 8824
11138_drw.pdf | 3 | 1 | BATTERY ISOLATOR, FIRE PUMP | 8838
11138_drw.pdf | 4 | 1 | BRACKET, OPERATORS STATION, CFP33, FIREPUMP | 11139
11138_drw.pdf | 5 | 8 | ISOLATOR, PLATE MOUNT, 5/16-18x1x1 NEOPRENE | 13011
11138_drw.pdf | 6 | 1 | ASSEMBLY, CONTROL PANEL, FIRE PUMP | 13236
11138_drw.pdf | 7 | 1 | GROMMETT, 1.50 DIA HOLE | 19447
11138_drw.pdf |  |  | 5
11142_drw.pdf | 1 | 1 | CLAMP, 2.5" NOMINAL, AC250 | 8754
11142_drw.pdf | 2 | 1 | CLAMP, 3" NOMINAL, AC300 | 8816
11142_drw.pdf | 3 | 1 | AIR FILTER, 3" DIA. INLET, CFP33, 39 FIREPUMP | 9604
11142_drw.pdf | 4 | 1 | COUPLING, RUBBER, 2.36" TO 3" | 3H236
11142_drw.pdf | 5 | 1 | RESTRICTION INDICATOR, 30" H20, 1/8" NPT | X002354
11150_1_drw.pdf | 1 | 1 | PLUG, PLUG | 11150
11150_1_drw.pdf | 2 | 1 |  | 11150_H
11150_1_drw.pdf | 3 | 1 |  | 11150_H-1
11150_1_drw.pdf | 4 | 1 |  | 11150_H-2
11150_1_drw.pdf | 5 | 1 |  | 11150_H-3
11150_1_drw.pdf | 6 | 1 |  | 11150_H-4
11153_drw.pdf | 1 | 1 |  | 11186
11153_drw.pdf | 2 | 1 |  | GTA14-COOLANT_HEATER
11153_drw.pdf | 3 | 1 | ASSEMBLY, FRAME, GFDA / GTA14 CUSTOM | 11155
11153_drw.pdf | 4 | 1 | ASSEMBLY, ENCLOSURE, LEVEL 2 SOUND ATTENUATED | 11156
11153_drw.pdf | 5 | 1 | MULE, GFDA-150kW, GTA14 2P-2L W/ UC274J | 11157
11153_drw.pdf | 6 | 1 | ASSEMBLY, COOLING SYSTEM, GFDA-CUSTOM | 11158
11153_drw.pdf | 7 | 1 | ASSEMBLY, EXHAUST SYSTEM, GFDA CUSTOM | 11159
11153_drw.pdf | 8 | 1 | -, - | 11297-01
11153_drw.pdf | 9 | 1 | -, - | 11297-02
11153_drw.pdf | 10 | 1 | GUARD, BELT/ALTERNATOR, ASSY 11153, CHEVRON | 11297-03
11153_drw.pdf | 11 | 2 | BATTERY, GROUP 8D, COMMERCIAL
11154_drw.pdf | 1 | 1 |  | 11186
11154_drw.pdf | 2 | 1 |  | GTA14-COOLANT_HEATER
11154_drw.pdf | 3 | 1 | ASSEMBLY, FRAME, GFDA / GTA14 CUSTOM | 11155
11154_drw.pdf | 4 | 1 | ASSEMBLY, ENCLOSURE, LEVEL 2 SOUND ATTENUATED | 11156
11154_drw.pdf | 5 | 1 | MULE, GFDA-150kW, GTA14 2P-2L W/ UC274J | 11157
11154_drw.pdf | 6 | 1 | ASSEMBLY, COOLING SYSTEM, GFDA-CUSTOM | 11158
11154_drw.pdf | 7 | 1 | ASSEMBLY, EXHAUST SYSTEM, GFDA CUSTOM | 11159
11154_drw.pdf | 8 | 1 | -, - | 11297-01
11154_drw.pdf | 9 | 1 | -, - | 11297-02
11154_drw.pdf | 10 | 1 | GUARD, BELT/ALTERNATOR, ASSY 11153, CHEVRON | 11297-03
11154_drw.pdf | 11 | 2 | BATTERY, GROUP 8D, COMMERCIAL
11154_drw.pdf | CONTROLS | CONTROLS
11154_drw.pdf | CLARITY | CONTROLS
11154_drw.pdf | CLARITY
11154_drw.pdf | CLARITY CLARITY | CLARITY
11155_drw.pdf | 1 | 2 | CHANNEL, C10 X 15.3 X SIZE | 11155_1
11155_drw.pdf | 2 | 1 | CHANNEL, C10 X 15.3 X SIZE | 11155_2
11155_drw.pdf | 3 | 4 | CHANNEL, C10 X 15.3 X SIZE | 11155_3
11155_drw.pdf | 4 | 6 | ANGLE, , L1.5 X L1.5 X .25 X SIZE A-36 | 11155_4
11155_drw.pdf | 6 | 1 | FLAT OR PLATE, 1.00 X SIZE ASTM A-36 | 11155_6
11155_drw.pdf | 7 | 2 | CHANNEL, C8.0 X 11.5 X LENGTH | 11155_7
11155_drw.pdf | 8 | 2 | FLAT OR PLATE, 3/8" X SIZE ASTM A-36 | 11155_8
11155_drw.pdf | 9 | 2 | ANGLE, L3X3 X 0.31 X SIZE ASTM A-36 | 11155_9
11155_drw.pdf | 10 | 1 | PLATE,, 1/4" X SIZE ASTM A-36 | 11155_10
11155_drw.pdf | 11 | 2 | PLATE, , 1/4" X SIZE ASTM A-36 | 11155_11
11155_drw.pdf | 12 | 1 | SHEET, 12 GAUGE X SIZE, ASTM A-36 | 11155_12
11155_drw.pdf | 13 | 1 | SHEET, 12 GAUGE X SIZE, ASTM A-36 | 11155_13
11155_drw.pdf | 14 | 4 | SHEET, 12 GAUGE X SIZE, ASTM A-36 | 11155_14
11155_drw.pdf | 15 | 1 | SHEET, 12 GAUGE X SIZE, ASTM A-36 | 11155_15
11155_drw.pdf | 16 | 2 | DETAIL, TAPPED BLOCK, 1.25 X 3 X 8 A-36 | 11155_16
11156_drw.pdf | 1 | 8 | -, - | 11156-DOOR
11156_drw.pdf | 2 | 1 | -, - | 11156-ENCLOSURE_BODY
11156_drw.pdf | 3 | 2 | -, - | 11156-INTAKE_HOOD
11156_drw.pdf |  | NOTES:
11156_drw.pdf |  | 1.) | MATERIAL TO BE 14 GAUGE SIDE WALLS AND 12 GAUGE | TOP
11156_drw.pdf |  | 3.) | CONTACT CUMMINS NPOWER FOR QUESTIONS
11156_drw.pdf |  | 4.) | AIR FLOW AS FOLLOWS:
11156_drw.pdf |  | GTA19 | - 61,500 CFM - 0.50" STATIC
11156_drw.pdf |  | 5.) | PAINT TO BE SPECIFIED AT TIME OF ORDER
11157_drw.pdf | 1 | 1 | -, - | 3395065
11157_drw.pdf | 2 | 1 | -, - | 3395066
11157_drw.pdf | 3 | 1 | SUPPORT, FRONT ENGINE, GTA14 - CNGE | 3395233
11157_drw.pdf | 4 | 1 |  | GTA855_FUEL_SYS
11157_drw.pdf | 5 | 1 |  | 203056_MCS_PARTIAL
11157_drw.pdf | 6 | 1 |  | 3008590
11157_drw.pdf | 7 | 1 |  | 3008591
11157_drw.pdf | 8 | 1 | -, - | 3010373
11157_drw.pdf | 9 | 1 |  | 3030843_MCS_PARTIAL
11157_drw.pdf | 10 | 1 |  | 3036999_MCS_PARTIAL
11157_drw.pdf | 11 | 1 |  | 3046170_MCS_PARTIAL
11157_drw.pdf | 12 | 1 |  | 3394622
11157_drw.pdf | 13 | 1 |  | 3395104_1
11157_drw.pdf | 14 | 1 |  | 3395485
11157_drw.pdf | 15 | 1 |  | 3395606
11157_drw.pdf | 16 | 1 | -, - | 3395808
11158_drw.pdf | 1 | 1 | FAN, 54" MULTI-WING, 54/10-10/33/PAG/6WR/P3.00/6X.53/BC5.50/1A0803
11158_drw.pdf | 2 | 1 | RADIATOR, 2PUMP-2LOOP, SUPERCEEDS 10265 AND 10266 | 10704
11158_drw.pdf | 3 | 2 | SPACER, RADIATOR SUPPORT, REF RS5590 | 11180
11158_drw.pdf | 4 | 2 | BRACKET, RADIATOR SUPPORT, REF RS5590 | 11181
11158_drw.pdf | 5 | 2 | HHCS, 5/8-11 X 9.0 GR 8, ZINC DICHROMATE PLATED | CECO_138039
11158_drw.pdf | 6 | 2 | BRACE, RADIATOR, GTA855 / 10707 | 6396-12
11158_drw.pdf | 7 | 1 | TUBE, AFTERCOOLER, UPPER, GTA855 W/ RS5590 | 10727
11158_drw.pdf | 8 | 1 | TUBE, AFTERCOOLER, LOWER, GTA14 W/ RS5590 | 11241
11158_drw.pdf | 9 | 1 | TUBE, UPPER RADIATOR, GTA14 W/ 2P-2l COOLING | 11172
11158_drw.pdf | 10 | 1 | TUBE, LOWER RADIATOR, GTA14 W/ 2P-2L COOLING | 11173
11158_drw.pdf | 16 | 12 | CLAMP, WORM, 1" I.D. 1 3/8" O.D. HOSE, 1.00 - 1.50 | 92216
11158_drw.pdf | 17 | 2 | CLAMP, WORM, 1 3/4" I.D. 2 1/8" O.D. HOSE, 1.31 - 2.25 | 92228
11159_drw.pdf | 1 | 1 | SILENCER, CRITICAL GRADE, NELSON 43360 | 43360
11159_drw.pdf | 2 | 1 | ELBOW, 90 FLANGED, 6" NELSON 40660K | 40660K
11159_drw.pdf | 3 | 1 | RAIN CAP, 6", NELSON 89460A | 89460A
11159_drw.pdf | 4 | 2 | BRACKET, MOUNTING, MUFFLER, 16", NELSON Q27243 | Q27243
11159_drw.pdf | 5 | 2 | SUPPORT, MUFFLER, NELSON 43360, N855/G855/N14/G14 | 6351
11159_drw.pdf | 6 | 1 | RAIN GUARD, 6" FLANGE, GT EXHAUST OR EQUIV | 80-600
11159_drw.pdf | 7 | 2 | GASKET, EXHAUST, 6" ASA FLG | ANSI-GASKET-6
11159_drw.pdf | 8 | 1 | FLEX, EXHAUST, 6" ASA FLG X 4" ID CUFF X 18" | 6735-10
11159_drw.pdf | 9 | 1 | CONNECTOR, EXHAUST, 4" 1D X 4" OD, NELSON 89166A OR | EQUIV89166A
11159_drw.pdf | 10 | 2 | CLAMP, EXHAUST, 4", RIKER TEC-400 | TEC-400
11165_drw.pdf | 1 | 1 | BRACKET, FUEL SOLENOID OVERIDE, CFP33, FIREPUMP | 11132
11165_drw.pdf | 2 | 1 | THROTTLE CABLE, TURN LOCKING, R09D3-5X06 | 11166
11165_drw.pdf | 3 | 1 | CLIP, THROTTLE SOLENOID OVERIDE, B3.3, FIREPUMP | 10124
11177_drw.pdf | 1 | 1 | PLATE, FLYWHEEL HOUSING, GUARD | 11177_01
11177_drw.pdf | 2 | 1 | PLATE, TELESCOPING, SHAFT GUARD | 11177_02-01
11186_drw.pdf | 1 | 2 | BRACKET, MOUNTING, PCC3100, - | 11279
11186_drw.pdf | 2 | 1 | PCC-2100 | PCC2100-0300_5459
11186_drw.pdf | 3 | 1 | -, - | 11280
11186_drw.pdf | 4 | 1 | KIT, CIRCUIT BREAKER BOX, - | CB-KIT-REP
11186_drw.pdf | 5 | 1 | -, - | PCC2100-INTERCONNECT
11186_drw.pdf | 6 | 1 | KIT, SHEET METAL, FOR UC1274 | UCI274-CPG-SM-FAKED
11186_drw.pdf | CAPTURE
11186_drw.pdf |  | INFORMATION
11242_drw.pdf | 1 | 1 |  | SG1031
11242_drw.pdf | 2 | 1 |  | SG1032
11242_drw.pdf | 3 | 1 |  | SG1033
11277_drw.pdf | 1 | 2 | ANGLE, L2.5X2.5 X 0.25 X 30 ASTM A-36 | 11277-01
11277_drw.pdf | 2 | 4 | TUBE, RECTANGLE 2 X 2 X 3/16, A-36, 175 KW-GASSET, | FRAME11A2S7S7E-M0B2LY
11277_drw.pdf | 3 | 2 | TUBE RECTANGLE 2 X 2 X 3/16 A-36, 175 KW-GASSET. FRAME | A1S1S2E7M7B-L0Y3
11277_drw.pdf | 4 | 2 | TUBE RECTANGLE 2 X 2 X 3/16 A-36, FRAME ASSEMBLY | 11277-04
11277_drw.pdf | 5 | 4 | SHEET METAL 12 GA, FRAME ASSEMBLY | 11277-05
11277_drw.pdf | 6 | 8 | SHEET METAL 12 GA, FRAME ASSEMBLY | 11277-06
11279_drw.pdf | 1 | 1 | DETAIL, BRACKET, SHEET, 14 GA X SIZE | 11279-01
11279_drw.pdf | 2 | 2 | DETAIL, BRACKET, MOUNTING, SHEET, 14GA X SIZE | 11279-02
11285_drw.pdf | 1 | 1 | RADIATOR, GTA83 2P-2L, JB RAD SPEC RS-5687 | 10729
11285_drw.pdf | 2 | 1 | FRAME ASSEMBLY, SILENCER MOUNTING | 11277
11285_drw.pdf | 3 | 1 | BRACE,WELDMENT, GTA8.3,RAD LH | 15238
11285_drw.pdf | 4 | 1 | BRACE,WELDMENT, GTA8.3,RAD RH | 15239
11285_drw.pdf | 5 | 1 | GENSET, GTA8.3, 175KW | 175KW-GASSET
11285_drw.pdf | 6 | 1 | FLEX, EXHAUST, 4" ASA FLG X 4" ID CUFF X 18" | 6735-32
11285_drw.pdf | 7 | 1 | ELBOW, 90 FLANGED, 4" NELSON 40640K | 40640K
11285_drw.pdf | 8 | 1 | SILENCER, CRITICAL GRADE | 43340F
11285_drw.pdf | 9 | 2 | BRACKET, MOUNTING, MUFFLER, 10", NELSON Q27240 | Q27240
11296_drw.pdf | 1 | 1 | -, - | 11296-01
11296_drw.pdf | 2 | 2 | -, - | 11296-02
11296_drw.pdf | 3 | 1 | -, - | 11296-03
11296_drw.pdf | 4 | 2 | -, - | 11296-04
11322_drw.pdf | 1 | 1 | ASSEMBLY, SECONDARY ECM, FIREPUMP | 9505
11322_drw.pdf | 2 | 1 | ASSEMBLY, ECM SWITCH | 10748
11322_drw.pdf | 3 | 1 | HARNESS, SECONDARY ECM, CFP6E, FIREPUMP | 11321-PROE
11322_drw.pdf | 4 | 1 | BRACKET, MOUNTING,ECM, CFP6E, - | 11605
11322_drw.pdf | 5 | 4 | ISOLATOR, #10 TAP & STUD, #AG-3904930 | 51156PS
11355_drw.pdf | 1 | 2 | CHANNEL, C10 X 15.3 X 144 | 11355_1
11355_drw.pdf | 2 | 2 | CHANNEL, C10 X 15.3 X 54.80 | 11355_3
11355_drw.pdf | 3 | 1 | ANGLE, L4X4 X 0.63 X 54.80 ASTM A-36 | 11355_5
11355_drw.pdf | 4 | 1 | -ANGLE,4x4x.63,CS, - | 11355_6
11355_drw.pdf | 5 | 1 | CHANNEL, C5.0 X 6.7 X 54.8 | 11355_8
11355_drw.pdf | 6 | 2 | -ANGLE,4x4x.63,CS, - | 11355_9
11356_drw.pdf | 1 | 1 | CONNECTION,EXHAUST OUTLET | 11356_01
11372_drw.pdf | 1 | 1 | SPACER.ENGINE,FT,MTG,1"X3"X10" | 11370
11372_drw.pdf | 2 | 2 | C8x11.5 CHANNEL,A-36, 125" LONG | 11372_1
11372_drw.pdf | 3 | 3 | C8x11.5 CHANNEL,A-36, 45.48" LONG | 11372_2
11372_drw.pdf | 4 | 2 | ANGLE,.25X2X2,A-36, 45.48" LONG | 11372_3
11372_drw.pdf | 5 | 1 | C10x15.3 CHANNEL, A-36, 2.25" LONG | 11372_4
11373_drw.pdf | 1 | 1 | SKID,FRAME,50"x150", -QSL9-G3 & QSL9-G5 | 11372
11373_drw.pdf | 2 | 1 | BRKT,ANGLE,SHIPPING | 11371
11373_drw.pdf | 3 | 1 | QSL9-G3 ENGINE | 4953752
11374_drw.pdf | 1 | 1 | SKID,FRAME,50"x150", -QSL9-G3 & QSL9-G5 | 11372
11374_drw.pdf | 2 | 1 | BRKT,ANGLE,SHIPPING | 11371
11374_drw.pdf | 3 | 1 | QSL9-G5 ENGINE | 3170696
11400-cg_drw.pdf | ITEM | QTY
11400-cg_drw.pdf | 1 | 1 | FRAME, BATTERY, HOLDDOWN | 13220
11400-cg_drw.pdf | 2 | 2 | BATTERY,12V,6TL, HAWKER ARMASAFE NSN 6140-01-485-1472 | 9750N7025
11400_drw.pdf | 1 | 1 | FRAME, BATTERY, HOLDDOWN | 13220
11400_drw.pdf | 2 | 2 | BATTERY,12V,6TL, HAWKER ARMASAFE NSN 6140-01-485-1472 | 9750N7025
11405_drw.pdf | 1 | 1 | AIR HOUSING, OPTI-AIR, FLEETGUARD AH19480 | AH19480
11405_drw.pdf | 2
11405_drw.pdf | 3
11405_drw.pdf | 4 | 1 | PLATE, MOUNTING, - | 11414
11405_drw.pdf | 5 | 3 | CLAMP, T-BOLT, 5.28-5.59 | 13164-0550
11405_drw.pdf | 6 | 1 | CLAMP, T-BOLT, 7.28-7.59 | 13164-0750
11405_drw.pdf | 7 | 1 | TUBE, STRAIGHT, HEAVY DUTY AIR CLEANER, CFP11E | 15674
11405_drw.pdf | 8 | 2 | MOUNTING BAND, AIR FILTER, _ | 3936445S
11405_drw.pdf | 9 | 1 | WEATHER HOOD, OPTIAIR 13", FLEETGUARD 3946468S | 3946468S
11405_drw.pdf | 10 | 1 | ELBOW, RUBBER, 5" ID | 89822K
11405_drw.pdf | 11
11405_drw.pdf | 12 | 1 | RESTRICTION INDICATOR, 1/8" NPT | D-RAX00-2352
11409_drw.pdf | 1 | 1 | ELBOW, 5" ALUMINIZED, NELSON 89117A | 89117A
11427-001_drw.pdf | 1 | 1 | 10 GAUGE STEEL | A-36
11427-001_drw.pdf |  |  | 1.25
11427-001_drw.pdf |  |  | 1.58 WELD | NUTS TO THE
11427-001_drw.pdf |  |  | INSIDE | OF FLANGE
11427-001_drw.pdf |  |  | 6
11427-002_drw.pdf | 1 | 1 | 10 GAUGE STEEL | A-36
11427-002_drw.pdf |  |  | 0.28 | THRU
11427-002_drw.pdf |  |  |  | M6 X 1.0
11427-002_drw.pdf |  |  | WELD | NUTS TO THE
11427-002_drw.pdf |  |  | 4.921
11427-003_drw.pdf | 1 | 1 | 10 GAUGE STEEL | A-36
11427-003_drw.pdf |  |  | 1.00
11427-003_drw.pdf |  |  | 0.28 | THRU
11427-003_drw.pdf |  |  | 1.58 INSTALL | M6 X 1.0
11427-003_drw.pdf |  |  | INSIDE | FLANGE
11427-003_drw.pdf |  |  | 6 PLACES
11427-004_drw.pdf | 1 | 1 | 10 GAUGE STEEL | A-36
11427-004_drw.pdf |  |  | 1.25
11427-004_drw.pdf |  |  | 1.58 WELD | NUTS TO THE
11427-004_drw.pdf |  |  | INSIDE | OF FLANGE
11427-004_drw.pdf |  |  | 6
11427-005_drw.pdf | 1 | 1 | 10 GAUGE STEEL | A-36
11427-005_drw.pdf |  |  | 0.28 | THRU
11427-005_drw.pdf |  |  |  | M6 X 1.0
11427-005_drw.pdf |  |  | WELD | NUTS TO THE
11427-005_drw.pdf |  |  | 4.921
11427-006_drw.pdf | 1 | 1 | 10 GAUGE STEEL | A-36
11427-006_drw.pdf |  |  | 0.28 | THRU
11427-006_drw.pdf |  |  |  | M6 X 1.0
11427-006_drw.pdf |  |  | WELD | NUTS TO THE
11427-006_drw.pdf |  |  | 4.921
11427-007_drw.pdf |  | GAUGE | STEEL
11427-007_drw.pdf |  |  | 1.00
11427-007_drw.pdf |  |  | 0.28 THRU
11427-008_drw.pdf |  |  | 1.25
11427-008_drw.pdf |  |  | 1.00
11427-008_drw.pdf |  |  |  | M6 X 1.0
11427-008_drw.pdf |  |  | 1.58 WELD | NUTS TO THE
11427-008_drw.pdf |  |  |  | OF FLANGE
11427-008_drw.pdf |  |  | 4.921
11427-010_drw.pdf | 1 | 1 | 10 GAUGE STEEL | A-36
11427-010_drw.pdf |  |  | 0.28 | THRU
11427-010_drw.pdf |  |  |  | M6 X 1.0
11427-010_drw.pdf |  |  | WELD | NUTS TO THE
11427-010_drw.pdf |  |  | 4.921
11427-011_drw.pdf | 1 | 1 | 10 GAUGE STEEL | A-36
11427-011_drw.pdf |  |  | 1.25
11427-011_drw.pdf |  |  | 1.58 0.28 | THRU
11427-011_drw.pdf |  |  |  | M6 X 1.0
11427-011_drw.pdf |  |  | WELD | NUTS TO THE
11427-011_drw.pdf |  |  | 4.921
11427-012_drw.pdf | 1 | 1 | 10 GAUGE STEEL | A-36
11427-012_drw.pdf |  |  | 1.25
11427-012_drw.pdf |  |  | 1.58 0.28 | THRU
11427-012_drw.pdf |  |  | 0.81 INSTALL | M6 X 1.0
11427-012_drw.pdf |  |  | WELD | NUTS TO THE
11427-012_drw.pdf |  |  | 6
11427-012_drw.pdf |  |  | 6.93 4.921
11427-013_drw.pdf | 1 | 1 | 10 GAUGE STEEL | A-36
11427-013_drw.pdf |  |  | 0.28 | THRU
11427-013_drw.pdf |  |  |  | M6 X 1.0
11427-013_drw.pdf |  |  | WELD | NUTS TO THE
11427-013_drw.pdf |  |  | 4.921
11427-014_drw.pdf |  | GAUGE | STEEL
11427-014_drw.pdf |  |  | 1.00
11427-014_drw.pdf |  |  | INSTALL M6 X 1.0
11427-014_drw.pdf |  |  | WELD NUTS TO THE
11427-019_drw.pdf |  | GAUGE | STEEL
11427-019_drw.pdf |  |  | 1.00
11427-019_drw.pdf |  |  | INSTALL M6 X 1.0
11427-019_drw.pdf |  |  | WELD NUTS TO THE
11427-023_drw.pdf | 1 | 1 | 10 GAUGE STEEL | A-36
11427-023_drw.pdf |  |  | 1.25
11427-023_drw.pdf |  |  | 1.00
11427-023_drw.pdf |  |  | 1.58 0.28 | THRU
11427-023_drw.pdf |  |  |  | M6 X 1.0
11427-023_drw.pdf |  |  | WELD | NUTS TO THE
11427-023_drw.pdf |  |  | 7.88 4.921
11427-024_drw.pdf | 1 | 1 | 10 GAUGE STEEL | A-36
11427-024_drw.pdf |  |  | 1.25
11427-024_drw.pdf |  |  | 1.00
11427-024_drw.pdf |  |  | 1.58 WELD | TO THE
11427-024_drw.pdf |  |  | INSIDE | OF FLANGE
11427-024_drw.pdf |  |  | 6
11427-024_drw.pdf |  |  | 4.921
11427-024_drw.pdf |  |  | 9.843
11427-027_drw.pdf | 1 | 1 | 10 GAUGE STEEL | A-36
11427-027_drw.pdf |  |  | 1.00
11427-027_drw.pdf |  |  | 1.58
11427-027_drw.pdf |  |  |  | THRU
11427-027_drw.pdf |  |  | WELD | TO THE
11427-027_drw.pdf |  |  | INSIDE | OF FLANGE
11427-027_drw.pdf |  |  | 6
11427-027_drw.pdf |  |  | 4.921
11427-027_drw.pdf |  |  | 9.843
11427-030_drw.pdf | 1 | 1 | 10 GAUGE STEEL | A-36
11427-030_drw.pdf |  |  | 0.28 | THRU
11427-030_drw.pdf |  |  |  | M6 X 1.0
11427-030_drw.pdf |  |  | WELD | NUTS TO THE
11427-030_drw.pdf |  |  | 4.921
11427-031_drw.pdf | 1 | 1 | 10 GAUGE STEEL | A-36
11427-031_drw.pdf |  |  | 0.28 | THRU
11427-031_drw.pdf |  |  |  | M6 X 1.0
11427-031_drw.pdf |  |  | WELD | NUTS TO THE
11427-031_drw.pdf |  |  | 4.921
11427-036_drw.pdf | 1 | 1 | 10 GAUGE STEEL | A-36
11427-036_drw.pdf |  | 0.166
11427-036_drw.pdf |  | M5X.8mm | TAP
11427-036_drw.pdf | 6 | PLACES | 0.28 | THRU
11427-036_drw.pdf |  |  |  | M6 X 1.0
11427-036_drw.pdf |  |  | WELD | NUTS TO THE
11427-036_drw.pdf |  |  |  | OF FLANGE
11427-036_drw.pdf |  |  | 4.921
11427-037_drw.pdf | 1 | 1 | 10 GAUGE STEEL | A-36
11427-037_drw.pdf |  |  | 1.00
11427-037_drw.pdf |  |  |  | THRU
11427-037_drw.pdf |  |  | 4.92 TO | INSIDE
11427-037_drw.pdf |  |  | 7.87 OF
11427-038_drw.pdf |  |  | 0.28 THRU
11427-038_drw.pdf |  |  | WELD NUTS TO THE
11427-038_drw.pdf |  |  | INSIDE OF FLANGE
11427-038_drw.pdf |  |  | 6 PLACES
11427-038_drw.pdf |  |  | 7.88
11427-generic_drw.pdf |  | GAUGE | STEEL
11430-001_drw.pdf | 1 | 1 | 150 AMP SQUARE D CIRCUIT BREAKER, ONAN PART | 0320-2346-05
11430-001_drw.pdf | 2 | 1 | NEUTRAL BAR | 337-2740
11430-001_drw.pdf | 3 | 1 | INSERT, CIRCUIT BREAKER ENCLOSURE, TWO BREAKERS | 11416-002
11430-001_drw.pdf | 4 | 1 | COVER, CIRCUIT BREAKER ENCLOSURE | 11418
11430-001_drw.pdf | 5 | 1 | PANEL, CIRCUIT BREAKER MOUNTING, - | 11427-001
11430-001_drw.pdf | 6 | 1 | 100 AMP MAG-ONLY ABB CIRCUIT BREAKER, - | T2S100MW
11430-002_drw.pdf | 1 | 2 | 400 AMP SQUARE D CIRCUIT BREAKER, - | 0320-1960-04
11430-002_drw.pdf | 2 | 1 | NEUTRAL BAR | 337-2740
11430-002_drw.pdf | 3 | 1 | INSERT, CIRCUIT BREAKER ENCLOSURE, TWO BREAKERS | 11416-003
11430-002_drw.pdf | 4 | 1 | COVER, CIRCUIT BREAKER ENCLOSURE | 11418
11430-002_drw.pdf | 5 | 1 | PANEL, CIRCUIT BREAKER MOUNTING, - | 11427-002
11430-003_drw.pdf | 1 | 2 | 200 AMP SQUARE D CIRCUIT BREAKER, ONAN PART | 0320-2347-03
11430-003_drw.pdf | 2 | 1 | NEUTRAL BAR | 337-2740
11430-003_drw.pdf | 3 | 1 | INSERT, CIRCUIT BREAKER ENCLOSURE, TWO BREAKERS | 11416-004
11430-003_drw.pdf | 4 | 1 | COVER, CIRCUIT BREAKER ENCLOSURE | 11418
11430-003_drw.pdf | 5 | 1 | PANEL, CIRCUIT BREAKER MOUNTING, - | 11427-003
11430-004_drw.pdf | 1 | 2 | 150 AMP SQUARE D CIRCUIT BREAKER, ONAN PART | 0320-2346-05
11430-004_drw.pdf | 2 | 1 | NEUTRAL BAR | 337-2740
11430-004_drw.pdf | 3 | 1 | INSERT, CIRCUIT BREAKER ENCLOSURE, TWO BREAKERS | 11416-006
11430-004_drw.pdf | 4 | 1 | COVER, CIRCUIT BREAKER ENCLOSURE | 11418
11430-004_drw.pdf | 5 | 1 | PANEL, CIRCUIT BREAKER MOUNTING, - | 11427-004
11430-005rw_drw.pdf | 1 | 1 | 600 AMP SQUARE D CIRCUIT BREAKER, - | 0320-1960-01
11430-005rw_drw.pdf | 2 | 1 | 200 AMP SQUARE D CIRCUIT BREAKER, ONAN PART | 0320-2347-03
11430-005rw_drw.pdf | 3 | 1 | NEUTRAL BAR | 337-2740
11430-005rw_drw.pdf | 4 | 1 | INSERT,CB ENCLOSURE, 2 BRKS OPPOSITE 11416-005 | 11416-076
11430-005rw_drw.pdf | 5 | 1 | COVER, CIRCUIT BREAKER ENCLOSURE | 11418
11430-005rw_drw.pdf | 6 | 1 | PANEL,CIRC BRKR, MOUNTING REWORK | 11427-005RW
11430-005rw_drw.pdf | 7 | 1 | SPACER, .75" FOR 0320-2346-XX OR, 0320-2347-XX | BREAKERS11576-001
11430-005_drw.pdf | 1 | 1 | 600 AMP SQUARE D CIRCUIT BREAKER, - | 0320-1960-01
11430-005_drw.pdf | 2 | 1 | 200 AMP SQUARE D CIRCUIT BREAKER, ONAN PART | 0320-2347-03
11430-005_drw.pdf | 3 | 1 | NEUTRAL BAR | 337-2740
11430-005_drw.pdf | 4 | 1 | INSERT, CIRCUIT BREAKER ENCLOSURE, TWO BREAKERS | 11416-005
11430-005_drw.pdf | 5 | 1 | COVER, CIRCUIT BREAKER ENCLOSURE | 11418
11430-005_drw.pdf | 6 | 1 | PANEL, CIRCUIT BREAKER MOUNTING, - | 11427-005
11430-005_drw.pdf | 7 | 1 | SPACER, .75" FOR 0320-2346-XX OR, 0320-2347-XX | BREAKERS11576-001
11430-006_drw.pdf | 1 | 1 | 400 AMP SQUARE D CIRCUIT BREAKER, - | 0320-1960-04
11430-006_drw.pdf | 2 | 1 | 100 AMP SQUARE D CIRCUIT BREAKER, ONAN PART | 0320-2346-07
11430-006_drw.pdf | 3 | 1 | NEUTRAL BAR | 337-2740
11430-006_drw.pdf | 4 | 1 | INSERT, CIRCUIT BREAKER ENCLOSURE, TWO BREAKERS | 11416-005
11430-006_drw.pdf | 5 | 1 | COVER, CIRCUIT BREAKER ENCLOSURE | 11418
11430-006_drw.pdf | 6 | 1 | PANEL, CIRCUIT BREAKER MOUNTING, - | 11427-005
11430-006_drw.pdf | 7 | 1 | SPACER, .75" FOR 0320-2346-XX OR, 0320-2347-XX | BREAKERS11576-001
11430-007_drw.pdf | 1 | 2 | 400 AMP SQUARE D CIRCUIT BREAKER, - | 0320-1960-04
11430-007_drw.pdf | 2 | 2 | 100 AMP SQUARE D CIRCUIT BREAKER, ONAN PART | 0320-2346-07
11430-007_drw.pdf | 3 | 1 | NEUTRAL BAR | 337-2740
11430-007_drw.pdf | 4 | 1 | INSERT, CIRCUIT BREAKER ENCLOSURE, FOUR BREAKERS | 11416-007
11430-007_drw.pdf | 5 | 1 | COVER, CIRCUIT BREAKER ENCLOSURE | 11418
11430-007_drw.pdf | 6 | 1 | PANEL, CIRCUIT BREAKER MOUNTING, - | 11427-006
11430-007_drw.pdf | 7 | 2 | SPACER, .75" FOR 0320-2346-XX OR, 0320-2347-XX | BREAKERS11576-001
11430-008_drw.pdf | 1 | 1 | 150 AMP SQUARE D CIRCUIT BREAKER, ONAN PART | 0320-2346-05
11430-008_drw.pdf | 2 | 1 | 60 AMP SQUARE D CIRCUIT BREAKER, ONAN PART | 0320-2346-17
11430-008_drw.pdf | 3 | 1 | 225 AMP SQUARE D CIRCUIT BREAKER, ONAN PART | 0320-2347-02
11430-008_drw.pdf | 4 | 1 | NEUTRAL BAR | 337-2740
11430-008_drw.pdf | 5 | 1 | INSERT, CIRCUIT BREAKER ENCLOSURE, THREE BREAKERS | 11416-009
11430-008_drw.pdf | 6 | 1 | COVER, CIRCUIT BREAKER ENCLOSURE | 11418
11430-008_drw.pdf | 7 | 1 | PANEL, CIRCUIT BREAKER MOUNTING, THREE BREAKERS | 11427-007
11430-009_drw.pdf | 1 | 1 | 400 AMP SQUARE D CIRCUIT BREAKER, - | 0320-1960-04
11430-009_drw.pdf | 2 | 2 | 100 AMP SQUARE D CIRCUIT BREAKER, ONAN PART | 0320-2346-07
11430-009_drw.pdf | 3 | 1 | NEUTRAL BAR | 337-2740
11430-009_drw.pdf | 4 | 1 | INSERT, CIRCUIT BREAKER ENCLOSURE, THREE BREAKERS | 11416-010
11430-009_drw.pdf | 5 | 1 | COVER, CIRCUIT BREAKER ENCLOSURE | 11418
11430-009_drw.pdf | 6 | 1 | PANEL, CIRCUIT BREAKER MOUNTING, - | 11427-008
11430-009_drw.pdf | 7 | 2 | SPACER, .75" FOR 0320-2346-XX OR, 0320-2347-XX | BREAKERS11576-001
11430-010_drw.pdf | 1 | 1 | COVER, CIRCUIT BREAKER ENCLOSURE, MODIFIED FOR | 11826
11430-010_drw.pdf | 2 | 1 |  | 0320-2182-01
11430-010_drw.pdf | 3 | 2 | 150 AMP SQUARE D CIRCUIT BREAKER, ONAN PART | 0320-2346-05
11430-010_drw.pdf | 4 | 1 | NEUTRAL BAR | 337-2740
11430-010_drw.pdf | 5 | 1 | INSERT, CIRCUIT BREAKER ENCLOSURE, THREE BREAKERS | 11416-012
11430-010_drw.pdf | 6 | 1 | PANEL, CIRCUIT BREAKER MOUNTING, - | 11427-009
11430-010_drw.pdf | 7 | 6 | SPACER, .75" FOR 0320-2346-XX OR, 0320-2347-XX | BREAKERS11576-001
11430-011_drw.pdf | 1 | 2 | 600 AMP SQUARE D CIRCUIT BREAKER, - | 0320-1960-01
11430-011_drw.pdf | 2 | 1 | NEUTRAL BAR | 337-2740
11430-011_drw.pdf | 3 | 1 | INSERT, CIRCUIT BREAKER ENCLOSURE, TWO BREAKERS | 11416-015
11430-011_drw.pdf | 4 | 1 | COVER, CIRCUIT BREAKER ENCLOSURE | 11418
11430-011_drw.pdf | 5 | 1 | PANEL, CIRCUIT BREAKER MOUNTING, - | 11427-010
11430-011_drw.pdf | 6 | 1 | MECHANICAL INTERLOCK | NSJ400-NSJ600
11430-012_drw.pdf | ITEM
11430-012_drw.pdf |  |  |  | 337-2740
11430-012_drw.pdf | 3 | 1 | COVER, CIRCUIT BREAKER ENCLOSURE | 11418
11430-012_drw.pdf | 4 | 1 | PANEL, CIRCUIT BREAKER MOUNTING, - | 11427-011
11430-012_drw.pdf | 5 | 1 | CIRCUIT BREAKER, ABB T5NQ400BW, 400 AMP | T5NQ400BW
11430-012_drw.pdf |  |  | SCALE 0.060
11430-013_drw.pdf | ITEM
11430-013_drw.pdf |  |  | BREAKER ENCLOSURE, - | 0319-1917
11430-013_drw.pdf | 3 | 1 | INSERT, CIRCUIT BREAKER ENCLOSURE, SINGLE BREAKER | 11416-019
11430-013_drw.pdf | 4 | 1 | PANEL, CIRCUIT, BREAKER MOUNTING | 11427-012
11430-013_drw.pdf | 5 | 1 | CIRCUIT BREAKER, ABB T5NQ400BW, 400 AMP | T5NQ400BW
11430-014_drw.pdf | 1 | 2 | 100 AMP SQUARE D CIRCUIT BREAKER, ONAN PART | 0320-2346-07
11430-014_drw.pdf | 2 | 1 | 225 AMP SQUARE D CIRCUIT BREAKER, ONAN PART | 0320-2347-02
11430-014_drw.pdf | 3 | 1 | NEUTRAL BAR | 337-2740
11430-014_drw.pdf | 4 | 1 | INSERT, CIRCUIT BREAKER ENCLOSURE, FOUR BREAKERS | 11416-021
11430-014_drw.pdf | 5 | 1 | COVER, CIRCUIT BREAKER ENCLOSURE | 11418
11430-014_drw.pdf | 6 | 1 | PANEL, CIRCUIT BREAKER MOUNTING | 11427-013
11430-014_drw.pdf | 7 | 1 | SPACER, .75" FOR 0320-2346-XX OR, 0320-2347-XX | BREAKERS11576-001
11430-014_drw.pdf | 8 | 1 | 100 AMP MAG-ONLY ABB CIRCUIT BREAKER, - | T2S100MW
11430-015_drw.pdf | 1 | 1 | CIRCUIT BREAKER, 1200A | 0320-2183-01
11430-015_drw.pdf | 2 | 1 | 60 AMP SQUARE D CIRCUIT BREAKER, ONAN PART | 0320-2346-17
11430-015_drw.pdf | 3 | 1 | NEUTRAL BAR | 337-2740
11430-015_drw.pdf | 4 | 1 | INSERT, CIRCUIT BREAKER ENCLOSURE, TWO BREAKERS | 11416-022
11430-015_drw.pdf | 5 | 1 | COVER, CIRCUIT BREAKER ENCLOSURE | 11418
11430-015_drw.pdf | 6 | 1 | PANEL, CIRCUIT BREAKER MOUNTING, TWO BREAKERS | 11427-014
11430-015_drw.pdf | 7 | 1 | SPACER, .75" FOR 0320-2346-XX OR, 0320-2347-XX BREAKERS | 11576-001
11430-016_drw.pdf | 1 | 2 | 150 AMP SQUARE D CIRCUIT BREAKER, ONAN PART | 0320-2346-05
11430-016_drw.pdf | 2 | 1 | 60 AMP SQUARE D CIRCUIT BREAKER, ONAN PART | 0320-2346-17
11430-016_drw.pdf | 3 | 1 | 225 AMP SQUARE D CIRCUIT BREAKER, ONAN PART | 0320-2347-02
11430-016_drw.pdf | 4 | 1 | NEUTRAL BAR | 337-2740
11430-016_drw.pdf | 5 | 1 | INSERT, CIRCUIT BREAKER ENCLOSURE, FOUR BREAKERS | 11416-023
11430-016_drw.pdf | 6 | 1 | COVER, CIRCUIT BREAKER ENCLOSURE | 11418
11430-016_drw.pdf | 7 | 1 | PANEL, CIRCUIT BREAKER MOUNTING, FOUR BREAKERS | 11427-015
11430-017_drw.pdf | 1 | 3 | 400 AMP SQUARE D CIRCUIT BREAKER, - | 0320-1960-04
11430-017_drw.pdf | 2 | 1 | NEUTRAL BAR | 337-2740
11430-017_drw.pdf | 3 | 1 | INSERT, CIRCUIT BREAKER ENCLOSURE, THREE BREAKERS | 11416-024
11430-017_drw.pdf | 4 | 1 | COVER, CIRCUIT BREAKER ENCLOSURE | 11418
11430-017_drw.pdf | 5 | 1 | PANEL, CIRCUIT BREAKER MOUNTING, - | 11427-016
11430-018_drw.pdf | 1 | 1 | 400 AMP SQUARE D CIRCUIT BREAKER, - | 0320-1960-04
11430-018_drw.pdf | 2 | 1 | 150 AMP SQUARE D CIRCUIT BREAKER, ONAN PART | 0320-2346-05
11430-018_drw.pdf | 3 | 1 | NEUTRAL BAR | 337-2740
11430-018_drw.pdf | 4 | 1 | INSERT, CIRCUIT BREAKER ENCLOSURE, THREE BREAKERS | 11416-025
11430-018_drw.pdf | 5 | 1 | COVER, CIRCUIT BREAKER ENCLOSURE | 11418
11430-018_drw.pdf | 6 | 1 | PANEL, CIRCUIT BREAKER MOUNTING, - | 11427-017
11430-018_drw.pdf | 7 | 3 | SPACER, .75" FOR 0320-2346-XX OR, 0320-2347-XX | BREAKERS11576-001
11430-018_drw.pdf | 8 | 1 | 200 AMP MAG-ONLY ABB CIRCUIT BREAKER | T3S200MW
11430-019_drw.pdf | 1 | 1 | 400 AMP SQUARE D CIRCUIT BREAKER, - | 0320-1960-04
11430-019_drw.pdf | 2 | 1 | NEUTRAL BAR | 337-2740
11430-019_drw.pdf | 3 | 1 | INSERT, CIRCUIT BREAKER ENCLOSURE, TWO BREAKERS | 11416-026
11430-019_drw.pdf | 4 | 1 | COVER, CIRCUIT BREAKER ENCLOSURE | 11418
11430-019_drw.pdf | 5 | 1 | PANEL, CIRCUIT BREAKER MOUNTING | 11427-018
11430-019_drw.pdf | 6 | 1 | BREAKER, CIRCUIT, ABB | S6NQ600BW
11430-020_drw.pdf | 1 | 1 | 600 AMP SQUARE D CIRCUIT BREAKER, - | 0320-1960-01
11430-020_drw.pdf | 2 | 1 | CIRCUIT BREAKER, 1200A | 0320-2183-01
11430-020_drw.pdf | 3 | 1 | NEUTRAL BAR | 337-2740
11430-020_drw.pdf | 4 | 1 | INSERT, CIRCUIT BREAKER ENCLOSURE, TWO BREAKERS | 11416-028
11430-020_drw.pdf | 5 | 1 | COVER, CIRCUIT BREAKER ENCLOSURE | 11418
11430-020_drw.pdf | 6 | 1 | PANEL, CIRCUIT BREAKER MOUNTING, TWO BREAKERS | 11427-019
11430-021_drw.pdf | ITEM | QTY
11430-021_drw.pdf | 2 | 1
11430-021_drw.pdf | 3 | 1 | INSERT, CIRCUIT BREAKER ENCLOSURE, TWO BREAKERS | 11416-029
11430-021_drw.pdf | 4 | 1 | COVER, CIRCUIT BREAKER ENCLOSURE | 11418
11430-021_drw.pdf |  |  |  | 11427-020
11430-022_drw.pdf | 1 | 1 | 600 AMP SQUARE D CIRCUIT BREAKER, - | 0320-1960-01
11430-022_drw.pdf | 2 | 1 |  | 0320-2182-01
11430-022_drw.pdf | 3 | 1 | NEUTRAL BAR | 337-2740
11430-022_drw.pdf | 4 | 1 | INSERT, CIRCUIT BREAKER ENCLOSURE, TWO BREAKERS | 11416-030
11430-022_drw.pdf | 5 | 1 | COVER, CIRCUIT BREAKER ENCLOSURE | 11418
11430-022_drw.pdf | 6 | 1 | PANEL, CIRCUIT BREAKER MOUNTING, - | 11427-021
11430-022_drw.pdf | 7 | 1 | SPACER, 1.38", FOR USE WITH 320-1960-XX | 12711
11430-023_drw.pdf | 1 | 1 | 125 AMP SQUARE D CIRCUIT BREAKER, ONAN PART | 0320-2346-06
11430-023_drw.pdf | 2 | 1 | 200 AMP SQUARE D CIRCUIT BREAKER, ONAN PART | 0320-2347-03
11430-023_drw.pdf | 3 | 1 | NEUTRAL BAR | 337-2740
11430-023_drw.pdf | 4 | 1 | INSERT, CIRCUIT BREAKER ENCLOSURE, THREE BREAKERS | 11416-031
11430-023_drw.pdf | 5 | 1 | COVER, CIRCUIT BREAKER ENCLOSURE | 11418
11430-023_drw.pdf | 6 | 1 | PANEL, CIRCUIT BREAKER MOUNTING | 11427-022
11430-023_drw.pdf | 7 | 1 | SPACER, .75" FOR 0320-2346-XX OR, 0320-2347-XX | BREAKERS11576-001
11430-023_drw.pdf | 8 | 1 | 200 AMP MAG-ONLY ABB CIRCUIT BREAKER | T3S200MW
11430-024_drw.pdf | ITEM
11430-024_drw.pdf |  |  |  | 0320-2182-01
11430-024_drw.pdf | 3 | 1 | INSERT, CIRCUIT BREAKER ENCLOSURE, TWO BREAKERS | 11416-032
11430-024_drw.pdf | 4 | 1 | COVER, CIRCUIT BREAKER ENCLOSURE | 11418
11430-024_drw.pdf | 5 | 1 | PANEL, CIRCUIT BREAKER MOUNTING, TWO BREAKERS | 11427-023
11430-024_drw.pdf | 6 | 1 | CIRCUIT BREAKER, ABB T5N400E5W, 400 AMP | T5N400E5W
11430-024_drw.pdf |  |  | SCALE 0.060
11430-025_drw.pdf | 1 | 2 | 400 AMP SQUARE D CIRCUIT BREAKER, - | 0320-1960-04
11430-025_drw.pdf | 2 | 1 | 225 AMP SQUARE D CIRCUIT BREAKER, ONAN PART | 0320-2347-04
11430-025_drw.pdf | 3 | 1 | NEUTRAL BAR | 337-2740
11430-025_drw.pdf | 4 | 1 | INSERT, CIRCUIT BREAKER ENCLOSURE, THREE BREAKERS | 11416-033
11430-025_drw.pdf | 5 | 1 | COVER, CIRCUIT BREAKER ENCLOSURE | 11418
11430-025_drw.pdf | 6 | 1 | PANEL, CIRCUIT BREAKER MOUNTING, - | 11427-024
11430-025_drw.pdf | 7 | 1 | SPACER, .75" FOR 0320-2346-XX OR, 0320-2347-XX | BREAKERS11576-001
11430-026_drw.pdf | 1 | 1 | NEUTRAL BAR | 337-2740
11430-026_drw.pdf | 2 | 1 | INSERT, CIRCUIT BREAKER ENCLOSURE | 11416-035
11430-026_drw.pdf | 3 | 1 | COVER, CIRCUIT BREAKER ENCLOSURE | 11418
11430-026_drw.pdf | 4 | 1 | PANEL, CIRCUIT BREAKER MOUNTING | 11427-025
11430-026_drw.pdf | 5 | 1 | BREAKER, CIRCUIT, ABB | S6NQ600BW
11430-027_drw.pdf | 1 | 1 |  | 0320-2182-01
11430-027_drw.pdf | 2 | 1 | CIRCUIT BREAKER, 1200A | 0320-2183-01
11430-027_drw.pdf | 3 | 1 | NEUTRAL BAR | 337-2740
11430-027_drw.pdf | 4 | 1 | INSERT, CIRCUIT BREAKER ENCLOSURE, TWO BREAKERS | 11416-041
11430-027_drw.pdf | 5 | 1 | COVER, CIRCUIT BREAKER ENCLOSURE | 11418
11430-027_drw.pdf | 6 | 1 | PANEL, CIRCUIT BREAKER MOUNTING, - | 11427-026
11430-028_drw.pdf | ITEM
11430-028_drw.pdf |  |  | D CIRCUIT BREAKER, ONAN PART | 0320-2347-02
11430-028_drw.pdf | 3 | 1 | INSERT, CIRCUIT BREAKER ENCLOSURE, ONE BREAKER | 11416-043
11430-028_drw.pdf | 4 | 1 | COVER, CIRCUIT BREAKER ENCLOSURE | 11418
11430-028_drw.pdf | 5 | 1 | PANEL, CIRCUIT BREAKER MOUNTING, - | 11427-027
11430-028_drw.pdf | 6 | 2 | SPACER, .75" FOR 0320-2346-XX OR, 0320-2347-XX BREAKERS | 11576-001
11430-028_drw.pdf |  |  | SCALE 0.060
11430-029_drw.pdf | 1 | 1 | 400 AMP SQUARE D CIRCUIT BREAKER, - | 0320-1960-04
11430-029_drw.pdf | 2 | 1 | NEUTRAL BAR | 337-2740
11430-029_drw.pdf | 3 | 1 | INSERT, CIRCUIT BREAKER ENCLOSURE | 11416-046
11430-029_drw.pdf | 4 | 1 | COVER, CIRCUIT BREAKER ENCLOSURE | 11418
11430-029_drw.pdf | 5 | 1 | PANEL, CIRCUIT BREAKER MOUNTING, - | 11427-028
11430-029_drw.pdf | 6 | 2 | SPACER, .75" FOR 0320-2346-XX OR, 0320-2347-XX | BREAKERS11576-001
11430-029_drw.pdf | 7 | 1 | 200 AMP MAG-ONLY ABB CIRCUIT BREAKER | T3S200MW
11430-030_drw.pdf | 1 | 1 | 400 AMP SQUARE D CIRCUIT BREAKER, - | 0320-1960-04
11430-030_drw.pdf | 2 | 1 |  | 0320-2182-01
11430-030_drw.pdf | 3 | 1 | 225 AMP SQUARE D CIRCUIT BREAKER, ONAN PART | 0320-2347-02
11430-030_drw.pdf | 4 | 1 | NEUTRAL BAR | 337-2740
11430-030_drw.pdf | 5 | 1 | INSERT, CIRCUIT BREAKER ENCLOSURE | 11416-047
11430-030_drw.pdf | 6 | 1 | COVER, CIRCUIT BREAKER ENCLOSURE | 11418
11430-030_drw.pdf | 7 | 1 | PANEL, CIRCUIT BREAKER MOUNTING | 11427-029
11430-030_drw.pdf | 8 | 1 | SPACER, 1.38", FOR USE WITH 320-1960-XX | 12711
11430-030_drw.pdf | 9 | 1 | SPACER, CIRCUIT BREAKER | 13530
11430-031_drw.pdf | 1 | 1 | 600 AMP SQUARE D CIRCUIT BREAKER, - | 0320-1960-01
11430-031_drw.pdf | 2 | 1 | NEUTRAL BAR | 337-2740
11430-031_drw.pdf | 3 | 1 | INSERT, CIRCUIT BREAKER ENCLOSURE | 11416-048
11430-031_drw.pdf | 4 | 1 | COVER, CIRCUIT BREAKER ENCLOSURE | 11418
11430-031_drw.pdf | 5 | 1 | PANEL, CIRCUIT BREAKER MOUNTING | 11427-030
11430-031_drw.pdf | 6 | 1 | SPACER, CIRCUIT BREAKER | 13611
11430-031_drw.pdf | 7 | 1 | SPACER, CIRCUIT BREAKER | 13615
11430-031_drw.pdf | 8 | 2 | 100 AMP MAG-ONLY ABB CIRCUIT BREAKER, - | T2S100MW
11430-031_drw.pdf | 9 | 1 | CIRCUIT BREAKER, ABB T4NQ100BW, 60 AMP | T4N100BW
11430-032_drw.pdf | 1 | 1 | NEUTRAL BAR | 337-2740
11430-032_drw.pdf | 2 | 1 | INSERT, CIRCUIT BREAKER ENCLOSURE | 11416-051
11430-032_drw.pdf | 3 | 1 | COVER, CIRCUIT BREAKER ENCLOSURE | 11418-001
11430-032_drw.pdf | 4 | 1 | PANEL, CIRCUIT BREAKER MOUNTING | 11427-031
11430-032_drw.pdf | 5 | 3 | CIRCUIT BREAKER, ABB T4NQ100BW, 60 AMP | T4N100BW
11430-032_drw.pdf | 6 | 1 | CIRCUIT BREAKER, ABB T5NQ400BW, 400 AMP | T5NQ400BW
11430-033_drw.pdf | 1 | 1 | BREAKER, CIRCUIT, 1600A, 2000A, 2500A | 0320-2164
11430-033_drw.pdf | 2 | 1 | NEUTRAL BAR | 337-2740
11430-033_drw.pdf | 3 | 1 | INSERT, CIRCUIT BREAKER ENCLOSURE | 11416-054
11430-033_drw.pdf | 4 | 1 | COVER, CIRCUIT BREAKER ENCLOSURE | 11418
11430-033_drw.pdf | 5 | 1 | PANEL, CIRCUIT BREAKER MOUNTING | 11427-032
11430-034_drw.pdf | 1 | 1 | ONAN ENCLOSURE, REF 0319-3169 | 0319-3169REF
11430-034_drw.pdf | 2 | 1 | NEUTRAL BAR, REFERENCE | 0337-3515-01
11430-034_drw.pdf | 3 | 1 | INSERT, CIRCUIT BREAKER ENCLOSURE, ONE BREAKER | 11416-017
11430-034_drw.pdf | 4 | 1 | COVER, CIRCUIT BREAKER ENCLOSURE | 11418
11430-034_drw.pdf | 5 | 1 | PANEL, CIRCUIT BREAKER MOUNTING | 11427-033
11430-034_drw.pdf | 6 | 1 | CIRCUIT BREAKER, ABB T4 3 POLE, 250 AMP | T4NQ250BW
11430-035_drw.pdf | 1 | 1 | 400 AMP SQUARE D CIRCUIT BREAKER, - | 0320-1960-04
11430-035_drw.pdf | 2 | 2 | 150 AMP SQUARE D CIRCUIT BREAKER, ONAN PART | 0320-2346-05
11430-035_drw.pdf | 3 | 1 | 100 AMP SQUARE D CIRCUIT BREAKER, ONAN PART | 0320-2346-07
11430-035_drw.pdf | 4 | 1 | NEUTRAL BAR | 337-2740
11430-035_drw.pdf | 5 | 1 | INSERT, CIRCUIT BREAKER ENCLOSURE, FOUR BREAKERS | 11416-055
11430-035_drw.pdf | 6 | 1 | COVER, CIRCUIT BREAKER ENCLOSURE | 11418
11430-035_drw.pdf | 7 | 1 | PANEL, CIRCUIT BREAKER MOUNTING, - | 11427-034
11430-035_drw.pdf | 8 | 3 | SPACER, .75" FOR 0320-2346-XX OR, 0320-2347-XX | BREAKERS11576-001
11430-036_drw.pdf | 1 | 1 | 400 AMP SQUARE D CIRCUIT BREAKER, - | 0320-1960-04
11430-036_drw.pdf | 2 | 1 | NEUTRAL BAR | 337-2740
11430-036_drw.pdf | 3 | 1 | INSERT, CIRCUIT BREAKER ENCLOSURE | 11416-056
11430-036_drw.pdf | 4 | 1 | COVER, CIRCUIT BREAKER ENCLOSURE | 11418
11430-036_drw.pdf | 5 | 1 | PANEL, CIRCUIT BREAKER MOUNTING | 11427-035
11430-036_drw.pdf | 6 | 1 | CIRCUIT BREAKER, ABB T5N400E5W, 400 AMP | T5N400E5W
11430-037_drw.pdf | 1 | 1 | ONAN ENCLOSURE, REF 0319-3169 | 0319-3169REF
11430-037_drw.pdf | 2 | 1 | 400 AMP SQUARE D CIRCUIT BREAKER, - | 0320-1960-04
11430-037_drw.pdf | 3 | 1 | 100 AMP SQUARE D CIRCUIT BREAKER, ONAN PART | 0320-2346-07
11430-037_drw.pdf | 4 | 1 | NEUTRAL BAR | 337-2740
11430-037_drw.pdf | 5 | 1 | INSERT,CIRCUIT BRKR, ENCLOSURE,2 SLOTS | 11416-059
11430-037_drw.pdf | 6 | 1 | COVER, CIRCUIT BREAKER ENCLOSURE | 11418
11430-037_drw.pdf | 7 | 1 | PANEL,CIRCUIT, BREAKER MOUNTING | 11427-036
11430-037_drw.pdf | 8 | 1 | SPACER, .75" FOR 0320-2346-XX OR, 0320-2347-XX
11430-038_drw.pdf | 1 | 1 | ONAN ENCLOSURE, REF 0319-3169 | 0319-3169REF
11430-038_drw.pdf | 2
11430-038_drw.pdf | 3 | 1 | INSERT,CIRCUIT BRKR, ENCLOSURE,2 800 A | 11416-060
11430-038_drw.pdf | 4 | 1 | COVER, CIRCUIT BREAKER ENCLOSURE | 11418
11430-038_drw.pdf | 5 | 1 | PANEL,CIRCUIT, BREAKER MOUNTING | 11427-037
11430-039_drw.pdf | 1 | 1 | ONAN ENCLOSURE, REF 0319-3169 | 0319-3169REF
11430-039_drw.pdf | 2 | 1 | CIRCUIT BREAKER, 1200A | 0320-2183-01
11430-039_drw.pdf | 3 | 1 | 60 AMP SQUARE D CIRCUIT BREAKER, ONAN PART | 0320-2346-17
11430-039_drw.pdf | 4 | 1 | NEUTRAL BAR, REFERENCE | 0337-3515-01
11430-039_drw.pdf | 5 | 1 | INSERT,CB ENCLOSURE, TWO BREAKERS | 11416-063
11430-039_drw.pdf | 6 | 1 | COVER, CIRCUIT BREAKER ENCLOSURE | 11418
11430-039_drw.pdf | 7 | 1 | PANEL,CIRCUIT, BREAKER MTG | 11427-038
11430-039_drw.pdf | 8 | 1 | SPACER, 1.0" FOR 0320-2346-XX OR, 0320-2347-XX BREAKERS | 11576-002
11430-040_drw.pdf | 1 | 1 |  | 0320-2182-01
11430-040_drw.pdf | 2 | 1 | NEUTRAL BAR | 337-2740
11430-040_drw.pdf | 3 | 1 | INSERT, CIRCUIT BREAKER ENCLOSURE | 11416-065
11430-040_drw.pdf | 4 | 1 | COVER, CIRCUIT BREAKER ENCLOSURE | 11418
11430-040_drw.pdf | 5 | 1 | PANEL, CIRCUIT BREAKER MOUNTING | 11427-039
11430-040_drw.pdf | 6 | 1 | SPACER, CIRCUIT BREAKER | 13165-002
11430-040_drw.pdf | 7 | 1 | 200 AMP MAG-ONLY ABB CIRCUIT BREAKER | T3S200MW
11430-041_drw.pdf | ITEM | QTY
11430-041_drw.pdf | 2 | 1 | INSERT,CIRCUIT, BREAKER ENCLOSURE
11430-041_drw.pdf | 3 | 1 | COVER, CIRCUIT BREAKER ENCLOSURE | 11418
11430-041_drw.pdf | 4 | 1 | PANEL, CIRCUIT, BREAKER MOUNTING | 11427-040
11430-042_drw.pdf | ITEM | QTY
11430-042_drw.pdf | 2 | 1 | INSERT,CIRCUIT, BREAKER ENCLOSURE
11430-042_drw.pdf | 3 | 1 | COVER, CIRCUIT BREAKER ENCLOSURE | 11418
11430-042_drw.pdf | 4 | 1 | PANEL, CIRCUIT, BREAKER MOUNTING | 11427-041
11430-043_drw.pdf | ITEM | QTY
11430-043_drw.pdf | 2 | 1
11430-043_drw.pdf | 3 | 1 | INSERT,CIRCUIT BRKR, ENCLOSURE | 11416-071
11430-043_drw.pdf | 4 | 1 | COVER, CIRCUIT BREAKER ENCLOSURE | 11418
11430-043_drw.pdf |  |  |  | 11427-042
11430-043_drw.pdf | 7 | 1 | BREAKER, CIRCUIT, ABB | T6NQ-BW
11430-043_drw.pdf | 8 | 1 | BREAKER, CIRCUIT, ABB | T7SQ-BW
11430-044_drw.pdf | 1 | 1 | 600 AMP SQUARE D CIRCUIT BREAKER, - | 0320-1960-01
11430-044_drw.pdf | 2 | 1 | 400 AMP SQUARE D CIRCUIT BREAKER, - | 0320-1960-04
11430-044_drw.pdf | 3 | 1 |  | 0320-2182-01
11430-044_drw.pdf | 4 | 1 | NEUTRAL BAR, REFERENCE | 0337-3515-01
11430-044_drw.pdf | 5 | 1 | PANEL,CIRCUIT, BREAKER MOUNTING | 11416-073
11430-044_drw.pdf | 6 | 1 | COVER, CIRCUIT BREAKER ENCLOSURE | 11418
11430-044_drw.pdf | 7 | 1 | PANEL,CIRCUIT, BREAKER MOUNTING | 11427-043
11430-044_drw.pdf | 8 | 2 | SPACER, 1.38", FOR USE WITH 320-1960-XX | 12711
11430-045_drw.pdf | 1 | 1 | 600 AMP SQUARE D CIRCUIT BREAKER, - | 0320-1960-01
11430-045_drw.pdf | 2 | 1 | 400 AMP SQUARE D CIRCUIT BREAKER, - | 0320-1960-04
11430-045_drw.pdf | 3 | 1 |  | 0320-2182-01
11430-045_drw.pdf | 4 | 1 | INSERT,CIRCUIT, BREAKER ENCLOSURE | 11416-074
11430-045_drw.pdf | 5 | 1 | COVER, CIRCUIT BREAKER ENCLOSURE | 11418
11430-045_drw.pdf | 6 | 1 | PANEL,CIRCUIT, BREAKER MOUNTING | 11427-044
11430-045_drw.pdf | 7 | 2 | SPACER, 1.38", FOR USE WITH 320-1960-XX | 12711
11430-046_drw.pdf | ITEM
11430-046_drw.pdf | 1 | 1 | 600 AMP SQUARE D CIRCUIT BREAKER, - | 0320-1960-01
11430-046_drw.pdf | 2 | 1 | COVER,320-1995 CB BOX, STD LAYOUT LOWER MNT | 22757
11430-046_drw.pdf | CB
11430-046_drw.pdf | IN | THESE | 2 HOLES
11430-046_drw.pdf | ACCOMODATE | ACCOMODATE
11430-047_drw.pdf | ITEM
11430-047_drw.pdf | 1 | 1 | INSERT, CIRCUIT BREAKER ENCLOSURE | 11416-077
11430-047_drw.pdf | 2 | 1 | COVER, CIRCUIT BREAKER ENCLOSURE | 11418
11430-047_drw.pdf | 3 | 1 | PANEL, CIRCUIT BREAKER MOUNTING | 11427-045
11430-047_drw.pdf |  |  | 3
11430-generic_drw.pdf | 1 | 1 | ONAN ENCLOSURE, REF 0319-3169 | 0319-3169-GENERIC
11430-generic_drw.pdf | 2 | 1 | INSERT, CIRCUIT BREAKER ENCLOSURE, SINGLE BREAKER | 11416-GENERIC
11430-generic_drw.pdf | 3 | 1 | COVER, BREAKER BOX, - | 11418-GENERIC
11430-generic_drw.pdf | 4 | 1 | PANEL, CIRCUIT BREAKER MOUNTING, - | 11427-GENERIC
11431_drw.pdf |  |  | SILICONE HUMP HOSE
11431_drw.pdf |  |  | SUGGESTED VENDOR:
11432_drw.pdf | 1 | 1 | ASSEMBLY, POWER MODULE, COMMON, FIREPUMP, NFP-659 | 8533
11432_drw.pdf | 2 | 1 | ASSEMBLY, COOLANT HEATER, CFP5.9 | 8556
11432_drw.pdf | 3 | 1 | ASSEMBLY, THROTTLE POSITION, FIREPUMP | 8585
11432_drw.pdf | 4 | 1 | ASSEMBLY, HEAT EXCHANGER W/O CAC, FIREPUMP, NFP-659 | 8650
11432_drw.pdf | 5 | 1 | ASSEMBLY, RAW WATER COOLING, 3/4" NPT, FIREPUMP | 8682
11432_drw.pdf | 6 | 1 | ENGINE, 6BTA-C165, FIREPUMP | 8725
11432_drw.pdf | 7 | 1 | ASSEMBLY, OPERATORS STATION, 6B MARINE, FIREPUMP | 9560
11432_drw.pdf | 8 | 1 |  | 9568
11432_drw.pdf | 9 | 1 | MISC PIPING, RAW WATER, 6B | 9634
11432_drw.pdf | 12 | 2 | FUEL LINE, #6, 1/4" NPT x 12" LG | 10235
11432_drw.pdf |  |  | PACKAGE, CFP59 RADIATOR COOLED
11432_drw.pdf | FIXED. | FIXED.
11432_drw.pdf | FIXED. | FIXED.
11433_drw.pdf | 1 | 1 | ASSEMBLY, ENGINE, QSM11, FIREPUMP | 8740
11433_drw.pdf | 2 | 1 | ASSEMBLY, MOUNTING, ENGINE, CFP11E | 8773
11433_drw.pdf | 3 | 1 | ASSEMBLY, COOLANT HEATER, CFP11E, 2250W 120V 60HZ | 8950
11433_drw.pdf | 4 | 1 | ASSEMBLY, OPERATORS STATION, CFP11E, FIREPUMP | 9510
11433_drw.pdf | 5 | 1 | ASSEMBLY, TURBO GUARD, CFP11E, FIREPUMP | 9515
11433_drw.pdf | 6 | 1 | ASSEMBLY, AIR CLEANER, CFP11E, FIREPUMP | 9518
11433_drw.pdf | 7 | 1 | ASSEMBLY, SENSOR PACKAGE, CFP11E | 9572
11433_drw.pdf | 8 | 1 | KIT, FUEL LINE, CFP11E | 9594
11433_drw.pdf | 9 | 1 | ASSEMBLY, PULLEY GUARD, CFP11E | 9631
11433_drw.pdf | 10 | 1 | FUEL LINE, #10, 1/2" NPT x 12" LG | 10233
11433_drw.pdf | 11 | 1 | FUEL LINE, #8, 3/8" NPT X 12" LG | 10234
11433_drw.pdf | 12 | 1 | ASSEMBLY, SECONDARY ECM, CFP11E, FIREPUMP | 11057
11433_drw.pdf | 13 | 1 | ASSEMBLY, COOLING PACKAGE, CFP11E W/ RADIATOR | 11436
11433_drw.pdf |  |  | FIREPUMP
11433_drw.pdf | 16 | 1 | -, - | 11721
11435_drw.pdf | 1 | 1 | RADIATOR, FIRE PUMP CFP5.9 | 11438
11435_drw.pdf | 2 | 1 | MOUNT RADIATOR/ENGINE LH, FIRE PUMP CFP5.9 | 11440
11435_drw.pdf | 3 | 1 | MOUNT RADIATOR/ENGINE RH, FIRE PUMP CFP5.9 | 11444
11435_drw.pdf | 4 | 1 | TUBE, RADIATOR, FIRE PUMP CFP5.9 | 11572
11435_drw.pdf | 5 | 1 | BRACE, LH KNEE, FIREPUMP, CFP59 | 11763
11435_drw.pdf | 6 | 1 | BRACE, RH KNEE, FIREPUMP, CFP59 | 11766
11435_drw.pdf | 7 | 1 | TUBE, FILL, 2.0 X 2.25 W/ 3/4"NPT, C-SERIES ENGINES | 10431
11435_drw.pdf | 8 | 1 | MOUNT, RADIATOR BASE, FIRE PUMP CFP5.9 | 11445
11435_drw.pdf | 9 | 1 | TUBE, RADIATOR, 1.75" DIA 90, 11" X 11", FIRE PUMP | CFP5.911570
11435_drw.pdf | 10 | 1 | ANGLE, RADIATOR SUPPORT, 2" X 2" X 1/4" X 14.25" LONG | 11767
11435_drw.pdf | 11 | 1 | ELBOW, 2.25" | 20172
11435_drw.pdf | 12 | 1 | FAN, 28" DIAMETER, ACS 443100-28 OR EQUIV | 443100-28
11435_drw.pdf | 13 | 1 | OPTION DETAIL, DRIVE, FAN, 1.1:1 | FA9002
11436_drw.pdf | 1 | 1 | RADIATOR, RS5981, FIRE PUMP QSM11 | 11439
11436_drw.pdf | 2 | 1 | BRACE, LH KNEE, FIREPUMP, QSM11 | 11448
11436_drw.pdf | 3 | 1 | BRACE, RH KNEE, FIREPUMP, QSM11 | 11449
11436_drw.pdf | 4 | 1 | ASSEMBLY, LH RADIATOR SUPPORT, FIRE PUMP QSM11 | 11453
11436_drw.pdf | 5 | 1 | ASSEMBLY, RH RADIATOR SUPPORT, FIRE PUMP QSM11 | 11454
11436_drw.pdf | 6 | 1 | TUBE, CAC, FIRE PUMP QSM11 | 11555
11436_drw.pdf | 7 | 1 | TUBE, CAC, FIRE PUMP QSM11 | 11556
11436_drw.pdf | 8 | 1 | BRAKET, CAC TUBE, FIRE PUMP QSM11 | 11557
11436_drw.pdf | 9 | 1 | TUBE, RADIATOR, 2.5" DIA, FIRE PUMP QSM11 | 11560
11436_drw.pdf | 10 | 1 | ELBOW, CAC, 4", 500°F, PUROSIL 3646-400-MK | 3646-400-MK
11436_drw.pdf | 11 | 1 | MOUNT, RADIATOR BASE, FIRE PUMP QSM11 | 11455
11436_drw.pdf | 12 | 1 | BRACKET, SUPPORT, ENGINE, FRONT, FIREPUMP, QSM11 | 11457
11436_drw.pdf | 13 | 2 | SPACER, RADIATOR, FIRE PUMP QSM11 | 11551
11436_drw.pdf | 14 | 1 | GUARD, RIGHT FAN, FIRE PUMP QSM11 | 11552_01
11436_drw.pdf | 15 | 1 | GUARD, LEFT FAN, FIRE PUMP QSM11 | 11552_02
11436_drw.pdf | 16 | 1 | GUARD, BACK FAN, FIRE PUMP QSM11 | 11553-01
11440_drw.pdf | 1 | 1 | LEG, ENGINE SUPPORT, FRONT, FIREPUMP, 6B/6C | 10576
11440_drw.pdf | 2 | 1 | ARM, LH RADIATOR MOUNT, - | 11441
11440_drw.pdf | 3 | 1 | SUPPORT, KNEE BRACE, - | 11443
11441_drw.pdf |  | GAUGE | SHEET
11442_drw.pdf |  | GAUGE | SHEET
11442_drw.pdf |  | 2
11443_drw.pdf |  | GAUGE | SHEET
11444_drw.pdf | 1 | 1 | LEG, ENGINE SUPPORT, FRONT, FIREPUMP, 6B/6C | 10576
11444_drw.pdf | 2 | 1 | ARM, RH RADIATOR MOUNT, - | 11442
11444_drw.pdf | 3 | 1 | SUPPORT, KNEE BRACE, - | 11443
11445_drw.pdf |  | X 33.0 | X 0.50 HRS
11446_drw.pdf |  | X 0.25 | FLAT HRS
11448-01_drw.pdf |  | X 1.0 | X .25 ANGLE
11448_drw.pdf | 1 | 1 | 1.0 X 1.0 X .25 ANGLE | 11448-01
11448_drw.pdf | 2 | 2 | FLT BAR, 0.25" X 1.0", CS | 11448-02
11448_drw.pdf |  |  | 10.50
11449-01_drw.pdf |  | X 1.0 | X .25 ANGLE
11449_drw.pdf | 1 | 1 | 1.0 X 1.0 X .25 ANGLE | 11449-01
11449_drw.pdf | 2 | 2 | FLT BAR, 0.25" X 1.0", CS | 11449-02
11450_drw.pdf |  | X 2.0 | X 0.25 ANGLE
11451_drw.pdf |  | X 2.0 | X 0.25 ANGLE
11452_drw.pdf |  | X 0.25 | FLAT
11453_drw.pdf | 1 | 1 | BRACKET, LH RADIATOR SUPPORT, - | 11450
11453_drw.pdf | 2 | 1 | BRACKET, RADIATOR SUPPORT, - | 11452
11454_drw.pdf | 1 | 1 | BRACKET, RH RADIATOR SUPPORT, - | 11451
11454_drw.pdf | 2 | 1 | BRACKET, RADIATOR SUPPORT, - | 11452
11455_drw.pdf |  | THICK | PLATE
11457_drw.pdf |  | X 6.0 | X0.38 C-CHANNEL
11461_drw.pdf |  | BULK | 1.5" ID
11463_drw.pdf | ITEM
11463_drw.pdf | 1 | 1 | CHANNEL,C6x8.2 x SEE DWG | 11463_01
11463_drw.pdf | 2 | 1 | CHANNEL,C6x8.2x x SEE DWG | 11463_02
11463_drw.pdf | 3 | 1 | ANGLE,3/8x4x4 x SEE DWG | 11463_03
11463_drw.pdf | 4 | 1 | ANGLE,3/8x4x4x x SEE DWG | 11463_04
11463_drw.pdf |  |  | CHANNEL.C6x8.2x x SEE DWG | 11463_05
11463_drw.pdf |  |  |  | 11463_06
11463_drw.pdf |  |  |  | 11463_07
11463_drw.pdf |  |  | 2
11468_drw.pdf | 1 | 1 | HEAD, FILTER 1-5/16" ORB, 25 PSI BYPASS | 11468
11468_drw.pdf |  |  | FILTER HEAD
11468_drw.pdf |  |  | #16 PORTS
11468_drw.pdf |  |  | VISUAL RESTRICTION INDICATOR
11468_drw.pdf |  |  | SUGGESTED VENDOR: PRICE
11468_drw.pdf |  |  | PN: HF-13-25-V-22
11469_drw.pdf |  |  | HYDRAULIC FILTER ELEMENT
11470_drw.pdf |  |  | VENTABLE RELIEF VALVE
11486_drw.pdf | 1 | 1 | MOUNT, LEFT SID;EHEAT EXCHANGER | 11486-01
11486_drw.pdf | 2 | 1 | MOUNT, LEFT SIDE TOP | 11486-02
11486_drw.pdf | 3 | 1 | MOUNT, LEFT SIDE BOTTOM | 11486-03
11486_drw.pdf | 4 | 2 | SPACER, L;H HEAT EXCHANGER | 11486-04
11486_drw.pdf | 5 | 1 | SPACER, L;H HEAT EXCHANGER | 11486-05
11486_drw.pdf |  |  |  | (5X) WELD IN CENTER
11486_drw.pdf |  |  | 1.00
11492-01_drw.pdf | 1 | 1 | COOLER, JACKET WAT;ERCFP15E | 10847
11492-01_drw.pdf | 2 | 1 | HEAT EXCHANGER, CA;CCFP15E | 10848
11492-01_drw.pdf | 3 | 1 | TUBE, COOLANT, LOW;ERCFP15E | 10891
11492-01_drw.pdf | 4 | 1 | COOLANT, UPP;ERCFP15E FIREPUMP | 10892
11492-01_drw.pdf | 5 | 1 | CAC, TURBO SI;DECFP15E FIREPUMP | 10893
11492-01_drw.pdf | 6 | 1 | CAC, IM SID;ECFP15E FIREPUMP | 10894
11492-01_drw.pdf |  |  | FIL;LCFP15E | 12950
11492-01_drw.pdf | 14 | 1 | BRKT, HX MOUNTI;NGCFP15E FIREPUMP
11492-01_drw.pdf | 15 | 4 | HEAT EXCHANGER MOUNT;INBGACK | 11488
11492-02_drw.pdf | 1 | 1 | COOLER, JACKET WAT;ERCFP15E | 10847
11492-02_drw.pdf | 2 | 1 | HEAT EXCHANGER, CA;CCFP15E | 10848
11492-02_drw.pdf | 3 | 1 | TUBE, COOLANT, LOW;ERCFP15E | 10891
11492-02_drw.pdf | 4 | 1 | COOLANT, UPP;ERCFP15E FIREPUMP | 10892
11492-02_drw.pdf | 5 | 1 | CAC, IM SID;ECFP15E FIREPUMP | 10894
11492-02_drw.pdf | 6 | 1 | CAC OU;TCFP15E-F50 thru F70 | 11718
11492-02_drw.pdf |  |  | FIL;LCFP15E | 12950
11492-02_drw.pdf | 14 | 1 | HOSE CAC 4 TO 4;.5FLEX FAB P/N FLX7735
11492-02_drw.pdf | 15 | 1 | SURG;E CFP15E, FIREPUMP | 10865
11492___drw.pdf | ITEM | QTY
11492___drw.pdf | 1 | 1 | COOLER, JACKET WATER, CFP15E | 10847
11492___drw.pdf | 2
11492___drw.pdf | 3 | 1 | TUBE, ENGINE COOLANT, LOWER, CFP15E | 10891
11492___drw.pdf | 4 | 1 | TUBE, COOLANT, UPPER, CFP15E FIREPUMP | 10892
11492___drw.pdf | 5 | 1 | TUBE, CAC, TURBO SIDE, CFP15E FIREPUMP | 10893
11492___drw.pdf | 6 | 1 | TUBE, CAC, IM SIDE, CFP15E FIREPUMP | 10894
11492___drw.pdf | 7
11492___drw.pdf | 8 | 1 | HOSE, WATER FILL, CFP15E | 12950
11492___drw.pdf | 9
11492___drw.pdf | 10
11492___drw.pdf | 11
11492___drw.pdf | 12 | A/R | COOLANT, FC EG PM, 1 GALLON | CC2743
11492___drw.pdf | 24
11492___drw.pdf | 25
11492___drw.pdf | 26 | 8 | ROD, 1/2-13 x 12, 1-1/2" THREADED ENDS | 12791
11492___drw.pdf | 27 | 1 | BRACKET, CAC SUPPORT, CFP15E LOW HORSE POWER | 12886
11492___drw.pdf | 28 | 6 | CLAMP, SPRING LOADED T-BOLT, 4.03-4.33 | 12975-0425
11492___drw.pdf | 29 | 2 | CLAMP, SPRING LOADED T-BOLT, 4.28-4.58 | 12975-0450
11492___drw.pdf | 30 | 1 | CLAMP, WORM, .56-1.06 | 14990-10
11492___drw.pdf | 31 | 8 | CLAMP, WORM, 2.06 - 3.00 | 14990-40
11502_drw.pdf | 1 | 1 | BRACKET, ECM SWITCH, CFP15E | 11502_01
11502_drw.pdf | 2 | 1 | SQUARE BEAM, BRACKET ECM SWITCH, CFP15E | 11502_02
11502_drw.pdf | 3 | 1 | BASE BRACKET ECM SWITCH , CFP15E | 11502_03
11502_drw.pdf | LETE | LETE | LETE
11502_drw.pdf | SHEET LETE | LETE | LETE
11502_drw.pdf | SHEET LETE | 2 LETE | COMPONENT DETAILS LETE
11502_drw.pdf | WELD LETE | AS LETE | LETE
11502_drw.pdf | FINISH: LETE | LETE | LETE
11502_drw.pdf | LETE | LETE | LETE
11502_drw.pdf | LETE | LETE | LETE
11502_drw.pdf | LETE | LETE | LETE
11502_drw.pdf | LETE | LETE | LETE
11502_drw.pdf | LETE | LETE | LETE
11502_drw.pdf | LETE | LETE | LETE
11502_drw.pdf | LETE | LETE | LETE
11502_drw.pdf | LETE | LETE | LETE
11502_drw.pdf | LETE | LETE | LETE
11512_drw.pdf | 1 | 1 | FRAME,QSB6.7, 33.34" x 58.00", MARINE TRAVEL LIFT ISL50/70 | 11463
11512_drw.pdf | 2 | 2 | SUPPORT,REAR,ENGINE,QSB6.7, MARINE TRAVELIFT ISL40/50/70 | 11464
11512_drw.pdf | 3 | 1 | TUBE,CAC,3"DIA,INTAKE, MARINE TRAVELIFT ISL40/50/70 | 11509
11512_drw.pdf | 4 | 1 | TUBE,CAC,3"DIA,TURBO, MARINE TRAVELIFT ISL40/50/70 | 11510
11512_drw.pdf | 5 | 1 | TUBE,RADIATOR,1-3/4"DIA, MARINE TRAVELIFT ISL40/50/70 | 11511
11512_drw.pdf | 6 | 1 | ENGINE,PACKAGE,QSB6.7, MARINE TRAVELIFT ISL50 215HP | 1303615-1
11512_drw.pdf | 7 | 1 | RADIATOR,MULTI-FIT,W/CAC, MARINE TRAVELIFT ISL40/50/70 | 11429
11512_drw.pdf | 8 | 1 | BRKT,FUEL,PRE-FILTER,FS9841, MARINE TRAVELIFT | 11471
11512_drw.pdf | 9 | 1 | HEAT-EXCHANGER,OIL-COOLER, MARINE TRAVELIFT ISL40/50/70 | 11484
11512_drw.pdf | 10 | 1 | FAN,SUCKER,25.00IN DIA, ACS 440100-25 | 11489
11512_drw.pdf | 16 | 1 | CLAMP, U-BOLT, GUILLOTINE, 3.00" | 89545K
11512_drw.pdf | 17 | 2 | ISOLATOR MAG SWITCH | AG-3904930
11513_drw.pdf | 1 | 1 | FRAME,QSB6.7, 33.34" x 58.00", MARINE TRAVEL LIFT ISL50/70 | 11463
11513_drw.pdf | 2 | 2 | SUPPORT,REAR,ENGINE,QSB6.7, MARINE TRAVELIFT ISL40/50/70 | 11464
11513_drw.pdf | 3 | 1 | TUBE,CAC,3"DIA,INTAKE, MARINE TRAVELIFT ISL40/50/70 | 11509
11513_drw.pdf | 4 | 1 | TUBE,CAC,3"DIA,TURBO, MARINE TRAVELIFT ISL40/50/70 | 11510
11513_drw.pdf | 5 | 1 | TUBE,RADIATOR,1-3/4"DIA, MARINE TRAVELIFT ISL40/50/70 | 11511
11513_drw.pdf | 6 | 1 | ENGINE,PACKAGE,QSB6.7, MARINE TRAVELIFT ISL70 260HP | 1303423-1
11513_drw.pdf | 7 | 1 | RADIATOR,MULTI-FIT,W/CAC, MARINE TRAVELIFT ISL40/50/70 | 11429
11513_drw.pdf | 8 | 1 | BRKT,FUEL,PRE-FILTER,FS9841, MARINE TRAVELIFT | 11471
11513_drw.pdf | 9 | 1 | HEAT-EXCHANGER,OIL-COOLER, MARINE TRAVELIFT ISL40/50/70 | 11484
11513_drw.pdf | 10 | 1 | FAN,SUCKER,25.00IN DIA, ACS 440100-25 | 11489
11513_drw.pdf | 16 | 1 | CLAMP, U-BOLT, GUILLOTINE, 3.00" | 89545K
11513_drw.pdf | 17 | 2 | ISOLATOR MAG SWITCH | AG-3904930
11515_drw.pdf | 1 | 1 | TUBE,OIL GAUGE, - | 5269589
11532_drw.pdf | 1 | 1 | GUARD, PULLEY, FIREPUMP, 6B/4B | 8601
11532_drw.pdf | 2 | 1 | BRACKET, MOUNTING, GUARD, FIREPUMP | 8592
11532_drw.pdf | 3 | 2 | BRACKET, MOUNTING, GUARD, FIREPUMP | 8593
11532_drw.pdf | 4 | 4 | TAB, GUARD | 11532-01
11532_drw.pdf | 5 | 2 | TAB, GUARD, FRONT | 11532-02
11534_drw.pdf |  |  | 3.00
11538_drw.pdf | 1 | 1 | FRONT PLATE, AIR FILTER MOUNTING BRACKET, KTA19-GC | 11538_01
11538_drw.pdf | 2 | 1 | UPPER PLATE, AIR FILTER MOUNTING BRACKET, KTA19-GC | 11538_02
11538_drw.pdf | 3 | 2 | ANGULAR PLATE, AIR FILTER MOUNTING BRACKET, KTA19_GC | 11538_03
11541_drw.pdf | 1 | 1 | MOUNT, REAR EXHAUST, BASE, ASSY 11288, QSX15, | ROTOCHOPPE1R1541-01
11541_drw.pdf | 2 | 2 | MOUNT, REAR EXHAUST, FLANGE, ASSY 11288, QSX15, | ROTOCHOP1P1E5R41-02
11541_drw.pdf | 3 | 2 | MOUNT, REAR EXHAUST, ANGLE, ASSY 11288, QSX15, | ROTOCHOPP1E1R541-03
11541_drw.pdf | 4 | 1 | MOUNT, REAR EXHAUST, SEAT, ASSY 11288, QSX15,
11541_drw.pdf | 5 | 1 | MOUNT, REAR EXHAUST, TAB, ASSY 11288, QSX15,
11541_drw.pdf | 6 | 1 | MOUNT, REAR EXHAUST, GUSSET, ASSY 11288, QSX15, | ROTOCHOP1P1E5R41-06
11542_drw.pdf | 1 | 2 | MOUNT, REAR EXHAUST, ANGLE, ASSY 11288, QSX15, | ROTOCHOPP1E1R541-03
11542_drw.pdf | 2 | 1 | MOUNT, REAR EXHAUST, SEAT, ASSY 11288, QSX15,
11542_drw.pdf | 3 | 1 | MOUNT, FRONT EXHAUST, BASE, ASSY 11288, QSX15, | ROTOCHOPP1E1R542-01
11542_drw.pdf | 4 | 1 | MOUNT, FRONT EXHAUST, FLANGE, ASSY 11288, QSX15, | ROTOCHO1P1P5E4R2-02
11543_drw.pdf | 1 | 1 | MOUNT, AIR FILTER, ASSY 11288, QSX15, ROTOCHOPPER | 11543-01
11543_drw.pdf | 2 | 1 | RIB, AIR FILTER, LARGE, ASSY 11288, QSX15, ROTOCHOPPER | 11543-02
11543_drw.pdf | 3 | 1 | RIB, AIR FILTER, SMALL, ASSY 11288, QSX15, ROTOCHOPPER | 11543-03
11544_drw.pdf | 1 | 1 | TUBE,OIL FILL, MANITOWOC CRANES 1600,QSX15 | 9314
11557_drw.pdf | 1 | 1 | BRAKET, CAC TUBE, FIRE PUMP QSM11 | 11557-01
11557_drw.pdf | 2 | 2 | BRAKET, CAC TUBE, FIRE PUMP QSM11 | 11557-02
11596_drw.pdf | 1 | 1 | CIRCUIT BREAKER BOX, REFERENCE ONLY | 0319-4981
11596_drw.pdf | 2 | 2 | COVER-CIRCUIT BREAKER, REFERENCE ONLY | 0319-4983
11596_drw.pdf | 3 | 2 | 400 AMP SQUARE D CIRCUIT BREAKER, - | 0320-1960-04
11596_drw.pdf | 4 | 2 | 100 AMP SQUARE D CIRCUIT BREAKER, ONAN PART | 0320-2346-07
11596_drw.pdf | 5 | 1 | NEUTRAL BAR | 337-2740
11596_drw.pdf | 6 | 2 | SPACER, 1.0" FOR 0320-2346-XX OR, 0320-2347-XX | BREAKERS11576-002
11596_drw.pdf | 7 | 1 | INSERT, CIRCUIT BREAKER ENCLOSURE, 4 CIRCUIT BREAKERS | 11597
11596_drw.pdf | 8 | 1 | COVER-CIRCUIT BREAKER | 11598
11596_drw.pdf | 9 | 1 | BRACKET-CIRCUIT BREAKER, MOUNTING | 11599
11612_drw.pdf | 1 | 1 | HINGE, PIANO, 11.75" LG, McMASTER-CARR 15665A6 | 11613
11612_drw.pdf | 2 | 1 | BOX, CAM-LOK | 11610
11612_drw.pdf | 3 | 1 | COVER, CAM-LOK BOX | 11611
11612_drw.pdf | 4 | 1 | LATCH, SOUTHCO, - | CM-2-2B101-2SB
11612_drw.pdf | 5 | 2 | WEATHER STRIP, GENERIC | WEATHER_STRIP_GENERIC
11612_drw.pdf |  |  | DOOR AND BOX
11612_drw.pdf |  | 5
11614_drw.pdf | 1 | 1 | BRACKET, AIR CLEANER, RAMTA | 11614-01
11614_drw.pdf | 2 | 1 | BRACKET, AIR CLEANER, RAMTA | 11614-02
11619_drw.pdf | 1 | 1 | ASSEMBLY, SKID | 403-2956
11619_drw.pdf | 2 | 1 | BRACKET, AIR CLEANER, RAMTA | 11614
11619_drw.pdf | 3 | 1 | ALTERNATOR, UCM224D1L | UCM224D1L
11619_drw.pdf | 4 | 4 | CUSHION, VIB ISLN MTG | 402-0630
11619_drw.pdf | 5 | 2 | BRACKET, ALTERNATOR MTG | 403-2958
11619_drw.pdf | 6 | 1 | BRAKET, ENG MTG | 403-3115
11619_drw.pdf | 7 | 1 | BRACKET, ENG MTG | 403-3116
11619_drw.pdf | 8 | 1 | BRACKET, LIFTING | 403-3292
11619_drw.pdf | 9 | 1 | SPACER, LIFT BRACKET | 403-3299
11619_drw.pdf | 10 | 1 | TUBE, AIR CLEANER | 11609
11619_drw.pdf | 11 | 1 | ENGINE | 11618
11619_drw.pdf | 12 | 1 | COVER, INTAKE MANIFOLD | 11688
11619_drw.pdf | 13 | 1 | BRACKET, OFFSET EXPANSION TANK | 11690
11619_drw.pdf | 14 | 1 | COVER, ELECTRICAL BOX, RAMTA | 11899
11619_drw.pdf | 15 | 1 | CAP, FILLER | 3393978
11619_drw.pdf | 16 | 1 | TANK, EXPANSION | 3866789
11657-001_drw.pdf | 1 | 2 | PANEL CB BOX (SIDE), ONAN PART, REFERENCE ONLY | 0319-2978
11657-001_drw.pdf | 2 | 2 | PANEL CB BOX (END), ONAN PART, REFERENCE ONLY | 0319-3072
11657-001_drw.pdf | 3 | 3 | 400 AMP SQUARE D CIRCUIT BREAKER, - | 0320-1960-04
11657-001_drw.pdf | 4 | 1 | PANEL, CIRCUIT BREAKER MOUNTING, FOR 320-1982 | ENCLOSURE11K6I5T9-001
11657-001_drw.pdf | 5 | 1 | COVER, BREAKER BOX, FOR 320-1982 ENCLOSURE KIT | 11660-001
11657-002_drw.pdf | 1 | 2 | PANEL CB BOX (SIDE), ONAN PART, REFERENCE ONLY | 0319-2978
11657-002_drw.pdf | 2 | 2 | PANEL CB BOX (END), ONAN PART, REFERENCE ONLY | 0319-3072
11657-002_drw.pdf | 3 | 2 | 100 AMP SQUARE D CIRCUIT BREAKER, ONAN PART | 0320-2346-07
11657-002_drw.pdf | 4 | 1 | 30 AMP SQUARE D CIRCUIT BREAKER, ONAN PART | 0320-2346-20
11657-002_drw.pdf | 5 | 1 | INSERT, CIRCUIT BREAKER ENCLOSURE, THREE BREAKERS | 11416-008
11657-002_drw.pdf | 6 | 1 | COVER, BREAKER BOX, FOR 320-1982 ENCLOSURE KIT | 11660-002
11657-003_drw.pdf | 1 | 2 | PANEL CB BOX (SIDE), ONAN PART, REFERENCE ONLY | 0319-2978
11657-003_drw.pdf | 2 | 2 | PANEL CB BOX (END), ONAN PART, REFERENCE ONLY | 0319-3072
11657-003_drw.pdf | 3 | 2 | 150 AMP SQUARE D CIRCUIT BREAKER, ONAN PART | 0320-2346-05
11657-003_drw.pdf | 4 | 1 | INSERT, CIRCUIT BREAKER ENCLOSURE, TWO BREAKERS | 11416-011
11657-003_drw.pdf | 5 | 1 | PANEL, CIRCUIT BREAKER MOUNTING, FOR 320-1982 | ENCLOSURE11K6I5T9-002
11657-003_drw.pdf | 6 | 1 | COVER, BREAKER BOX, FOR 320-1982 ENCLOSURE KIT | 11660-002
11657-004_drw.pdf | 1 | 2 | PANEL CB BOX (SIDE), ONAN PART, REFERENCE ONLY | 0319-2978
11657-004_drw.pdf | 2 | 2 | PANEL CB BOX (END), ONAN PART, REFERENCE ONLY | 0319-3072
11657-004_drw.pdf | 3 | 1 | PANEL, CIRCUIT BREAKER MOUNTING, FOR 320-1982 | ENCLOSURE11K6I5T9-003
11657-004_drw.pdf | 4 | 1 | COVER, BREAKER BOX, FOR 320-1982 ENCLOSURE KIT | 11660-003
11657-004_drw.pdf | 5 | 1 | CIRCUIT BREAKER, ABB T5NQ300BW, 300 AMP | T5NQ300BW
11657-005_drw.pdf | IITTEEMM
11657-005_drw.pdf | 11 | 22 | PPAANNEELL CCBB BBOOXX ((SSIIDDEE)),, OONNAANN PPAARRTT,, RREEFFEERREENNCCEE OONNLLYY | 00331199--22997788
11657-005_drw.pdf | 22 | 22 | PPAANNEELL CCBB BBOOXX ((EENNDD)),, OONNAANN PPAARRTT,, RREEFFEERREENNCCEE OONNLLYY | 00331199--33007722
11657-005_drw.pdf | 33 | 11 | 660000 AAMMPP SSQQUUAARREE DD CCIIRRCCUUIITT BBRREEAAKKEERR,, -- | 00332200--11996600--0011
11657-005_drw.pdf | 44 | 11 | 110000 AAMMPP SSQQUUAARREE DD CCIIRRCCUUIITT BBRREEAAKKEERR,, OONNAANN PPAARRTT | 00332200--22334466--0077
11657-005_drw.pdf |  |  | SSPPAACCEERR,, ..7755"" FFOORR 00332200--22334466--XXXX OORR,, 00332200--22334477--XXXX
11657-005_drw.pdf |  |  | 332200--11998822 EENNCCLL KKIITT | 1111665599--000099
11657-006_drw.pdf | 1 | 2 | PANEL CB BOX (SIDE), ONAN PART, REFERENCE ONLY | 0319-2978
11657-006_drw.pdf | 2 | 2 | PANEL CB BOX (END), ONAN PART, REFERENCE ONLY | 0319-3072
11657-006_drw.pdf | 3 | 2 | 150 AMP SQUARE D CIRCUIT BREAKER, ONAN PART | 0320-2346-05
11657-006_drw.pdf | 4 | 1 | INSERT, CIRCUIT BREAKER ENCLOSURE, TWO BREAKERS | 11416-034
11657-006_drw.pdf | 5 | 1 | PANEL, CIRCUIT BREAKER MOUNTING, FOR 320-1982 | ENCLOSURE11K6I5T9-004
11657-006_drw.pdf | 6 | 1 | COVER, BREAKER BOX, FOR 320-1982 ENCLOSURE KIT | 11660-002
11657-007_drw.pdf | 1 | 2 | 400 AMP SQUARE D CIRCUIT BREAKER, - | 0320-1960-04
11657-007_drw.pdf | 2 | 1 | PANEL, CIRCUIT BREAKER MOUNTING, FOR 320-1982 | ENCLOSURE11K6I5T9-005
11657-007_drw.pdf | 3 | 1 | COVER, BREAKER BOX, FOR 320-1982 ENCLOSURE KIT | 11660-005
11657-008_drw.pdf | 1 | 2 | PANEL CB BOX (SIDE), ONAN PART, REFERENCE ONLY | 0319-2978
11657-008_drw.pdf | 2 | 2 | PANEL CB BOX (END), ONAN PART, REFERENCE ONLY | 0319-3072
11657-008_drw.pdf | 3 | 1 | PANEL, CIRCUIT BREAKER MOUNTING, FOR 320-1982 ENCLOSURE | K1I1T659-006
11657-008_drw.pdf | 4 | 1 | COVER, BREAKER BOX, FOR 320-1982 ENCLOSURE KIT | 11660-006
11657-008_drw.pdf | 5 | 1 | BREAKER, CIRCUIT, ABB | S6NQ600BW
11657-009_drw.pdf | 11 | 22 | PPAANNEELL CCBB BBOOXX ((SSIIDDEE)),, OONNAANN PPAARRTT,, RREEFFEERREENNCCEE OONNLLYY | 00331199--22997788
11657-009_drw.pdf | 22 | 22 | PPAANNEELL CCBB BBOOXX ((EENNDD)),, OONNAANN PPAARRTT,, RREEFFEERREENNCCEE OONNLLYY | 00331199--33007722
11657-009_drw.pdf | 33 | 11 | PPAANNEELL,,CCBB MMOOUUNNTTIINNGG,, FFOORR 332200--11998822 EENNCC KKIITT | 1111665599--000077
11657-009_drw.pdf | 44 | 11 | CCOOVVEERR,,BBRREEAAKKEERR BBOOXX,, FFOORR 332200--11998822 EENNCC KKIITT | 1111666600--000077
11657-009_drw.pdf | 55 | 11 | 220000 AAMMPP MMAAGG--OONNLLYY AABBBB CCIIRRCCUUIITT BBRREEAAKKEERR | TT33SS220000MMWW
11657-010_drw.pdf | 1 | 2 | PANEL CB BOX (SIDE), ONAN PART, REFERENCE ONLY | 0319-2978
11657-010_drw.pdf | 2 | 2 | PANEL CB BOX (END), ONAN PART, REFERENCE ONLY | 0319-3072
11657-010_drw.pdf | 3 | 1 | PANEL,CB,MOUNTING, 320-1982 ENCL KIT | 11659-008
11657-010_drw.pdf | 4 | 1 | COVER, BREAKER BOX, FOR 320-1982 ENCLOSURE KIT | 11660-003
11657-010_drw.pdf | 5 | 1 | CIRCUIT BREAKER, ABB T4 3 POLE, 250 AMP | T4NQ250BW
11657-011_drw.pdf | 1 | 2 | PANEL CB BOX (SIDE), ONAN PART, REFERENCE ONLY | 0319-2978
11657-011_drw.pdf | 2 | 2 | PANEL CB BOX (END), ONAN PART, REFERENCE ONLY | 0319-3072
11657-011_drw.pdf | 3 | 1 | 600 AMP SQUARE D CIRCUIT BREAKER, - | 0320-1960-01
11657-011_drw.pdf | 4 | 1 | PANEL, CIRCUIT BREAKER MOUNTING, FOR 320-1982 ENCLOSURE | 1K1I6T59-001
11657-011_drw.pdf | 5 | 1 | COVER, BREAKER BOX, FOR 320-1982 ENCLOSURE KIT | 11660-008
11657-012_drw.pdf | 1 | 2 | PANEL CB BOX (SIDE), ONAN PART, REFERENCE ONLY | 0319-2978
11657-012_drw.pdf | 2 | 2 | PANEL CB BOX (END), ONAN PART, REFERENCE ONLY | 0319-3072
11657-012_drw.pdf | 3 | 1 | PANEL, CIRCUIT BREAKER MOUNTING, FOR 320-1982 ENCLOSURE | 1K1I6T59-001
11657-012_drw.pdf | 4 | 1 | COVER, BREAKER BOX, FOR 320-1982 ENCLOSURE KIT | 11660-008
11657-012_drw.pdf | 5 | 1 | 300-600 AMP CIRCUIT, BREAKER,3 POLE | DGL36XXXE53
11657-013_drw.pdf | ITEM
11657-013_drw.pdf | 1 | 2 | PANEL CB BOX (SIDE), ONAN PART, REFERENCE ONLY | 0319-2978
11657-013_drw.pdf | 2 | 2 | PANEL CB BOX (END), ONAN PART, REFERENCE ONLY | 0319-3072
11657-013_drw.pdf | 3 | 1 | 225 AMP SQUARE D CIRCUIT BREAKER, ONAN PART | 0320-2347-02
11657-013_drw.pdf | 4 | 1 | INSERT, CIRCUIT BRKR, CNTR MT,2010 GTA | 11416-072
11657-013_drw.pdf |  |  | PANEL,CIR BRKR MTNG, 320-1982 KIT,NEW GTA | 11659-011
11657-013_drw.pdf |  |  | GTA DSN | 11660-010
11657-014_drw.pdf | ITEM
11657-014_drw.pdf | 1 | 2 | PANEL CB BOX (SIDE), ONAN PART, REFERENCE ONLY | 0319-2978
11657-014_drw.pdf | 2 | 2 | PANEL CB BOX (END), ONAN PART, REFERENCE ONLY | 0319-3072
11657-014_drw.pdf | 3 | 1 | 100 AMP SQUARE D CIRCUIT BREAKER, ONAN PART | 0320-2346-07
11657-014_drw.pdf | 4
11657-014_drw.pdf | 5 | 1 | 200 AMP SQUARE D CIRCUIT BREAKER, ONAN PART | 0320-2347-03
11657-014_drw.pdf | 6 | 1 | INSERT, CIRC BKR ENCL, 0320-1982 | 11416-078
11657-014_drw.pdf | 7 | 1 | PANEL, CIRC BKR MTG, 320-1982 | 11659-012
11657-014_drw.pdf |  |  | COVER, CIRC BKR ENCL, 320-1982 | 11660-011
11657-015_drw.pdf | ITEM
11657-015_drw.pdf | 1 | 2 | KIT, LUG,2/0-400MCM, BREAKER,TOP | K6TJ
11657-015_drw.pdf | 2 | 2 | PANEL CB BOX (SIDE), ONAN PART, REFERENCE ONLY | 0319-2978
11657-015_drw.pdf | 3 | 2 | PANEL CB BOX (END), ONAN PART, REFERENCE ONLY | 0319-3072
11657-015_drw.pdf | 4 | 1 | PANEL, CIRCUIT BREAKER MOUNTING, FOR 320-1982 | ENCLOSURE11K6I5T9-006
11657-015_drw.pdf | 5 | 1 | COVER, BKR BOX, 320-1982/T6 3 POLE | 11660-012
11657-015_drw.pdf | 6 | 1 | BREAKER, CIRCUIT, ABB | T6NQ-BW
11657-015_drw.pdf |  |  | 3
11659-001_drw.pdf | 1 | 1 | 10 GAUGE STEEL | A-36
11659-001_drw.pdf |  |  | 0.28 | THRU
11659-001_drw.pdf |  |  | INSTALL | 1/4-20
11659-001_drw.pdf |  |  | WELD | TO THE
11659-001_drw.pdf |  |  | 4.921
11659-003_drw.pdf | 1 | 1 | 10 GAUGE STEEL | A-36
11659-003_drw.pdf |  |  | 0.28 | THRU
11659-003_drw.pdf |  |  | INSTALL | 1/4-20
11659-003_drw.pdf |  |  | WELD | TO THE
11659-003_drw.pdf |  |  | 4.921
11659-005_drw.pdf | 1 | 1 | 10 GAUGE STEEL | A-36
11659-005_drw.pdf |  |  | 0.28 | THRU
11659-005_drw.pdf |  |  | INSTALL | 1/4-20
11659-005_drw.pdf |  |  | WELD | TO THE
11659-005_drw.pdf |  |  | 4.921
11659-011_drw.pdf | 1 | 1 | 10 GAUGE STEEL | A-36
11659-011_drw.pdf |  |  | 1.00
11659-011_drw.pdf |  |  | 0.28 THRU
11659-011_drw.pdf |  |  | INSTALL
11677_drw.pdf | 1 | 1 | GUARD, KTA19GC | 11677-01
11677_drw.pdf | 2
11677_drw.pdf | 3
11677_drw.pdf | 4
11677_drw.pdf | 5
11678_drw.pdf | 1 | 1 | CONTROL, HSG, KIT | 0300-5042
11678_drw.pdf | 2
11678_drw.pdf | 3
11678_drw.pdf | 4 | 1 | GUARD, KTA19GC | 11677
11678_drw.pdf | 5
11678_drw.pdf | 6 | 1 | TANK,SURGE, - | 11686
11678_drw.pdf | 7 | 1 | ALTERNATOR PART, NEWAGE | HC4_CDE_1B_SAE0
11678_drw.pdf | 8
11678_drw.pdf | 9
11678_drw.pdf | 10
11678_drw.pdf |  |  | 1
11681_drw.pdf |  | 2Q.T3Y5
11681_drw.pdf | 1 | 1 | BASE, RAIL, GENERATOR SET W/O RADIATOR | 10113841
11681_drw.pdf | 2 | 22.35 | SUPPORT, GENERATOR, MULTIPLE GENSETS | 6523-10
11686_drw.pdf | 1 | 2 | NECK,ASSEMBLY,W/RAD, CAP SAE MED 10 PSI | 11686-05
11686_drw.pdf | 2 | 1 | TUBING, 3/16" WALL | 11686-01
11686_drw.pdf | 3 | 2 | COUPLING, PIPE, 3/4" | 11686-02
11686_drw.pdf | 4 | 4 | COUPLING, PIPE, 3/8" | 11686-03
11686_drw.pdf | 5 | 2 | COUPLING, PIPE, 1/4" | 11686-04
11686_drw.pdf | 6 | 2 | TUBE, COPPER, 1.375" O.D. X .065" WALL | 11686-06
11686_drw.pdf | 7 | 1 | 7 GA SHEET | 11686-07
11686_drw.pdf | 8 | 2 | 7 GA SHEET | 11686-08
11686_drw.pdf | 9 | 1 | CHANNEL 1.5" X 3" A-36 | 11686-09
11686_drw.pdf | 10 | 1 | CHANNEL 1.5" X 3" A-36 | 11686-09R
11686_drw.pdf | 11 | 2 | 7 GA SHEET | 11686-10
11686_drw.pdf | 12 | 1 | CHANNEL 1.5" X 3" A-36 | 11686-11
11686_drw.pdf | 13 | 2 | ANGLE, 1 1/4" | 11686-12
11691_drw.pdf | 1 | 2 | CHANNEL, C10 X 15.3 X SIZE | 11691_1
11691_drw.pdf | 2 | 2 | CHANNEL, C15 X 15.3 X SIZE | 11691_2
11691_drw.pdf | 3 | 2 | CHANNEL, C10 X 15.3 X SIZE | 11691_3
11691_drw.pdf | 4 | 4 | DETAIL, FLAT .313 X 1.5 X SIZE, ASTM A-36 | 11691_4
11691_drw.pdf | 5 | 4 | ANGLE, L3X3 X 0.31 X SIZE ASTM A-36 | 11691_9
11691_drw.pdf | 6 | 4 |  | 90490A436
11691_drw.pdf | 7 | 4 | DETAIL, SHEET, 1/4" X SIZE, ASTM A-36 | BRACE_SUPPORT_CFP15E
11692-02_drw.pdf | 1 | 2 | SUPPORT, ENGINE, 5/16" A-36, 20" | 11692_8
11692-02_drw.pdf | 2 | 2 | CHANNEL, C10 x .24 x 2.60, 138.00" | 11692_9
11692-02_drw.pdf | 3 | 2 | CHANNEL, C10 x .24 x 2.60, 30.75" | 13862
11692-02_drw.pdf | 4 | 4 | PLATE, ENGINE BRACE, 1/4" A-36, 8" | 13866
11692-02_drw.pdf | 5 | 4 | BRACKET, LIFTING, 10" CHANNEL | A042G991
11692-02_drw.pdf | 10.00
11692_drw.pdf | 1 | 2 | CHANNEL, C10 x .24 x 2.60, 126.00" | 13860
11692_drw.pdf | 2 | 2 | CHANNEL, C10 x .24 x 2.60, 30.75" | 13862
11692_drw.pdf | 3 | 2 | SUPPORT, ENGINE, 5/16" A-36, 16" | 13863
11692_drw.pdf | 4 | 4 | PLATE, ENGINE BRACE, 1/4" A-36, 6" | 13864
11692_drw.pdf | 5 | 4 | BRACKET, LIFTING, 10" CHANNEL | A042G991
11692_drw.pdf | 1
11699_drw.pdf | 1 | 1 | TRAY, CABLE | 11699-01
11699_drw.pdf | 2 | 1 | TRAY, CABLE | 11699-02
11699_drw.pdf | 3 | 1 | TRAY, CABLE | 11699-03
11699_drw.pdf | 4 | 1 | TRAY, CABLE | 11699-04
11699_drw.pdf | 5 | 1 | CHANNEL, FORMED, ELECTRICAL WIREWAY | 11699-05
11699_drw.pdf | 6 | 1 | CHANNEL, FORMED, WIREWAY | 11699-06
11699_drw.pdf | 7 | 1 | CHANNEL, FORMED, WIREWAY | 11699-07
11699_drw.pdf | 8 | 1 | CHANNEL, FORMED, ELECTRICAL WIREWAY | 11699-08
11701_drw.pdf | 1 | 1 | ELBOW, 6" TUBE, ALUMINIZED, CUT DOWN TO 11.50 X 12.00 | 16529
11701_drw.pdf | 2 | 1 | AIR HOUSING ASSEMBLY, FLEETGUARD AH19075 | AH19075
11701_drw.pdf | 3 | 1 | PLATE, MOUNTING, HDAC, AH19075 | 11702
11701_drw.pdf | 4 | 1 | TUBE, 6" OD x 10", P206850 | 11706
11701_drw.pdf | 5 | 1 | CLAMP, T-BOLT, 5.78-6.09 | 13164-0600
11701_drw.pdf | 6 | 4 | CLAMP, T-BOLT, 6.28-6.59 | 13164-0650
11701_drw.pdf | 7 | 1 | CLAMP, T-BOLT, 8.25-8.56 | 13164-0850
11701_drw.pdf | 8 | 2 | CHANNEL, C3 X 4.1#, HD AIR CLEANER SUPPORT CFP15E | 16528
11701_drw.pdf | 9 | 2 | BRACKET,AIR CLEANER, 18.10 INCH ID | 3918237-S
11701_drw.pdf | 10 | 1 | INTAKE BONNET, 10", FLEETGUARD 3940356S OR EQUIV | 3940356-S
11701_drw.pdf | 11 | 1 | ELBOW, RUBBER, 6" ID | 89824K
11701_drw.pdf | 12 | 1 | HUMP-HOSE REDUCER 5.5 TO 6.0, OBSOLETE. USE 3316622-S | 89849K
11701_drw.pdf | 13 | 1 | HUMP HOSE, REDUCING, NELSON 8" X 6"***USE 33126626-S | 89851K
11707_drw.pdf | 1 | 4 | BALL VALVE, 1_1/4 NPT MALE X FEMALE | 12709
11707_drw.pdf | 2 | 1 | GAUGE, PRESSURE, 1/4" NPT, DPG1-2 1/2, 0-100 PSI | 8892
11707_drw.pdf | 3
11707_drw.pdf | 4 | 3 | TEE, 1 1/4" NPT FEMALE, DO NOT USE. USE BTH (18AUG2015) | 12386
11707_drw.pdf | 5 | 2 | REGULATOR/STRAINER, 1-1/4" NPT, WATTS 1_1-4_25AUB-Z3 | 12388
11707_drw.pdf | 6 | 1 | VALVE, BALL, 1/4" NPT FEMALE | FA60204-1
11707_drw.pdf | 7 | 1 | BUSHING, REDUCING, 1 1/4" X 1/4" NPT, DO NOT USE. USE | BBH1B23(9118AUG2015)
11707_drw.pdf | 8
11707_drw.pdf | 9
11707_drw.pdf | 10
11707_drw.pdf | 11 | 2 | ELBOW, 90°, 1 1/4" NPT FEMALE, BLK STEEL | B90H
11707_drw.pdf | 12 | 1 | NIPPLE, 1/4" NPT x 1 1/2", BLK STEEL | LTL-CPN14112
11712_drw.pdf | 1
11712_drw.pdf | 2
11712_drw.pdf | 3
11712_drw.pdf | 4
11712_drw.pdf | 5
11712_drw.pdf | 6
11712_drw.pdf | 7
11712_drw.pdf | 8
11712_drw.pdf | 9
11712_drw.pdf | 10
11712_drw.pdf | 11
11712_drw.pdf | 12
11712_drw.pdf | 13
11712_drw.pdf | 14
11712_drw.pdf | 15
11712_drw.pdf | 16
11715_drw.pdf | 1 | 1 | SHROUD, INTAKE, CFP15E-F30 | 11715-01
11715_drw.pdf | 2 | 1 | DETAIL, GUARD, TUBE, 6" X 0.063WL | 11715-02
11715_drw.pdf | 3 | 1 | COUPLING, HALF, 1/8 NPT | HALF-COUPLING-012NPT
11726_drw.pdf | ITEM | QTY
11726_drw.pdf | 2
11726_drw.pdf | 3
11726_drw.pdf | 4 | 1 | HEATER, COOLANT, 3KW, ADJ. VOLT, WATLOW 3-10-42-5PA | 11577
11726_drw.pdf | 6 | 4 | CLAMP, WORM, 1" I.D. 1 3/8" O.D. HOSE, 1.00 - 1.50 | 14990-16
11726_drw.pdf | 7 | 2 | ELBOW, STREET, 90 DEG 3/4NPT, PER SAE NO. 130239 | 075NPT_STR_ELBOW
11726_drw.pdf |  |  | ADAPTER, 3/4 NPT MALE TO 1" BEADED HOSE, BRASS | 075NPT_X_100H
11726_drw.pdf | 10 | 2 | VALVE, BALL, 3/4" NPT | FA60406
11726_drw.pdf | 11 | 2 | ADAPTER, PORT, M27 X 2 X 3/4NPT, PARKER M27-3/4F80HGS | M27-075F80HGS
11728_drw.pdf | 1 | 1 | BRACKET, AIR TUBE | 0130_5209_02
11728_drw.pdf | 2 | 2 | CLAMP, MUFFLER | 0155_3372_01
11728_drw.pdf | 3 | 1 | HOSE, HUMP | 0503_2154
11728_drw.pdf | 4 | 4 | CLAMP, HOSE | 0503_2155_01
11728_drw.pdf | 5 | 2 | WASHER, 0.45 ID X 1.50 OD | 0526_0014
11728_drw.pdf | 6 | 6 | WASHER, 0.406 ID X 0.781 OD | 0526_0174
11728_drw.pdf | 7 | 2 |  | 0800_3017_37
11734_drw.pdf |  |  | STRAIGHT ADAPTER
11734_drw.pdf |  |  | M12 X 1.5 STRAIGHT THREAD
11734_drw.pdf |  |  | -6 JIC
11743_drw.pdf | 1 | 1 | FRAME,QSB6.7, 33.34" x 58.00", MARINE TRAVEL LIFT ISL50/70 | 11463
11743_drw.pdf | 2 | 2 | SUPPORT,REAR,ENGINE,QSB6.7, MARINE TRAVELIFT ISL40/50/70 | 11464
11743_drw.pdf | 3 | 1 | TUBE,CAC,3"DIA,INTAKE, MARINE TRAVELIFT ISL40/50/70 | 11509
11743_drw.pdf | 4 | 1 | TUBE,CAC,3"DIA,TURBO, MARINE TRAVELIFT ISL40/50/70 | 11510
11743_drw.pdf | 5 | 1 | TUBE,RADIATOR,1-3/4"DIA, MARINE TRAVELIFT ISL40/50/70 | 11511
11743_drw.pdf | 6 | 1 | ENGINE,PACKAGE,QSB6.7, MARINE TRAVELIFT ISL40 185 HP | 1303995
11743_drw.pdf | 7 | 1 | RADIATOR,MULTI-FIT,W/CAC, MARINE TRAVELIFT ISL40/50/70 | 11429
11743_drw.pdf | 8 | 1 | BRKT,FUEL,PRE-FILTER,FS9841, MARINE TRAVELIFT | 11471
11743_drw.pdf | 9 | 1 | HEAT-EXCHANGER,OIL-COOLER, MARINE TRAVELIFT ISL40/50/70 | 11484
11743_drw.pdf | 10 | 1 | FAN,SUCKER,25.00IN DIA, ACS 440100-25 | 11489
11743_drw.pdf | 16 | 1 | CLAMP, U-BOLT, GUILLOTINE, 3.00" | 89545K
11743_drw.pdf | 17 | 2 | ISOLATOR, MAG SWITCH | AG-3904930
11750-001_drw.pdf | 1 | 1 | ONAN ENCLOSURE, REF 0319-5062 | 0319-5062-02
11750-001_drw.pdf | 2 | 1 |  | 0320-2182-01
11750-001_drw.pdf | 3 | 1 | 125 AMP SQUARE D CIRCUIT BREAKER, ONAN PART | 0320-2346-06
11750-001_drw.pdf | 4 | 1 | NEUTRAL BAR | 337-2740
11750-001_drw.pdf | 5 | 1 | INSERT, CIRCUIT BREAKER ENCLOSURE, TWO BREAKERS | 11416-013
11750-001_drw.pdf | 6 | 3 | SPACER, .75" FOR 0320-2346-XX OR, 0320-2347-XX | BREAKERS11576-001
11750-001_drw.pdf | 7 | 1 | PANEL, CIRCUIT BREAKER MOUNTING | 11749-001
11750-001_drw.pdf | 8 | 1 | COVER, CIRCUIT BREAKER ENCLOSURE | 11751-001
11750-001_drw.pdf | 9 | 2 | SCREW, 10-32 X 5" LONG | 27601
11750-001_drw.pdf |  |  | 6
11750-002_drw.pdf | 1 | 1 | ONAN ENCLOSURE, REF 0319-3184 | 0319-3184
11750-002_drw.pdf | 2 | 2 | 100 AMP SQUARE D CIRCUIT BREAKER, ONAN PART | 0320-2346-07
11750-002_drw.pdf | 3 | 1 | NEUTRAL BAR | 337-2740
11750-002_drw.pdf | 4 | 1 | INSERT, CIRCUIT BREAKER ENCLOSURE, TWO BREAKERS | 11416-014
11750-002_drw.pdf | 5 | 1 | PANEL, CIRCUIT BREAKER MOUNTING | 11749-002
11750-002_drw.pdf | 6 | 1 | COVER, CIRCUIT BREAKER ENCLOSURE | 11751-002
11750-003_drw.pdf | 1 | 1 | ONAN ENCLOSURE, REF 0319-3184 | 0319-3184
11750-003_drw.pdf | 2 | 1 | NEUTRAL BAR | 337-2740
11750-003_drw.pdf | 3 | 1 | INSERT, CIRCUIT BREAKER ENCLOSURE | 11416-016
11750-003_drw.pdf | 4 | 1 | PANEL, CIRCUIT BREAKER MOUNTING | 11749-003
11750-003_drw.pdf | 5 | 1 | COVER, CIRCUIT BREAKER ENCLOSURE | 11751-002
11750-003_drw.pdf | 6 | 1 | ABB CIRCUIT BREAKER, 1200 AMP | S7H1000BW
11750-003_drw.pdf |  |  | 4
11750-004_drw.pdf | ITEM
11750-004_drw.pdf | 1 | 1 | ONAN ENCLOSURE, REF 0319-3184 | 0319-3184
11750-004_drw.pdf | 3 | 1 | PANEL, CIRCUIT BREAKER MOUNTING | 11749-003
11750-004_drw.pdf | 4 | 1 | COVER, CIRCUIT BREAKER ENCLOSURE | 11751-003
11750-004_drw.pdf | 5 | 1 | OPERATOR, ELECTRIC MOTOR | S7_ELECTRICAL_OPERATOR
11750-004_drw.pdf | 6 | 1 | ABB CIRCUIT BREAKER, 1200 AMP | S7H1000BW
11750-005_drw.pdf | 1 | 1 | ONAN ENCLOSURE, REF 0319-3184 | 0319-3184
11750-005_drw.pdf | 2 | 1 | 600 AMP SQUARE D CIRCUIT BREAKER, - | 0320-1960-01
11750-005_drw.pdf | 3 | 1 | 225 AMP SQUARE D CIRCUIT BREAKER, ONAN PART | 0320-2347-01
11750-005_drw.pdf | 4 | 1 | NEUTRAL BAR | 337-2740
11750-005_drw.pdf | 5 | 1 | INSERT, CIRCUIT BREAKER ENCLOSURE, TWO BREAKERS | 11416-018
11750-005_drw.pdf | 6 | 1 | SPACER, 1.0" FOR 0320-2346-XX OR, 0320-2347-XX | BREAKERS11576-002
11750-005_drw.pdf | 7 | 1 | PANEL, CIRCUIT BREAKER MOUNTING | 11749-004
11750-005_drw.pdf | 8 | 1 | COVER, CIRCUIT BREAKER ENCLOSURE | 11751-002
11750-006_drw.pdf | 1 | 1 | CIRCUIT BREAKER, 1200A | 0320-2183-01
11750-006_drw.pdf | 2 | 1 | 100 AMP SQUARE D CIRCUIT BREAKER, ONAN PART | 0320-2346-07
11750-006_drw.pdf | 3 | 1 | NEUTRAL BAR | 337-2740
11750-006_drw.pdf | 4 | 1 | INSERT, CIRCUIT BREAKER ENCLOSURE, TWO BREAKERS | 11416-027
11750-006_drw.pdf | 5 | 1 | SPACER, .75" FOR 0320-2346-XX OR, 0320-2347-XX | BREAKERS11576-001
11750-006_drw.pdf | 6 | 1 | PANEL, CIRCUIT BREAKER MOUNTING | 11749-005
11750-006_drw.pdf | 7 | 1 | COVER, CIRCUIT BREAKER ENCLOSURE | 11751-002
11750-006_drw.pdf |  |  | 6
11750-006_drw.pdf |  |  | 5
11750-007_drw.pdf | 1 | 1 | 600 AMP SQUARE D CIRCUIT BREAKER, - | 0320-1960-01
11750-007_drw.pdf | 2 | 1 | 200 AMP SQUARE D CIRCUIT BREAKER, ONAN PART | 0320-2347-03
11750-007_drw.pdf | 3 | 1 | NEUTRAL BAR | 337-2740
11750-007_drw.pdf | 4 | 1 | INSERT, CIRCUIT BREAKER ENCLOSURE, TWO BREAKERS | 11416-039
11750-007_drw.pdf | 5 | 1 | SPACER, 1.0" FOR 0320-2346-XX OR, 0320-2347-XX | BREAKERS11576-002
11750-007_drw.pdf | 6 | 1 | PANEL, CIRCUIT BREAKER MOUNTING | 11749-006
11750-007_drw.pdf | 7 | 1 | COVER, CIRCUIT BREAKER ENCLOSURE | 11751-001
11750-007_drw.pdf |  |  | 6
11750-008_drw.pdf | 1 | 1 | NEUTRAL BAR | 337-2740
11750-008_drw.pdf | 2 | 1 | PANEL, CIRCUIT BREAKER MOUNTING | 11749-007
11750-008_drw.pdf | 3 | 1 | COVER, CIRCUIT BREAKER ENCLOSURE | 11751-004
11750-008_drw.pdf | 4 | 1 | 1600 AMP, MAG ONLY CIRCUIT BREAKER, ABB S8V16MW | S8V16MW
11750-008_drw.pdf |  |  | 2
11750-009_drw.pdf | 1 | 1 | NEUTRAL BAR | 337-2740
11750-009_drw.pdf | 2 | 1 | INSERT, CIRCUIT BREAKER ENCLOSURE | 11416-040
11750-009_drw.pdf | 3 | 1 | PANEL, CIRCUIT BREAKER MOUNTING | 11749-008
11750-009_drw.pdf | 4 | 1 | COVER, CIRCUIT BREAKER ENCLOSURE | 11751-002
11750-009_drw.pdf | 5 | 1 | 200 AMP MAG-ONLY ABB CIRCUIT BREAKER | T3S200MW
11750-009_drw.pdf |  |  | 3
11750-010_drw.pdf | 1 | 1 | 400 AMP SQUARE D CIRCUIT BREAKER, - | 0320-1960-04
11750-010_drw.pdf | 2 | 1 | CIRCUIT BREAKER, 1200A | 0320-2183-01
11750-010_drw.pdf | 3 | 1 | 100 AMP SQUARE D CIRCUIT BREAKER, ONAN PART | 0320-2346-07
11750-010_drw.pdf | 4 | 1 | NEUTRAL BAR | 337-2740
11750-010_drw.pdf | 5 | 1 | INSERT, CIRCUIT BREAKER ENCLOSURE | 11416-042
11750-010_drw.pdf | 6 | 1 | SPACER, .75" FOR 0320-2346-XX OR, 0320-2347-XX | BREAKERS11576-001
11750-010_drw.pdf | 7 | 1 | PANEL, CIRCUIT BREAKER MOUNTING | 11749-009
11750-010_drw.pdf | 8 | 1 | COVER, CIRCUIT BREAKER ENCLOSURE | 11751-002
11750-010_drw.pdf |  |  | 7
11750-010_drw.pdf |  |  | 6
11750-011_drw.pdf | 1 | 1 | 400 AMP SQUARE D CIRCUIT BREAKER, - | 0320-1960-04
11750-011_drw.pdf | 2 | 1 | CIRCUIT BREAKER, 1200A | 0320-2183-01
11750-011_drw.pdf | 3 | 1 | NEUTRAL BAR | 337-2740
11750-011_drw.pdf | 4 | 1 | INSERT, CIRCUIT BREAKER ENCLOSURE | 11416-044
11750-011_drw.pdf | 5 | 1 | PANEL, CIRCUIT BREAKER MOUNTING | 11749-010
11750-011_drw.pdf | 6 | 1 | COVER, CIRCUIT BREAKER ENCLOSURE | 11751-002
11750-011_drw.pdf |  |  | 5
11750-012_drw.pdf | 1 | 1 |  | 0320-2182-01
11750-012_drw.pdf | 2 | 1 | 125 AMP SQUARE D CIRCUIT BREAKER, ONAN PART | 0320-2346-06
11750-012_drw.pdf | 3 | 1 | NEUTRAL BAR | 337-2740
11750-012_drw.pdf | 4 | 1 | INSERT, CIRCUIT BREAKER ENCLOSURE | 11416-049
11750-012_drw.pdf | 5 | 1 | PANEL, CIRCUIT BREAKER MOUNTING | 11749-011
11750-012_drw.pdf | 6 | 1 | COVER, CIRCUIT BREAKER ENCLOSURE | 11751-001
11750-012_drw.pdf | 7 | 1 | SPACER, CIRCUIT BREAKER | 13642
11750-012_drw.pdf | 8 | 1 | SPACER, CIRCUIT BREAKER | 13643
11750-012_drw.pdf | 9 | 1 | 200 AMP MAG-ONLY ABB CIRCUIT BREAKER | T3S200MW
11750-012_drw.pdf |  |  | 5
11750-013_drw.pdf | 1 | 1 | CIRCUIT BREAKER, 1200A | 0320-2183-01
11750-013_drw.pdf | 2 | 1 | 100 AMP SQUARE D CIRCUIT BREAKER, ONAN PART | 0320-2346-07
11750-013_drw.pdf | 3 | 1 | NEUTRAL BAR | 337-2740
11750-013_drw.pdf | 4 | 1 | INSERT, CIRCUIT BREAKER ENCLOSURE, TWO BREAKERS | 11416-050
11750-013_drw.pdf | 5 | 1 | SPACER, .75" FOR 0320-2346-XX OR, 0320-2347-XX | BREAKERS11576-001
11750-013_drw.pdf | 6 | 1 | PANEL, CIRCUIT BREAKER MOUNTING | 11749-012
11750-013_drw.pdf | 7 | 1 | COVER, CIRCUIT BREAKER ENCLOSURE | 11751-002
11750-013_drw.pdf |  |  | 6
11750-013_drw.pdf |  |  | 5
11750-014_drw.pdf | 1 | 1 | ONAN ENCLOSURE, REF 0319-3184 | 0319-3184
11750-014_drw.pdf | 2 | 2 | 600 AMP SQUARE D CIRCUIT BREAKER, - | 0320-1960-01
11750-014_drw.pdf | 3 | 1 | NEUTRAL BAR | 337-2740
11750-014_drw.pdf | 4 | 1 | INSERT, CIRCUIT BREAKER ENCLOSURE | 11416-052
11750-014_drw.pdf | 5 | 1 | PANEL, CIRCUIT BREAKER MOUNTING | 11749-013
11750-014_drw.pdf | 6 | 1 | COVER, CIRCUIT BREAKER ENCLOSURE | 11751-002
11750-015_drw.pdf | 1 | 1 | NEUTRAL BAR, HC6-HC7 | 0337-2790
11750-015_drw.pdf | 2 | 1 | ONAN ENCLOSURE, REF 0319-3184 | 0319-3184
11750-015_drw.pdf | 3
11750-015_drw.pdf | 4 | 1 | INSERT, CIRCUIT BREAKER ENCLOSURE | 11416-053
11750-015_drw.pdf | 5 | 1 | PANEL, CIRCUIT BREAKER MOUNTING | 11749-014
11750-015_drw.pdf | 6 | 1 | COVER, CIRCUIT BREAKER ENCLOSURE | 11751-002
11750-016_drw.pdf | 1 | 1 | NEUTRAL BAR, HC6-HC7 | 0337-2790
11750-016_drw.pdf | 2 | 1 | 400 AMP SQUARE D CIRCUIT BREAKER, - | 0320-1960-04
11750-016_drw.pdf | 3 | 1 | BREAKER, CIRCUIT, 1600A, 2000A, 2500A | 0320-2164
11750-016_drw.pdf | 4 | 1 | INSERT, CIRCUIT BREAKER ENCLOSURE | 11416-057
11750-016_drw.pdf | 5 | 1 | SPACER, .75" FOR 0320-1960-XX | 11576-003
11750-016_drw.pdf | 6 | 1 | PANEL, CIRCUIT BREAKER MOUNTING | 11749-015
11750-016_drw.pdf | 7 | 1 | COVER, CIRCUIT BREAKER ENCLOSURE | 11751-005
11750-017_drw.pdf | 1 | 1 | ONAN ENCLOSURE, REF 0319-3184 | 0319-3184
11750-017_drw.pdf | 2 | 1 | 125 AMP SQUARE D CIRCUIT BREAKER, ONAN PART | 0320-2346-06
11750-017_drw.pdf | 3 | 1 | 100 AMP SQUARE D CIRCUIT BREAKER, ONAN PART | 0320-2346-07
11750-017_drw.pdf | 4 | 1 | 225 AMP SQUARE D CIRCUIT BREAKER, ONAN PART | 0320-2347-02
11750-017_drw.pdf | 5 | 1 | NEUTRAL BAR | 337-2740
11750-017_drw.pdf | 6 | 1 | INSERT,CIRCUIT, BREAKER ENCLOSURE | 11416-058
11750-017_drw.pdf | 7 | 1 | PANEL,CIRCUIT, BREAKER MOUNTING | 11749-016
11750-017_drw.pdf | 8 | 1 | COVER, CIRCUIT BREAKER ENCLOSURE | 11751-002
11750-018_drw.pdf | 1 | 1 | ONAN ENCLOSURE, REF 0319-5062 | 0319-5062-02
11750-018_drw.pdf | 2 | 1 | BREAKER, CIRCUIT, 1600A, 2000A, 2500A | 0320-2164
11750-018_drw.pdf | 3 | 1 | 100 AMP SQUARE D CIRCUIT BREAKER, ONAN PART | 0320-2346-07
11750-018_drw.pdf | 4 | 1 | 200 AMP SQUARE D CIRCUIT BREAKER, ONAN PART | 0320-2347-03
11750-018_drw.pdf | 5 | 1 | NEUTRAL BAR | 337-2740
11750-018_drw.pdf | 6 | 1 | INSERT,CIRCUIT, BREAKER ENCLOSURE | 11416-061
11750-018_drw.pdf | 7 | 1 | PANEL,CIRCUIT, BREAKER MOUNTING | 11749-017
11750-018_drw.pdf | 8 | 1 | COVER,CIRCUIT, BREAKER ENCLOSURE | 11751-006
11750-018_drw.pdf | 9 | 2 | SPACER,CIRCUIT, BREAKER MTG | 16658
11750-019_drw.pdf | 1 | 1 | CIRCUIT_BRKR, BOX_INSTL | 179_3489-08
11750-019_drw.pdf | 2 | 1 | ONAN ENCLOSURE, REF 0319-5062 | 0319-5062-02
11750-019_drw.pdf | 3 | 1 | 225 AMP SQUARE D CIRCUIT BREAKER, ONAN PART | 0320-2347-04
11750-019_drw.pdf | 4 | 1 | INSERT,CIRCUIT, BREAKER ENCLOSURE | 11416-062
11750-019_drw.pdf | 5 | 1 | PANEL,CIRCUIT, BREAKER MOUNTING | 11749-018
11750-019_drw.pdf | 6 | 1 | COVER,CIRCUIT, BREAKER ENCLOSURE | 11751-006
11750-019_drw.pdf | 7 | 1 | SPACER,CIRCUIT, BREAKER MTG | 16658
11750-020_drw.pdf | 1 | 1 | BRACKET,CB SUPPORT, W/ NUTS | 17223
11750-020_drw.pdf | 2 | 1 | CIRCUIT_BRKR, BOX_INSTL | RGF36100_ASM
11750-020_drw.pdf | 3 | 2 | SPACER-MOUNTING, FOOT | 232-4131
11750-020_drw.pdf | 4 | 1 | ONAN ENCLOSURE, REF 0319-3184 | 0319-3184
11750-020_drw.pdf | 5 | 1 | PANEL,CB MTG, REF MODEL FOR FIT | 319-3153_REF
11750-020_drw.pdf | 6 | 1 | NEUTRAL BAR | 337-2740
11750-020_drw.pdf | 7 | 1 | COVER,CIRCUIT BRKR, ENCL,EXTENDED FRONT | 11751-007
11750-020_drw.pdf |  |  | DRILL THRU
11750-020_drw.pdf |  |  | BOTH SIDES
11750-021_drw.pdf | 1 | 1 | ONAN ENCLOSURE, REF 0319-5062 | 0319-5062-02
11750-021_drw.pdf | 3 | 1 | NEUTRAL BAR PART NUMBER MAY VARY,REF | 337-2740
11750-021_drw.pdf | 4 | 1 | INSERT,CIRCUIT, BREAKER ENCLOSURE | 11416-070
11750-021_drw.pdf | 6 | 1 | COVER, CIRCUIT BREAKER ENCLOSURE | 11751-001
11750-021_drw.pdf |  |  | SCALE 0.063
11750-022_drw.pdf | 1 | 1 | 400 AMP SQUARE D CIRCUIT BREAKER, - | 0320-1960-04
11750-022_drw.pdf | 2 | 1 | CIRCUIT BREAKER, 1200A | 0320-2183-01
11750-022_drw.pdf | 3 | 1 | NEUTRAL BAR | 337-2740
11750-022_drw.pdf | 4 | 1 | INSERT, CIRCUIT BREAKER ENCLOSURE | 11416-044
11750-022_drw.pdf | 5 | 1 | PANEL,CIRCUIT, BREAKER MOUNTING | 11749-020
11750-022_drw.pdf | 6 | 1 | COVER,CIRCUIT, BREAKER ENCLOSURE | 11751-008
11750-022_drw.pdf |  |  | CB PANEL MOUNTED IN THE LOWER HOLES
11750-023_drw.pdf | ITEM
11750-023_drw.pdf | 1 | 1 | CB_ENCLOSURE_KIT, REFERENCE ASSY | 320-1996REF
11750-023_drw.pdf | 2 | 1 | NEUTRAL BAR, HC6-HC7 | 0337-2790
11750-023_drw.pdf | 3
11750-023_drw.pdf | 4 | 1 | H-FRAME SQUARE D, CIRCUIT BREAKER | 0320-2346-XX
11750-023_drw.pdf |  |  | 175,200,225,250 AMP, SQUARE D CIR BRKR | 0320-2347-XX
11750-023_drw.pdf |  |  | ENCLOSURE | 11416-075
11750-023_drw.pdf | 7
11750-024_drw.pdf | 1 | 2 | CIRCUIT BREAKER, 1200A | 0320-2183-01
11750-024_drw.pdf | 2 | 2 | 100 AMP SQUARE D CIRCUIT BREAKER, ONAN PART | 0320-2346-07
11750-024_drw.pdf | 3 | 1 | NEUTRAL BAR | 337-2740
11750-024_drw.pdf | 4 | 2 | INSERT, CIRCUIT BREAKER ENCLOSURE, TWO BREAKERS | 11416-027
11750-024_drw.pdf | 5 | 2 | SPACER, .75" FOR 0320-2346-XX OR, 0320-2347-XX | BREAKERS11576-001
11750-024_drw.pdf | 6 | 1 | PANEL, CIRCUIT BRKR, MOUNTING REWORK -005 | 11749-005RW
11750-024_drw.pdf | 7 | 1 | COVER, CIRCUIT BREAKER ENCLOSURE | 11751-002
11750-024_drw.pdf |  |  | 6
11750-024_drw.pdf |  |  | 5
11750-025_drw.pdf | 1 | 1 | NEUTRAL BAR KIT | 0337-2788
11750-025_drw.pdf | 2 | 1 | INSERT, CB, ENCLOSURE | 11416-080
11750-025_drw.pdf | 3 | 1 | PANEL, CB, MOUNTING | 11749-022
11750-025_drw.pdf | 4 | 1 | COVER,CIRCUIT, BREAKER ENCLOSURE | 11751-008
11750-025_drw.pdf | 5 | 2 | 400 AMP SQUARE D CIRCUIT BREAKER, - | A042U169
11750-025_drw.pdf |  |  | CB PANEL MOUNTED IN THE LOWER | HOLES
11754_drw.pdf | 1 | 1 | WELDMENT, LH TOOL BOX COVER | 11755
11754_drw.pdf | 2 | 1 | WELDMENT, RH TOOL BOX COVER | 11756
11754_drw.pdf | 3 | 2 | HINGE, ALUMINUM PIANO, .120 THK, 2.0 WIDE, .25 PIN | 11758-51
11755_drw.pdf | 1 | 1 | COVER, LH TOOL BOX | 11755-01
11755_drw.pdf | 2 | 2 | SUPPORT, EDGE | 11755-02
11755_drw.pdf | 3 | 2 | SUPPORT, EDGE | 11755-03
11756_drw.pdf | 1 | 1 | COVER, RH TOOL BOX | 11756-01
11756_drw.pdf | 2 | 2 | SUPPORT, EDGE | 11756-02
11756_drw.pdf | 3 | 2 | SUPPORT, EDGE | 11756-03
11756_drw.pdf | 3
11763_drw.pdf | 1 | 1 | 1.0 X 1.0 X .25 ANGLE | 11763-01
11763_drw.pdf | 2 | 2 | FLT BAR, 0.25" X 1.0", CS | 11763-02
11766_drw.pdf | 1 | 1 | 1.0 X 1.0 X .25 ANGLE | 11766-01
11766_drw.pdf | 2 | 2 | FLT BAR 0.25" X 1.0", CS | 11766-02
11766_drw.pdf |  | 1.00
11769_drw.pdf | 1 | 1 | ENCLOSURE 48X48X20 | 11769-01
11769_drw.pdf | 2 | 1 | FLAT BAR, 1/4" | 11769-02
11769_drw.pdf | 3 | 1 | FLAT BAR, 1/4" | 11769-03
11769_drw.pdf | 4 | 20 | M8X1.25 WELD NUT | WELD-NUT
11770_drw.pdf | 1 | 1 | PANEL, CIRCUIT BREAKER MOUNTING, 10GA | 11770-01
11770_drw.pdf | 2 | 2 | FLAT BAR, .25 X 2.00 X 47.45 LONG | 11770-02
11770_drw.pdf |  | 1
11770_drw.pdf |  |  | 1.00
11770_drw.pdf |  |  | 3.00
11773_drw.pdf | 1 | 1 | ENCLOSURE, CIRCUIT BREAKER, WELDMENT | 11769
11773_drw.pdf | 2 | 1 | PANEL, CIRCUIT BREAKER MOUNTING, - | 11770
11773_drw.pdf | 3 | 2 | MOUNT, BUS BAR | 11926
11773_drw.pdf | 4 | 1 | COVER, CIRCUIT BREAKER ENCLOSURE | 11771
11773_drw.pdf | 5 | 1 | SPACER, NEUTRAL BAR, - | 11806
11773_drw.pdf | 6 | 1 | CIRCUIT BREAKER, 3200 AMP | RPS070517
11775_drw.pdf | 1 | 4 | ANGLE, 1.5 X 1.5 X .25 X 30.125 LONG | 11775-01
11775_drw.pdf | 2 | 1 | PLATE, .25 THICK | 11775-02
11775_drw.pdf | 3 | 2 | BAR, 1.5 X 7.25 X .125 | 11775-03
11775_drw.pdf | 4 | 2 | ANGLE, 1.5 X 1.5 X .125 | 11775-04
11775_drw.pdf |  |  | TYP
11783_drw.pdf | 1 | 1 | ENCLOSURE, SELECTOR SWITCH | 11779
11783_drw.pdf | 2 | 1 | FRONT COVER, ENCLOSURE, SELECTOR SWITCH, - | 11780
11783_drw.pdf | 3 | 1 | BRACKET, MOUNTING, SELECTOR SWITCH, - | 11782
11783_drw.pdf |  |  | 3
11812_drw.pdf | 1 | 2 | WLDT, TELESCOPING SHAFT GUARD 24" LG, SAE #4 FWH CFP | 3.31L1813
11812_drw.pdf | 2 | 2 | COVER, TELESCOPING, SHAFT GUARD, FIREPUMP | 9493
11812_drw.pdf | 3 | 2 | BRACKET, GUARD SUPPORT, FIREPUMP | 10135
11812_drw.pdf | 4 | 2 |  | 11814
11813_drw.pdf | 1 | 1 | PLATE, TELESCOPING, SHAFT GUARD | 11177_02-01
11813_drw.pdf | 2 | 1 | PLATE, FLYWHEEL HOUSING, GUARD | 11813_01
11826_drw.pdf | 1 | 1 | COVER, LOWER, CIRCUIT BREAKER ENCLOSURE | 11826-02
11826_drw.pdf | 2 | 1 | 1/8" FLAT BAR | 11826-03
11826_drw.pdf | 3 | 1 | COVER, UPPER, CIRCUIT BREAKER ENCLOSURE | A042F202
11851_drw.pdf | 1 | 1 | DETAIL, GUARD, BELT | 11851_01
11851_drw.pdf | 2 | 1 | DETAIL, GUARD, BELT | 11851_02
11851_drw.pdf | 3 | 1 | DETAIL, GUARD, BELT | 11851_03
11851_drw.pdf | 4 | 1 | DETAIL, GUARD, BELT | 11851_10
11851_drw.pdf | 5 | 1 | DETAIL, BELT, GUARD | 11851_11
11851_drw.pdf | 6 | 8 | NUT, WELD, 3/8-16 | NUT-WELD_375
11861_drw.pdf | 1 | 1 | TUBE,MANIFOLD,UPPER OUTLET, QSK19 BLUESTAR | 11852
11861_drw.pdf | 2 | 1 | TUBE,LOWER INLET,WATER, QSK19 BLUESTAR | 11856
11861_drw.pdf | 3 | 1 | TUBE,TURBO TO CAC, QSK19 BLUESTAR | 11857
11861_drw.pdf | 4 | 1 | TUBE,CAC TO INTAKE, QSK19 BLUESTAR | 11858
11861_drw.pdf | 5 | 1 | FAN,50" OD,STEEL, - | 0130-6573
11861_drw.pdf | 6 | 1 | RADIATOR,QSK23 | 0130-6988
11861_drw.pdf | 7 | 1 |  | 42337_MCS_PARTIAL
11861_drw.pdf | 8 | 1 | SPACER,FAN, - | 219125
11861_drw.pdf | 9 | 2 | HOSE,DAYCO GOLD LABEL, 2.50" ID X 6" LG | 77250GL-6IN
11861_drw.pdf | 10 | 1 | HOSE,DAYCO GOLD LABEL, 3.00" ID X 6" LG | 77300GL-6IN
11861_drw.pdf | 11 | 2 | HOSE,DAYCO GOLD LABEL, 3.50" ID X 6" LG | 77350GL-6IN
11861_drw.pdf | 12 | 1 | POWER UNIT,QSK19 | D193103GX03
11865_drw.pdf | 1 | 2 | CHANNEL, C10 X 15.3 | 11865-01
11865_drw.pdf | 2 | 3 | CHANNEL, C10 X 15.3 | 11865-02
11865_drw.pdf | 3 | 1 | BEAM, W6 X 25.0 | 11865-03
11865_drw.pdf | 4 | 2 | CHANNEL, C8 X 13.75 | 11865-04
11865_drw.pdf | 5 | 4 | PAD, GENERATOR MOUNTING | 11865-05
11865_drw.pdf | 6 | 2 | MOUNT, RADIATOR | 11865-06
11865_drw.pdf | 7 | 2 | ANGLE, RADIATOR KNEE BRACE | 11865-08
11865_drw.pdf | 8 | 2 | PLATE, RADIATOR KNEE BRACE | 11865-09
11865_drw.pdf |  |  | 5
11869_drw.pdf | 1 | 2 | FLAT 12.0 X 9.0 X 0.38 A-36 | 11869-01
11869_drw.pdf | 2 | 1 | ANGLE 4.0 X 4.0 X 0.38 A-36 | 11869-02
11869_drw.pdf | 3 | 2 | ANGLE 1.0 X 1.0 X 0.13 A-36 | 11869-03
11874_drw.pdf | 1 | 2 | COVER, VOLTAGE SELECTOR SWITCH PANEL | 11877
11874_drw.pdf | 2 | 1 | BRACKET, VOLTAGE SELECTOR SWITCH PANEL | 11878
11874_drw.pdf | 3 | 1 | ENCLOSURE, VOLTAGE SELECTOR SWITCH PANEL | 11879
11905-03_drw.pdf |  | 3.125
11905_drw.pdf | 1 | 1 | ENGINE MOUNT BACK, - | 11905-01
11905_drw.pdf | 2 | 2 | CTA ENGINE MOUNT SIDE, - | 11905-02
11905_drw.pdf | 3 | 1 | CTA ENGINE MOUNT BASE, - | 11905-03
11905_drw.pdf | 4 | 1 | -, - | CTA_ISOLATOR_BUSHING
11906_drw.pdf | 1 | 1 | ENGINE MOUNT BACK, - | 11905-01
11906_drw.pdf | 2 | 2 | CTA ENGINE MOUNT SIDE, - | 11905-02
11906_drw.pdf | 3 | 1 | CTA ENGINE MOUNT BASE, - | 11905-03
11906_drw.pdf | 4 | 1 | -, - | CTA_ISOLATOR_BUSHING
11908_drw.pdf | 1 | 1 | BRACKET, MOUNTING, CTA COMPRESSOR PULLEYS | 11908-01
11908_drw.pdf | 2 | 1 | BRACKET, BRACE, CTA COMPRESSOR PULLEY | 11908-02
11908_drw.pdf | 3 | 1 | GUSSET, PULLEY BRACKET, CTA COMPRESSOR | 11908-04
11908_drw.pdf | contains Cummins | confidential LLC and is | trade secret information, is the given to the receiver in confidence. CUMMINS NPOWER, LLC | NPOWER SYSTEMS
11908_drw.pdf | by confidence | and and agrees that, | of the document accepts the except as authorized in writing by 1600 BUERKLE ROAD WHITE BEAR LAKE, MN | LAWRENCE DRIVE WISCONSIN
11908_drw.pdf | to information | either the and (4) | document or the confidential or trade upon completion of the need to retain WWW.NPOWER.CUMMINS.COM aNlPlowceorp,ieLsLCthereof,
11908_drw.pdf | OTHERWISE | SPECIFIED | ALL DIMENSION TOLERANCESTAIRETLE 2:CTA COMPRESSOR
11908_drw.pdf |  | 1IM$PERIAL | UNITS METRIC UNITS DWG UNITS: DRAWN BY: SD DATE: | 09/26/07
11908_drw.pdf |  | 1.-2XXX5= # | IN/LB/S APPD BY:- 0.005 .XX= # 0.2 F.OXRM=TOL#ERA0N.C8ES | -
11908_drw.pdf |  |  | F..AXXBXT==OLE##RAN10C..E58S 6.321 0.500 SCALE 1OF1 11908 | REV:
11909_drw.pdf | TphriospedrotcyumoefntCucmomnitnasinNsPocwoenrf,idLeLnCtiaanld |  | ainsdgtirvaednetsoectrheetriencfeoirvmeartiionn,coinsfitdheence. CUMMINS NPOWER, LLC | NPOWER SYSTEMS
11909_drw.pdf | by confidence | and and agrees that, | of the document accepts the except as authorized in writing by 1600 BUERKLE ROAD WHITE BEAR LAKE, MN | LAWRENCE DRIVE WISCONSIN
11909_drw.pdf | to information | either the and (4) | document or the confidential or trade upon completion of the need to retain WWW.NPOWER.CUMMINS.COM aNlPlowceorp,ieLsLCthereof,
11909_drw.pdf | OTHERWISE | SPECIFIED | ALL DIMENSION TOLERANCESTAIRETLE 2:INNER
11909_drw.pdf |  | 1IM$PERIAL | UNITS METRIC UNITS DWG UNITS: DRAWN BY: SD DATE: | 09/28/07
11909_drw.pdf |  | 1.-2XXX5= # | - APPD BY:- 0.005 .XX= # 0.2 F.OXRM=TOL#ERA0N.C8ES | -
11909_drw.pdf |  |  | F..AXXBXT==OLE##RAN10C..E58S 0.000 0.500 SCALE 1OF1 11909 | REV:
11917_drw.pdf | ITEM
11917_drw.pdf | 1 | 1 | VALVE COVER MODIFICATION, CFP9E, FIREPUMP | 14454
11917_drw.pdf |  |  | SEE DETAIL
11924_drw.pdf | 1 | 1 | PLATE, TELESCOPING, SHAFT GUARD | 11177_02-01
11924_drw.pdf | 2 | 1 | PLATE, FLYWHEEL HOUSING, GUARD | 11924_01
11924_drw.pdf |  |  | SCALE 0.125
11924_drw.pdf | contains Cummins | confidential LLC and is | trade secret information, is the given to the receiver in confidence. CUMMINS NPOWER, LLC | NPOWER SYSTEMS
11924_drw.pdf | by confidence | and and agrees that, | of the document accepts the except as authorized in writing by 1600 BUERKLE ROAD WHITE BEAR LAKE, MN | LAWRENCE DRIVE WISCONSIN
11924_drw.pdf | to information | either the and (4) | document or the confidential or trade upon completion of the need to retain WWW.NPOWER.CUMMINS.COM aNlPlowceorp,ieLsLCthereof,
11924_drw.pdf | OTHERWISE | SPECIFIED | ALL DIMENSION TOLERANCESTAIRETLE 2:SAE #1 FWH CPF 11 L
11924_drw.pdf |  | 1IM$PERIAL | UNITS METRIC UNITS DWG UNITS: DRAWN BY: MJD DATE: | 12 AUG 07
11924_drw.pdf |  | 1.-2XXX5= # | IN/LB/S APPD BY:- 0.005 .XX= # 0.2 F.OXRM=TOL#ERA0N.C8ES | -
11924_drw.pdf |  |  | F..AXXBXT==OLE##RAN10C..E58S 19.829 0.188 SCALE 1OF2 11924 | REV:
11925_drw.pdf | 1 | 2 | WLDT, TELESCOPING SHAFT GUARD 24" DS, SAE #1 FWH CPF | 11 L11924
11925_drw.pdf | 2 | 2 | COVER, TELESCOPING, SHAFT GUARD, FIREPUMP | 9493
11925_drw.pdf | 3 | 2 | BRACKET, GUARD SUPPORT, FIREPUMP | 10135
11925_drw.pdf | 4 | 2 |  | 11814
11925_drw.pdf | 5.00+3.00
11925_drw.pdf |  |  | SCALE 0.100
11925_drw.pdf | contains Cummins | confidential LLC and is | trade secret information, is the given to the receiver in confidence. CUMMINS NPOWER, LLC | NPOWER SYSTEMS
11925_drw.pdf | by confidence | and and agrees that, | of the document accepts the except as authorized in writing by 1600 BUERKLE ROAD WHITE BEAR LAKE, MN | LAWRENCE DRIVE WISCONSIN
11925_drw.pdf | to information | either the and (4) | document or the confidential or trade upon completion of the need to retain WWW.NPOWER.CUMMINS.COM aNlPlowceorp,ieLsLCthereof,
11925_drw.pdf | OTHERWISE | SPECIFIED | ALL DIMENSION TOLERANCESTAIRETLE 2:SAE #1 CFP 11 L
11925_drw.pdf |  | 1IM$PERIAL | UNITS METRIC UNITS DWG UNITS: DRAWN BY: MJD DATE: | 15 OCT 07
11925_drw.pdf |  | 1.-2XXX5= # | IN/LB/S APPD BY:- 0.005 .XX= # 0.2 F.OXRM=TOL#ERA0N.C8ES | -
11925_drw.pdf |  |  | F..AXXBXT==OLE##RAN10C..E58S 60.004 0.125 SCALE 1OF1 11925 | REV:
11926_drw.pdf | 1 | 1 | TUBE, SQUARE 1.50, 0.063 WALL | 11926-01
11926_drw.pdf | 2 | 2 | PLATE, 1.50 x 3.00 x 0.38 | 11926-02
11926_drw.pdf | 0.44 | X | SLOTS
11926_drw.pdf |  |  | WALLS
11926_drw.pdf |  |  | (1.50)
11926_drw.pdf |  |  | 0.75
11926_drw.pdf |  |  | 1.00
11926_drw.pdf |  |  | (1.50)
11927_drw.pdf | ITEM
11927_drw.pdf | 1 | 2 | ANGLE,3 X 2 X 0.38 X 38.50, ASTM A36 | 11927-01
11927_drw.pdf | 2
11927_drw.pdf | 3 | 2 | CHANNEL,C4@5.4# X 9.5, ASTM A36 | 11927-03
11927_drw.pdf | 4
11927_drw.pdf |  |  | PLATE,0.19 X 8.14 X 14.13 (BEND), ASTM A36 | 11927-05
11927_drw.pdf |  |  | R1.00 4.50
11927_drw.pdf | 14.13
11927_drw.pdf | 0.500
11927_drw.pdf | 0.500
11927_drw.pdf | DETAIL | DETAIL
11927_drw.pdf | DETAIL | DETAIL
11929_drw.pdf | 1 | 1 | RADIATOR, GTA83 2P-2L, JB RAD SPEC RS-5687 | 10729
11929_drw.pdf | 2 | 1 | BRACKET, RADIATOR MOUNTING, 175KW GTA83 | 10880
11929_drw.pdf | 3 | 1 | WELDMENT, FRAME | 11991
11929_drw.pdf | 4 | 1 |  | EM9279
11929_drw.pdf | 5 | 1 | ENGINE, GTA 8.3, 2 PUMP, 2 LOOP | GTA83-175KW
11929_drw.pdf | 6 | 1 | ALTERNATOR PART, NEWAGE | HC4_STD_1B
11929_drw.pdf | 7 | 1 |  | RE9073
11929_drw.pdf | 8 | 1 | UCDI274J, SAE 1 | 99-1085
11929_drw.pdf | 9 | 1 | EXHAUST, FLEX | 6735-01
11929_drw.pdf | 10 | 2 |  | 6823
11929_drw.pdf | 11 | 1 | ENCLOSURE, GENSET, GTA8.3G3, UCDI274J, LEVEL 2.0 | 11928
11929_drw.pdf | 12 | 1 | ELBOW, 90 FLANGED, 4" NELSON 40640K | 40640K
11929_drw.pdf | 13 | 1 | SILENCER, CRITICAL GRADE | 43340F
11929_drw.pdf | 14 | 1 | RAIN CAP, 4", NELSON 89440A | 89440A
11929_drw.pdf | 15 | 1 | GUARD, FINGER, JB RAD SPEC P/N JBF100025 | JBF100025
11929_drw.pdf | 16 | 2 | BRACKET, MOUNTING, MUFFLER, 12", NELSON Q27241 | Q27241
11929_drw.pdf |  | NOTES:
11929_drw.pdf |  |  | PANEL MAY VARY
11929_drw.pdf |  |  | GENERATOR SET BASE AT EACH OF THE BASE | HOLES.
11929_drw.pdf |  | THE | ISOLATORS ARE TYPICALLY 5.75 INCHES HIGH, BUT | HAVE SOME
11929_drw.pdf |  |  | ABILITY FOR LEVELING. EACH ISOLATOR HAS | OPEN-ENDED
11929_drw.pdf |  |  | FOR SECURING THE ISOLATOR TO A | PAD.
11929_drw.pdf |  | THE | SLOTS ARE .56 INCHES WIDE. THE INSTALLATION | CONTRACTOR
11929_drw.pdf |  | IS | RESPONSIBLE FOR THE INSTALLATION OF THE
11929_drw.pdf |  |  | TO UNIT
11930_drw.pdf | 1 | 2 | CHANNEL,C15@33.9#x180.00, SA-36 | 11930-01
11930_drw.pdf | 2 | 2 | CHANNEL,C15@33.9#x85.20, SA-36 | 11930-02
11930_drw.pdf | 3 | 1 | BEAM,W12@35.0#x85.20, SA-36 | 11930-03
11930_drw.pdf | 4 | 1 | CHANNEL,C12@30.0#x85.20, SA-36 | 11930-04
11930_drw.pdf | 5 | 1 | CHANNEL,C12@30.0#x11.94, SA-36 | 11930-05
11930_drw.pdf | 6 | 1 | BAR,FLT,1X4X19, SA-36 | 11930-06
11930_drw.pdf | 7 | 2 | PLT,2X5X5, SA-36 | 11930-07
11930_drw.pdf | 8 | 1 | PLATE,0.50X6X19.50X85.20, SA-36 (FORMED CHANNEL) | 11930-08
11930_drw.pdf | 9 | 2 | BAR,1X5X5, SA-36 | 11930-09
11930_drw.pdf | 10 | 2 | CHANNEL,C10X20#,85.20, SA-36 | 11930-10
11930_drw.pdf | 11 | 2 | PLATE,0.50X2.88X18.50, SA-36 | 11930-11
11930_drw.pdf | 12 | 4 | BAR,1X4X4, SA-36 | 11930-12
11930_drw.pdf | 13 | 4 | PLATE,0.50X5X14.00, SA-36 | 11930-13
11930_drw.pdf |  |  | 1) ASSEMBLY TO BE FULLY WELDED.
11930_drw.pdf |  |  | 2) REMOVE ALL BURRS AND SHARP EDGES.
11930_drw.pdf |  |  | 5) WELD ITEM #10 TO #12 AS DIM, BUT SHIP
11930_drw.pdf |  |  | LOOSE FOR PROPER FIT-UP AT ASSEMBLY.
11930_drw.pdf |  |  | 8
11930_drw.pdf |  |  | SCALE 0.250
11930_drw.pdf |  |  | TYP BOTH SIDES
11930_drw.pdf |  | CHANNEL
11930_drw.pdf | CORNER
11940_drw.pdf |  |  | U-JOINT, SAE #1,1480,1550,1610
11940_drw.pdf |  |  | SHAFT, 3.5" x 7/8 KEY, HAYES,
11942_drw.pdf | 1 | 1 | PLATE,0.25 X 2.25 X 3.63 | 11942-01
11942_drw.pdf | 2 | 1 | CHANNEL,C4 @ 5.4 X 9.13 | 11942-02
11942_drw.pdf |  |  | 7.38
11942_drw.pdf |  |  | 4.00
11942_drw.pdf |  |  | 0.75
11942_drw.pdf |  |  | 10-24 UNC
11942_drw.pdf |  |  | -2BTAP | (
11942_drw.pdf |  |  | 1.63
11942_drw.pdf | contains Cummins | confidential LLC and is | trade secret information, is the given to the receiver in confidence. CUMMINS NPOWER LLC | CUSTOM DESIGN
11942_drw.pdf | by confidence | and and agrees that, | of the document accepts the except as authorized in writing by 1600 BUERKLE ROAD WHITE BEAR LAKE, MN | LAWRENCE DRIVE WISCONSIN
11942_drw.pdf | to information | either the and (4) | document or the confidential or trade upon completion of the need to retain WWW.CUMMINSNPOWER.COM aNlPlowceorpiLeLsC thereof,
11942_drw.pdf | OTHERWISE | SPECIFIED | ALL DIMENSION TOLERANCESQASREB3.3 TIER 3
11942_drw.pdf |  | 1IM$PERIAL | UNITS METRIC UNITS DWG UNITS: DRAWN BY: JDT DATE: | 01OCT07
11942_drw.pdf |  | 1.-2XXX5= # | IN/LB/S PRO-ENGINEERINIT 0.005 .XX= # 0.2 F..OXXRXM==TOL##ERA00N..C84ES DRAWING | ECO: 2010-039 NO:
11942_drw.pdf |  |  | F..AXXBXT==OLE##RAN10C..E58S EST WEIGHT: 4.980 1 OF 1 11942
11943_drw.pdf | 1 | 1 | PLATE,0.25 X 2.25 X 3.63 | 11943-01
11943_drw.pdf | 2 | 1 | CHANNEL,C4 @ 5.4 X 9.13 | 11943-02
11943_drw.pdf |  |  | .19
11943_drw.pdf |  |  | .19 TYP.
11943_drw.pdf | contains Cummins | confidential LLC and is | trade secret information, is the given to the receiver in confidence. CUMMINS NPOWER LLC | CUSTOM DESIGN
11943_drw.pdf | by confidence | and and agrees that, | of the document accepts the except as authorized in writing by 1600 BUERKLE ROAD WHITE BEAR LAKE, MN | LAWRENCE DRIVE WISCONSIN
11943_drw.pdf | to information | either the and (4) | document or the confidential or trade upon completion of the need to retain WWW.CUMMINSNPOWER.COM aNlPlowceorpiLeLsC thereof,
11943_drw.pdf | OTHERWISE | SPECIFIED | ALL DIMENSION TOLERANCESQASREB3.3 TIER 3
11943_drw.pdf |  | 1IM$PERIAL | UNITS METRIC UNITS DWG UNITS: DRAWN BY: JDT DATE: | 01OCT07
11943_drw.pdf |  | 1.-2XXX5= # F..OXXRXXMX | IN/LB/S PRO-ENGINEERINIT 0.005 .XX= # 0.2 F..OXXRXM==TOL##ERA00N..C84ES DRAWING | ECO: NO:
11943_drw.pdf |  |  | F..AXXBXT==OLE##RAN10C..E58S EST WEIGHT: 3.890 1 OF 1 11943
11953_drw.pdf | 1 | 1 | FRAME, HEAT EXCHANGER/SURGE TANK | 11955
11953_drw.pdf | 2 | 1 | FRAME,SURGE TANK | 11979
11953_drw.pdf | 3 | 1 | FRAME,SURGE TANK | 11989
11953_drw.pdf | 4 | 1 | WELDMENT, SPACER | 13652
11953_drw.pdf | 5 | 1 | PLATE HEAT EXCHANGER, AFTER COOLER | AC2MW
11953_drw.pdf | 6 | 1 | PLATE HEAT EXCHANGER, JACKET WATER | JW225MW
11953_drw.pdf | 7 | 2 | BRACE | 12133
11953_drw.pdf | 8 | 1 | TANK, SURGE 5 GALLONS, ROCORE | ST-05-1
11953_drw.pdf | 9 | 1 | TANK, SURGE 20 GALLON, ROCORE | ST-20-1
11953_drw.pdf |  |  | 5
11955_drw.pdf | 1 | 2 | CHANNEL, C10 X 15.3 | 11955-01
11955_drw.pdf | 2 | 2 | CHANNEL, C10 X 15.3 | 11955-02
11955_drw.pdf | 3 | 2 | CHANNEL, C10 X 15.3 | 11955-03
11955_drw.pdf | 4 | 1 | ANGLE, 2 X 2 X 1/4 | 11955-04
11955_drw.pdf | 5 | 4 | PLATE, 1/4 | 11955-05
11955_drw.pdf |  | 5 | 2
11957_drw.pdf | 1 | 2 | CHANNEL, C10 x .24 x 2.60, 84.00" | 13859
11957_drw.pdf | 2 | 2 | CHANNEL, C10 x .24 x 2.60, 30.75" | 13862
11957_drw.pdf | 3 | 2 | SUPPORT, ENGINE, 5/16" A-36, 16" | 13863
11957_drw.pdf | 4 | 4 | PLATE, ENGINE BRACE, 1/4" A-36, 6" | 13864
11957_drw.pdf | 5 | 4 | BRACKET, LIFTING, 10" CHANNEL | A042G991
11957_drw.pdf |  |  | 1
11958_drw.pdf | 1 | 1 | ASSEMBLY, HEAT EXCHANGER, QSK60 GENSET | 11953
11958_drw.pdf | 2 | 3 | 4" FLANGE FITTING | 11960
11958_drw.pdf | 3 | 1 | TUBE, LOWER JACKET WATER | 11961
11958_drw.pdf | 4 | 1 | ELBOW, UPPER AFTER COOLER | 11964
11958_drw.pdf | 5 | 1 | 4" TO 3" FLANGE FITTING | 11965
11958_drw.pdf | 6 | 1 | TUBE, 3" JACKET WATER QSK60 | 11966
11958_drw.pdf | 7 | 1 | TUBE, UPPER JACKET WATER | 11967
11958_drw.pdf | 8 | 1 | TUBE, UPPER AFTER COOLER | 11971
11958_drw.pdf | 9 | 1 | TUBE, HEAT EXCANGER TO HEAT EXCHANGER | 11973
11958_drw.pdf | 10 | 1 | TUBE, UPPER WATER JACKET "T" | 11963
11958_drw.pdf | 11 | 4 | ELBOW, 3" ID, 90 DEGREE | 21042-01
11958_drw.pdf | 12 | 1 | HOSE, 5" x 6" LONG | 24480G-6
11958_drw.pdf | 13 | 2 | HOSE, 3" x 6" LONG | 77300GL-6
11958_drw.pdf | 14 | 4 | HOSE,DAYCO GOLD LABEL, 4.00" ID X 6" LG | 77400GL-6IN
11958_drw.pdf | 15 | 8 | 4" ANSI FLANGE | 8903K54
11958_drw.pdf | 16 | 12 | CLAMP, 3" NOMINAL, ac300 | AC300
11958_drw.pdf | 17 | 8 | CLAMP, 4" NOMINAL | AC400
11958_drw.pdf | 18 | 2 | CLAMP, 5" NOMINAL | AC500
11958_drw.pdf |  |  | 10
11958_drw.pdf |  |  | 7
11959_drw.pdf | 1 | 1 | ASSEMBLY, HEAT EXCHANGER, QSK60 GENSET | 11953
11959_drw.pdf | 2 | 3 | 4" FLANGE FITTING | 11960
11959_drw.pdf | 3 | 1 | TUBE, LOWER JACKET WATER | 11961
11959_drw.pdf | 4 | 1 | ELBOW, LOWER AFTER COOLER | 11962
11959_drw.pdf | 5 | 1 | 4" TO 3" FLANGE FITTING | 11965
11959_drw.pdf | 6 | 1 | TUBE, 3" JACKET WATER QSK60 | 11966
11959_drw.pdf | 7 | 1 | TUBE, UPPER JACKET WATER | 11967
11959_drw.pdf | 8 | 1 | TUBE, UPPER AFTER COOLER | 11971
11959_drw.pdf | 9 | 1 | TUBE, HEAT EXCANGER TO HEAT EXCHANGER | 11973
11959_drw.pdf | 10 | 1 | TUBE, UPPER WATER JACKET "T" | 11963
11959_drw.pdf | 11 | 4 | ELBOW, 3" ID, 90 DEGREE | 21042-01
11959_drw.pdf | 12 | 1 | HOSE, 5" x 6" LONG | 24480G-6
11959_drw.pdf | 13 | 2 | HOSE, 3" x 6" LONG | 77300GL-6
11959_drw.pdf | 14 | 4 | HOSE,DAYCO GOLD LABEL, 4.00" ID X 6" LG | 77400GL-6IN
11959_drw.pdf | 15 | 8 | 4" ANSI FLANGE | 8903K54
11959_drw.pdf | 16 | 12 | CLAMP, 3" NOMINAL, ac300 | AC300
11959_drw.pdf | 17 | 8 | CLAMP, 4" NOMINAL | AC400
11959_drw.pdf | 18 | 2 | CLAMP, 5" NOMINAL | AC500
11959_drw.pdf | 10
11959_drw.pdf |  |  | 17
11960_drw.pdf | 1 | 1 | 4" ASME FLANGE | 11960-01
11960_drw.pdf | 2 | 1 | 4" OD TUBE | 11960-02
11960_drw.pdf | MATERIAL: |  | ALUMINIZED STEEL
11960_drw.pdf | ASSEMBLY | TO | BE FULLY WELDED
11960_drw.pdf | contains Cummins | confidential LLC and is | trade secret information, is the given to the receiver in confidence. CUMMINS NPOWER, LLC | NPOWER SYSTEMS
11960_drw.pdf | by confidence | and and agrees that, | of the document accepts the except as authorized in writing by 1600 BUERKLE ROAD WHITE BEAR LAKE, MN | LAWRENCE DRIVE WISCONSIN
11960_drw.pdf | to information | either the and (4) | document or the confidential or trade upon completion of the need to retain WWW.NPOWER.CUMMINS.COM aNlPlowceorp,ieLsLCthereof,
11960_drw.pdf | OTHERWISE | SPECIFIED | ALL DIMENSION TOLERANCESTAIRETLE 2:
11960_drw.pdf |  | 1IM$PERIAL | UNITS METRIC UNITS DWG UNITS: DRAWN BY:- DATE: | -
11960_drw.pdf |  | 1.-2XXX5= # | IN/LB/S APPD BY:- 0.005 .XX= # 0.2 F.OXRM=TOL#ERA0N.C8ES | -
11960_drw.pdf |  |  | F..AXXBXT==OLE##RAN10C..E58S 8.336 0.250 SCALE 1OF1 11960 | REV:
11965_drw.pdf | 1 | 1 | 4" ASME FLANGE | 11960-01
11965_drw.pdf | 2 | 1 | REDUCER 4" TO 3" | 89881A
11965_drw.pdf | MATERIAL: | MATERIAL: | ALUMINIZED STEEL
11965_drw.pdf | ASSEMBLY |  | BE FULLY WELDED
11965_drw.pdf | contains Cummins | confidential LLC and is | trade secret information, is the given to the receiver in confidence. CUMMINS NPOWER, LLC | NPOWER SYSTEMS
11965_drw.pdf | by confidence | and and agrees that, | of the document accepts the except as authorized in writing by 1600 BUERKLE ROAD WHITE BEAR LAKE, MN | LAWRENCE DRIVE WISCONSIN
11965_drw.pdf | to information | either the and (4) | document or the confidential or trade upon completion of the need to retain WWW.NPOWER.CUMMINS.COM aNlPlowceorp,ieLsLCthereof,
11965_drw.pdf | OTHERWISE | SPECIFIED | ALL DIMENSION TOLERANCESTAIRETLE 2:
11965_drw.pdf |  | 1IM$PERIAL | UNITS METRIC UNITS DWG UNITS: DRAWN BY: PBS DATE: | 12NOV2007
11965_drw.pdf |  | 1.-2XXX5= # | IN/LB/S APPD BY:- 0.005 .XX= # 0.2 F.OXRM=TOL#ERA0N.C8ES | -
11965_drw.pdf |  |  | F..AXXBXT==OLE##RAN10C..E58S 8.149 0.250 SCALE 1OF1 11965 | REV:
11968_drw.pdf | 1
11968_drw.pdf | 2
11968_drw.pdf | 3
11968_drw.pdf | 4
11968_drw.pdf | 5
11968_drw.pdf | 6
11968_drw.pdf | 7
11968_drw.pdf | 8
11968_drw.pdf | 9
11968_drw.pdf | 10
11968_drw.pdf |  |  | NOTE: CONTROLLER (ITEM 10) SUPPLIED BY
11972_drw.pdf |  | 0.31
11972_drw.pdf | THRU | HOLE
11972_drw.pdf |  |  | 0.81 REF
11972_drw.pdf | CHAMFER
11972_drw.pdf | contains Cummins | confidential LLC and is | trade secret information, is the given to the receiver in confidence. CUMMINS NPOWER, LLC | NPOWER SYSTEMS
11972_drw.pdf | by confidence | and and agrees that, | of the document accepts the except as authorized in writing by 1600 BUERKLE ROAD WHITE BEAR LAKE, MN | LAWRENCE DRIVE WISCONSIN
11972_drw.pdf | to information | either the and (4) | document or the confidential or trade WWW.NPOWER.CUMMINS.COM upon completion of the need to retain aNlPlowceorp,ieLsLCthereof,
11972_drw.pdf | OTHERWISE | SPECIFIED | ALL DIMENSION TOLERANCESTAIRETLE 2:1/4 NPT BULKHEAD
11972_drw.pdf |  | 1IM$PERIAL | UNITS METRIC UNITS DWG UNITS: DRAWN BY: MJD DATE: | 05 NOV 07
11972_drw.pdf |  | 1.-2XXX5= # | IN/LB/S APPD BY:- 0.005 .XX= # 0.2 F.OXRM=TOL#ERA0N.C8ES | -
11972_drw.pdf |  |  | F..AXXBXT==OLE##RAN10C..E58S 0.000 3.000 SCALE 1OF1 11972 | REV:
11974-01_drw.pdf |  |  | R0.25
11974-01_drw.pdf |  | 0.75
11974-01_drw.pdf |  |  | 0.50
11974-01_drw.pdf |  |  | 88.00 $
11974-01_drw.pdf |  |  | 1.50
11974-01_drw.pdf | contains Cummins | confidential LLC and is | trade secret information, is the given to the receiver in confidence. CUMMINS NPOWER, LLC | NPOWER SYSTEMS
11974-01_drw.pdf | by confidence | and and agrees that, | of the document accepts the except as authorized in writing by 1600 BUERKLE ROAD WHITE BEAR LAKE, MN | LAWRENCE DRIVE WISCONSIN
11974-01_drw.pdf | to information | either the and (4) | document or the confidential or trade upon completion of the need to retain WWW.NPOWER.CUMMINS.COM aNlPlowceorp,ieLsLCthereof,
11974-01_drw.pdf | OTHERWISE | SPECIFIED | ALL DIMENSION TOLERANCESTAIRETLE 2:
11974-01_drw.pdf |  | 1IM$PERIAL | UNITS METRIC UNITS DWG UNITS: DRAWN BY: SD DATE: | 11/07/07
11974-01_drw.pdf |  | 1.-2XXX5= # | IN/LB/S APPD BY:- 0.005 .XX= # 0.2 F.OXRM=TOL#ERA0N.C8ES | -
11974-01_drw.pdf |  |  | F..AXXBXT==OLE##RAN10C..E58S 0.000 0.750 SCALE 1OF1 | REV:
11974-02_drw.pdf | 0.75
11974-02_drw.pdf |  |  | 0.50
11974-02_drw.pdf |  |  | 1.00
11974-02_drw.pdf |  |  | TYP.
11974-02_drw.pdf |  |  | R0.25
11974-02_drw.pdf |  |  | 1.25
11974-02_drw.pdf |  |  | 1.50
11974-02_drw.pdf | contains Cummins | confidential LLC and is | trade secret information, is the given to the receiver in confidence. CUMMINS NPOWER, LLC | NPOWER SYSTEMS
11974-02_drw.pdf | by confidence | and and agrees that, | of the document accepts the except as authorized in writing by 1600 BUERKLE ROAD WHITE BEAR LAKE, MN | LAWRENCE DRIVE WISCONSIN
11974-02_drw.pdf | to information | either the and (4) | document or the confidential or trade upon completion of the need to retain WWW.NPOWER.CUMMINS.COM aNlPlowceorp,ieLsLCthereof,
11974-02_drw.pdf | OTHERWISE | SPECIFIED | ALL DIMENSION TOLERANCESTAIRETLE 2:
11974-02_drw.pdf |  | 1IM$PERIAL | UNITS METRIC UNITS DWG UNITS: DRAWN BY: SD DATE: | 11/07/07
11974-02_drw.pdf |  | 1.-2XXX5= # | IN/LB/S APPD BY:- 0.005 .XX= # 0.2 F.OXRM=TOL#ERA0N.C8ES | -
11974-02_drw.pdf |  |  | F..AXXBXT==OLE##RAN10C..E58S 0.000 0.750 SCALE 1OF1 | REV:
11974-03_drw.pdf |  |  | 2.00
11974-03_drw.pdf | contains Cummins | confidential LLC and is | trade secret information, is the given to the receiver in confidence. CUMMINS NPOWER, LLC | NPOWER SYSTEMS
11974-03_drw.pdf | by confidence | and and agrees that, | of the document accepts the except as authorized in writing by 1600 BUERKLE ROAD WHITE BEAR LAKE, MN | LAWRENCE DRIVE WISCONSIN
11974-03_drw.pdf | to information | either the and (4) | document or the confidential or trade upon completion of the need to retain WWW.NPOWER.CUMMINS.COM aNlPlowceorp,ieLsLCthereof,
11974-03_drw.pdf | OTHERWISE | SPECIFIED | ALL DIMENSION TOLERANCESTAIRETLE 2:
11974-03_drw.pdf |  | 1IM$PERIAL | UNITS METRIC UNITS DWG UNITS: DRAWN BY: SD DATE: | 11/07/07
11974-03_drw.pdf |  | 1.-2XXX5= # | IN/LB/S APPD BY:- 0.005 .XX= # 0.2 F.OXRM=TOL#ERA0N.C8ES | -
11974-03_drw.pdf |  |  | F..AXXBXT==OLE##RAN10C..E58S 0.000 0.500 SCALE 1OF1 | REV:
11974_drw.pdf | 1 | 1 | DPF SUPPORT - BASE | 11974-01
11974_drw.pdf | 2 | 1 | DPF SUPPORT - TOP | 11974-02
11974_drw.pdf | 3 | 2 | DPF SUPPORT BRACE | 11974-03
11974_drw.pdf | contains Cummins | confidential LLC and is | trade secret information, is the given to the receiver in confidence. CUMMINS NPOWER, LLC | NPOWER SYSTEMS
11974_drw.pdf | by confidence | and and agrees that, | of the document accepts the except as authorized in writing by 1600 BUERKLE ROAD WHITE BEAR LAKE, MN | LAWRENCE DRIVE WISCONSIN
11974_drw.pdf | to information | either the and (4) | document or the confidential or trade upon completion of the need to retain aNlPlowceorp,ieLsLCthereof, WWW.NPOWER.CUMMINS.COM
11974_drw.pdf | OTHERWISE | SPECIFIED | ALL DIMENSION TOLERANCESTAIRETLE 2:
11974_drw.pdf |  | 1IM$PERIAL | UNITS METRIC UNITS DWG UNITS: DRAWN BY: SD DATE: | 11/07/07
11974_drw.pdf |  | 1.-2XXX5= # | IN/LB/S APPD BY:- 0.005 .XX= # 0.2 F.OXRM=TOL#ERA0N.C8ES | -
11974_drw.pdf |  |  | F..AXXBXT==OLE##RAN10C..E58S 42238.628 0.250 SCALE 1OF1 11974 | REV:
11977-01_drw.pdf | 1 | 1 | ALTERNATOR GUARD | 11977-01
11977-01_drw.pdf | 2 | 1 | EXPANEDED METAL, 8.75 x 8.75 | EXPD_METAL_1
11977-01_drw.pdf | TphriospedrotcyumoefntCucmomnitnasinNsPocwoenrf,idLeLnCtiaanld |  | ainsdgtirvaednetsoectrheetriencfeoirvmeartiionn,coinsfitdheence. CUMMINS NPOWER, LLC | NPOWER SYSTEMS
11977-01_drw.pdf | by confidence | and and agrees that, | of the document accepts the except as authorized in writing by 1600 BUERKLE ROAD WHITE BEAR LAKE, MN | LAWRENCE DRIVE WISCONSIN
11977-01_drw.pdf | to information | either the and (4) | document or the confidential or trade upon completion of the need to retain WWW.NPOWER.CUMMINS.COM aNlPlowceorp,ieLsLCthereof,
11977-01_drw.pdf | OTHERWISE | SPECIFIED | ALL DIMENSION TOLERANCESTAIRETLE 2:
11977-01_drw.pdf |  | 1IM$PERIAL | UNITS METRIC UNITS DWG UNITS: DRAWN BY: SD DATE: | 11/30/07
11977-01_drw.pdf |  | 1.-2XXX5= # | IN/LB/S APPD BY:- 0.005 .XX= # 0.2 F.OXRM=TOL#ERA0N.C8ES | -
11977-01_drw.pdf |  |  | F..AXXBXT==OLE##RAN10C..E58S 42238.628 0.375 SCALE 1OF1 | REV:
11977-02_drw.pdf | 1 | 1 | COMPRESSOR GUARD | 11977-02
11977-02_drw.pdf | 2 | 1 | EXPANEDED METAL, 3.75 x 11.75 | EXPD_METAL_2
11977-02_drw.pdf | TphriospedrotcyumoefntCucmomnitnasinNsPocwoenrf,idLeLnCtiaanld |  | ainsdgtirvaednetsoectrheetriencfeoirvmeartiionn,coinsfitdheence. CUMMINS NPOWER, LLC | NPOWER SYSTEMS
11977-02_drw.pdf | by confidence | and and agrees that, | of the document accepts the except as authorized in writing by 1600 BUERKLE ROAD WHITE BEAR LAKE, MN | LAWRENCE DRIVE WISCONSIN
11977-02_drw.pdf | to information | either the and (4) | document or the confidential or trade upon completion of the need to retain WWW.NPOWER.CUMMINS.COM aNlPlowceorp,ieLsLCthereof,
11977-02_drw.pdf | OTHERWISE | SPECIFIED | ALL DIMENSION TOLERANCESTAIRETLE 2:
11977-02_drw.pdf |  | 1IM$PERIAL | UNITS METRIC UNITS DWG UNITS: DRAWN BY: SD DATE: | 11/30/07
11977-02_drw.pdf |  | 1.-2XXX5= # | IN/LB/S APPD BY:- 0.005 .XX= # 0.2 F.OXRM=TOL#ERA0N.C8ES | -
11977-02_drw.pdf |  |  | F..AXXBXT==OLE##RAN10C..E58S 42238.628 0.375 SCALE 1OF1 | REV:
11978_drw.pdf | 1 | 1 | PANEL, HEAT, SHIELD | 11978-01
11978_drw.pdf | 2 | 2 | SUPPORT, HEAT, SHIELD | 11978-02
11978_drw.pdf |  | 30.18
11978_drw.pdf |  | 28.37
11978_drw.pdf |  |  | BEND DOWN 90
11978_drw.pdf |  |  | 2 PLACES
11978_drw.pdf |  |  | .63 X 1.00 SLOT
11978_drw.pdf |  | 4.50 |  | 1.00
11978_drw.pdf |  | 2.50 |  | TYP
11978_drw.pdf |  | 2.31
11978_drw.pdf |  |  | 1.38
11978_drw.pdf |  |  | TYP
11978_drw.pdf |  |  | FLAT LAYOUT
11978_drw.pdf |  |  | MATERIAL 14 GA (.075) A36
11978_drw.pdf | confidentialand NPower LLC | trade is given to the | the receiver in confidence. CUMMINS NPOWER LLC | DESIGN
11978_drw.pdf | and and agrees it will (1) not use secretinformation | of the document that, except as the document or any therein, (2) not | accepts the authorizedin writing by copy thereof or the the document, CORPORATE OFFICE 1600 BUERKLE ROAD WHITE BEAR LAKE, AND 875 | UPFIT CENTER LAWRENCE DRIVE
11978_drw.pdf | others either the therein, and (4) upon demand, return | document or the upon completion of the document, all | confidentialor trade the need to retain copies thereof, and WWW.CUMMINSNPOWER.COM
11978_drw.pdf | OTHERWISE | SPECIFIED ALL | DIMENSION TOLERANCES ASREHIELD
11978_drw.pdf |  | 1SMUARCFHAINCEEDS | IMUPNEIRTISAL MUENTIRTSIC DWG UNITS: DRAWN BY: MJD DATE: | 14 NOV 07
11978_drw.pdf |  | 125 | IN/LB/S PRO-ENGINEERINIT .XXX=- 0.005 .XX= 0.2 FOR.XMXT=OLE0R.0A3N0CES FORM.XTO=LE0R.8ANCES DRAWING | ECO: - NO:
11978_drw.pdf |  |  | .XXX= 0.015 .XX= 0.4 FA..XXBXXTXO==LER00.A0.0N630C0ES FAB..XXTXO==LER10A.5.N8CES EST WEIGHT: 2.703 1 OF 2 | 11978-02_FLAT1
11979_drw.pdf | 1 | 2 | 7 GA SHEET, FORMED 3.0 X 1.5 | 11979-01
11979_drw.pdf | 2 | 2 | 7 GA SHEET, FORMED 3.0 X 1.5 | 11979-02
11979_drw.pdf | 3 | 4 | 7 GA SHEET | 11979-03
11979_drw.pdf | 4 | 3 | 7 GA SHEET, FORMED 3.0 X 1.5 | 11979-04
11979_drw.pdf | 5 | 2 | 7 GA SHEET, FORMED 3.0 X 1.5 | 11979-05
11979_drw.pdf | 6 | 2 | 7 GA SHEET | 11979-06
11979_drw.pdf |  |  | 4
11979_drw.pdf | 5
11979_drw.pdf |  |  | 2
11979_drw.pdf |  | 1
11979_drw.pdf |  |  | SCALE 0.060
11980_drw.pdf | ITEM
11980_drw.pdf | 1 | 1 | FRAME,GENSET,QST30, BLUE STAR W/MARATHON GENERATOR | 11930
11980_drw.pdf | 2 | 1 |  | 130-5692
11980_drw.pdf | 3 | 1 | ENGINE, QST30-G5, CAC COOLED | 4953769
11980_drw.pdf | 4 | 1 | GENERATOR, MARATHON P/N-741RSL4045 | 741RSL4045
11980_drw.pdf | 5 | 2 | AIR HOUSING | AH1135
11980_drw.pdf | 6 | 4 | MOUNTING BAND | 3836953-S
11980_drw.pdf | 7 | 2 | 90 RUBBER | 89825K
11980_drw.pdf | 8 | 2 | 7" 16 GA ALUM. TUBING | P206851
11980_drw.pdf | 9 | 1 | AIR CLNR SPPRT PLATE | 6742
11980_drw.pdf | 10 | 2 | AIR INTAKE CLAMP | AC550
11980_drw.pdf | 11 | 6 | CLAMP PACKAGE | 3316663-S
11980_drw.pdf | 12 | 4 | SPACER,GENERATOR SUPPORT | 5088
11980_drw.pdf | 13 | 8 | HOSE,FLEXIBLE | 3071049
11980_drw.pdf | 14 | 16 | CLAMP,SPRING HOSE | 3926704
11980_drw.pdf | 15 | 1 | SPACER,FAN | 4952762
11980_drw.pdf | 16 | 14" | HOSE,FLEXIBLE(INCH) | 77400GL
11980_drw.pdf | 17 | 24" | HOSE,FLEXIBLE(INCH) | 77238GL
11980_drw.pdf | 18 | 8 | CLAMP,HOSE | 92240
11980_drw.pdf | 19 | 4 | 4 ZINC GU | 89548K
11980_drw.pdf | 20 | 4 | AIR INTAKE CLAMP | AC400
11980_drw.pdf | 21 | 14" | HOSE,FLEXIBLE(INCH) | 77100GL
11980_drw.pdf | 22 | 2 | ELBOW | 89832K
11980_drw.pdf | 23 | 10' | 3/8" AIR HOSE (FOOT) | R-801-6
11980_drw.pdf | 24 | 2 | FITTING | R-48F-6-4
11980_drw.pdf | 25 | 2 | FITTING | R-30882-6-6
11981_drw.pdf | ITEM
11981_drw.pdf | 1 | 1 | NUT | CB7-16-10SC_NUT
11981_drw.pdf | 3 | 1 | RECEPTACLE | CB7-16-10SC_RECEPTACLE
11981_drw.pdf | 4 | 3 | TERMINAL | CB7-16-10SC_TERMINAL
11981_drw.pdf | 5 | 1 | WASHER | CB7-16-10SC_WASHER
11981_drw.pdf |  |  | 2
11981_drw.pdf |  |  | 1 5
11989_drw.pdf | 1 | 4 | 7 GA SHEET | 11989-01
11989_drw.pdf | 2 | 2 | 7 GA SHEET, FORMED 3.0 X 1.5 | 11989-02
11989_drw.pdf | 3 | 2 | 7 GA SHEET, FORMED 3.0 X 1.5 | 11989-03
11989_drw.pdf | 4 | 3 | 7 GA SHEET, FORMED 3.0 X 1.5 | 11989-04
11989_drw.pdf | 5 | 2 | 7 GA SHEET, FORMED 3.0 X 1.5 | 11989-05
11989_drw.pdf | 6 | 2 | 7 GA SHEET | 11989-06
11989_drw.pdf |  |  | SCALE 0.060
11989_drw.pdf |  |  | 6
11991_drw.pdf | 1 | 2 | CHANNEL 6" X 1.92" | 11991-01
11991_drw.pdf | 2 | 1 | SHEET, 10 GA | 11991-02
11991_drw.pdf | 3 | 5 | CHANNEL 6" X 1.92" | 11991-03
11991_drw.pdf | 4 | 1 | ANGLE, 4" X 4" X 0.25" | 11991-04
11991_drw.pdf | 5 | 6 | PLATE 3.25" X 5.25" X 0.75" | 11991-05
11991_drw.pdf | 6 | 2 | PLATE, 4" X 4" X 0.75" | 11991-06
11991_drw.pdf |  |  | 2
11992_drw.pdf | 1 | 1 | CHANNEL, SUPPORT, FRONT | 11992-01
11992_drw.pdf | 2 | 2 | CHANNEL, SIDE, LOAD BANK SUPPORT | 11992-02
11992_drw.pdf |  |  | 1.98
11992_drw.pdf |  |  | GRIND TOP AND
11992_drw.pdf |  |  | .13
11992_drw.pdf |  |  | 2
11992_drw.pdf |  |  | 9.86
11992_drw.pdf | contains Cummins | confidential LLC and is | trade secret information, is the CUMMINS NPOWER, LLC given to the receiver in confidence. | NPOWER SYSTEMS
11992_drw.pdf | by confidence | and and agrees that, | of the document accepts the except as authorized in writing by 1600 BUERKLE ROAD WHITE BEAR LAKE, MN | LAWRENCE DRIVE WISCONSIN
11992_drw.pdf | to stehceredtociunmfeonrtm,atoironuptohnerdeeimna,nd,anrdet(u4r)n | either the | document or the confidential or trade utphoendcoocmupmleentti,onalolfctohpeienseetdhetroeorfe,taainnd WWW.NPOWER.CUMMINS.COM
11992_drw.pdf | OTHERWISE | SPECIFIED | ALL DIMENSION TOLERANCESTAIRETLE 2:CELL
11992_drw.pdf |  | 1IM$PERIAL | UNITSMETRIC UNITS DWG UNITS: DRAWN BY: MJD DATE: | 08 NOV 07
11992_drw.pdf |  | 1.-2XXX5= # | IN/LB/S APPD BY:- 0.005 .XX= # 0.2 F.OXRM=TOL#ERA0N.C8ES | -
11992_drw.pdf |  |  | F..AXXBXT==OLE##RAN10C..E58S 38.058 0.180 SCALE 1OF2 11992 | REV:
12010_drw.pdf | 1 | 1 | TANK,SURGE, - | 11686
12010_drw.pdf | 2 | 2 | ADAPTER, STR, 2-1/2" FLG X 3" TUBE | 12013
12010_drw.pdf | 3 | 1 | ENGINE, QSK19-T3L, 700 HP, LOCOMOTIVE | GTA_19_MOCKUP_GENSET
12010_drw.pdf | 4
12010_drw.pdf | 5
12010_drw.pdf | 9 | 1 | TUBE, LOWER AFTER COOLER, GTA19 H/X COOLED | 12033
12010_drw.pdf | 10
12010_drw.pdf | 11
12010_drw.pdf | 12
12010_drw.pdf | 13
12010_drw.pdf | 14
12010_drw.pdf | 15 | 6 | CLAMP, T-BOLT, 3.28-3.59 | 13164-0350
12010_drw.pdf | 16 | 2 | CLAMP, T-BOLT, 3.78-4.09 | 13164-0400
12010_drw.pdf | 17 | 3 | CLAMP, WORM, .69-1.25 | 14990-12
12010_drw.pdf | 18 | 8 | CLAMP, WORM, .81 - 1.75 | 14990-20
12010_drw.pdf | 23 | 3 | ELBOW, 3" ID, 90 DEGREE | 21042
12010_drw.pdf | 24
12010_drw.pdf | 25
12010_drw.pdf | 26 | 2 | CLAMP, LOOM, 1.25 ID | 26963-20
12010_drw.pdf | 27 | 1 | NIPPLE,1.00" NPT PIPE, 1.50" LONG | 26969_0150
12010_drw.pdf | 28
12010_drw.pdf | 29
12010_drw.pdf | 30
12010_drw.pdf | 31 | 2 | TEE,1 1/4" NPT, FEMALE,BLK STEEL | BTH
12010_drw.pdf | 36 | 1 | HEAT EXCHANGER, JACKET WATER PLATE/FRAME | S9A-IG10-32-TK-LIQUID
12013_drw.pdf | 1 | 1 | FLANGE, 2-1/2", 150 LB CLASS | 12013-01
12013_drw.pdf | 2 | 1 | TUBE, 3" OD X .06 WALL | 12013-02
12013_drw.pdf |  |  | 2.56
12013_drw.pdf | RETENTION | RETENTION | (.03)
12013_drw.pdf |  |  | A
12013_drw.pdf | contains Cummins | confidential LLC and is | trade secret information, is the given to the receiver in confidence. CUMMINS NPOWER, LLC | NPOWER SYSTEMS
12013_drw.pdf | by confidence | and and agrees that, | of the document accepts the except as authorized in writing by 1600 BUERKLE ROAD WHITE BEAR LAKE, MN | LAWRENCE DRIVE WISCONSIN
12013_drw.pdf | to information | either the and (4) | document or the confidential or trade upon completion of the need to retain aNlPlowceorp,ieLsLCthereof, WWW.NPOWER.CUMMINS.COM
12013_drw.pdf | OTHERWISE | SPECIFIED | ALL DIMENSION TOLERANCESTAIRETLE 2:2-1/2" FLG X 3" TUBE
12013_drw.pdf |  | 1IM$PERIAL | UNITS METRIC UNITS DWG UNITS: DRAWN BY: MJD DATE: | 27-NOV-07
12013_drw.pdf |  | 1.-2XXX5= # | IN/LB/S APPD BY:- 0.005 .XX= # 0.2 F.OXRM=TOL#ERA0N.C8ES | -
12013_drw.pdf |  |  | F..AXXBXT==OLE##RAN10C..E58S 3.640 0.750 SCALE 1OF1 12013 | REV:
12014_drw.pdf | TphriospedrotcyumoefntCucmomnitnasinNsPocwoenrf,idLeLnCtiaanld |  | ainsdgtirvaednetsoectrheetriencfeoirvmeartiionn,coinsfitdheence. CUMMINS NPOWER, LLC | NPOWER SYSTEMS
12014_drw.pdf | by dCoucmummiennstNiPnowceorn,fiidtenwciellan(d1)agnroetesustehatth,e or trade | and dCoucmummiennstNiPnowceorn,fiidtenwciellan(d1)agnroetesustehatth,e information | of the document accepts the edxocceupmtenatsoarutahnoyriczoepdy itnhewrreiotfinogr btyhe 1600 BUERKLE ROAD therein, (2) not copy the document, WHITE BEAR LAKE, MN | LAWRENCE DRIVE WISCONSIN
12014_drw.pdf | to information | either the and (4) | document or the confidential or trade upon completion of the need to retain WWW.NPOWER.CUMMINS.COM aNlPlowceorp,ieLsLCthereof,
12014_drw.pdf | OTHERWISE | SPECIFIED | ALL DIMENSION TOLERANCESTAIRETLE 2:HEAT EXCHANGER COOLED
12014_drw.pdf |  | 1IM$PERIAL | UNITS METRIC UNITS DWG UNITS: DRAWN BY: MJD DATE: | 27-NOV-07
12014_drw.pdf |  | 1.-2XXX5= # | IN/LB/S APPD BY:- 0.005 .XX= # 0.2 F..OXXRXM==TOL##ERA00N..C84ES | -
12014_drw.pdf |  |  | F..AXXBXT==OLE##RAN10C..E58S 4.525 0.310 SCALE 1OF1 12014
12026_drw.pdf | 1 | 1 | BACKPLATE, SHAFT GUARD, SAE #3, FIREPUMP | 10408
12026_drw.pdf | 2 | 1 | SIDE W/ SLOT,11.50"LG, SHAFT GUARD, FIREPUMP | 12025
12026_drw.pdf | contains | and trade | secret information, is the CUMMINS NPOWER, LLC | SYSTEMS
12026_drw.pdf | by receiving confidence and it will (1) | and retaining of agrees that, not use the | the document accepts the as authorized in writing by or any copy thereof or the CORPORATE OFFICE 1600 BUERKLE ROAD | CENTER LAWRENCE DRIVE
12026_drw.pdf | to others therein, | either the document and (4) upon | or the confidential or trade completion of the need to retain WWW.NPOWER.CUMMINS.COM and
12026_drw.pdf | OTHERWISE | ALL | TITLE 1: WELDMENT, SHAFT GUARD, SAE #3 DIMENSION TOLERANCES ARE TITLE 2: FIREPUMP
12026_drw.pdf | # | 1 $IMPERIAL | UNITS METRIC UNITS DWG UNITS: DRAWN BY: JDT DATE: | 29NOV07
12026_drw.pdf | PROJECTION | M.AXCXHIN=E # | T#OLE0R.A0N1C0ES M.AXCHI=NE#TOL0E.R4ANCES IN/LB/S APPD BY: - DATE: 0.005 .XX= # 0.2 F.OXRM=TOL#ERA0N.C8ES | -
12026_drw.pdf |  | .XXX= # | EST WEIGHT: SCALE: DO NOT SHEET 0.015 .XX= # 0.4 F..AXXBX T==OLE##RAN10C..E58S 42238.628 0.250 SCALE 1OF1 12026 | NO: REV:
12027_drw.pdf | 11 | 22 | WWEELLDDMMEENNTT,, SSHHAAFFTT GGUUAARRDD,, SSAAEE ##33,, FFIIRREEPPUUMMPP | 1122002266
12027_drw.pdf | 22 | 22 | CCOOVVEERR,, TTEELLEESSCCOOPPIINNGG,, SSHHAAFFTT GGUUAARRDD,, FFIIRREEPPUUMMPP | 99449933
12027_drw.pdf | 33 | 88 | SSCCRREEWW,, CCAAPP,, HHEEXX HHEEAADD,, MM1100--11..55 | HHHHCCSS__MM1100
12027_drw.pdf | 44 | 44 | SSCCRREEWW,, CCAAPP,, HHEEXX HHEEAADD,, MM88 xx 2200 | HHHHCCSS__MM88
12029_drw.pdf | 1 | 1 | LABEL, PUSH BUTTON, ISOMETER RESET | 12029-01
12029_drw.pdf | 2 | 1 | LABEL, PUSH BUTTON, ISOMETER ALARM | 12029-02
12029_drw.pdf | 3 | 1 | LABEL, PUSH BUTTON, SIREN MUTE | 12029-03
12029_drw.pdf | 4 | 1 | LABEL, PUSH BUTTON, ISOMETER TEST | 12029-04
12029_drw.pdf |  |  |  | 1.13
12029_drw.pdf | MATERIAL: |  | 0.03 THICK
12029_drw.pdf | COLOR: | BLACK | FACE WITH ENGRAVED LETTERING
12029_drw.pdf | contains Cummins | confidential LLC and is | trade secret information, is the given to the receiver in confidence. CUMMINS NPOWER, LLC | NPOWER SYSTEMS
12029_drw.pdf | by confidence | and and agrees that, | of the document accepts the except as authorized in writing by 1600 BUERKLE ROAD WHITE BEAR LAKE, MN | LAWRENCE DRIVE WISCONSIN
12029_drw.pdf | to information | either the and (4) | document or the confidential or trade upon completion of the need to retain WWW.NPOWER.CUMMINS.COM aNlPlowceorp,ieLsLCthereof,
12029_drw.pdf | OTHERWISE | SPECIFIED | ALL DIMENSION TOLERANCESTAIRETLE 2:
12029_drw.pdf |  | 1IM$PERIAL | UNITS METRIC UNITS DWG UNITS: DRAWN BY: PBS DATE: | 30NOV2007
12029_drw.pdf |  | 1.-2XXX5= # | IN/LB/S APPD BY:- 0.005 .XX= # 0.2 F.OXRM=TOL#ERA0N.C8ES | -
12029_drw.pdf |  |  | F..AXXBXT==OLE##RAN10C..E58S 0.298 1.000 SCALE 1OF1 12029 | REV:
12034_drw.pdf |  |  | -8,10,4
12034_drw.pdf |  | -8,6,0
12034_drw.pdf |  | Y
12034_drw.pdf | contains Cummins | confidential LLC and is | trade secret information, is the given to the receiver in confidence. CUMMINS NPOWER, LLC | NPOWER SYSTEMS
12034_drw.pdf | by confidence NPower, it will or trade | and and agrees that, (1) not use information | of the document accepts the except as authorized in writing by document or any copy thereof or the therein, (2) not copy the document, 1600 BUERKLE ROAD WHITE BEAR LAKE, MN | LAWRENCE DRIVE WISCONSIN
12034_drw.pdf | to information or upon | either the and (4) demand, return | document or the confidential or trade upon completion of the need to retain the document, all copies thereof, WWW.NPOWER.CUMMINS.COM
12034_drw.pdf | OTHERWISE | SPECIFIED | ALL DIMENSION TOLERANCESTAIRETLE 2:GTA19 H/X COOLED
12034_drw.pdf |  | 1IM$PERIAL | UNITS METRIC UNITS DWG UNITS: DRAWN BY: MJD DATE: | 05-DEC-07
12034_drw.pdf |  | 1.-2XXX5= # | IN/LB/S APPD BY:- 0.005 .XX= # 0.2 F.OXRM=TOL#ERA0N.C8ES | -
12034_drw.pdf |  |  | F..AXXBX T==OLE##RAN10C..E58S 1.565 0.250 SCALE 1OF1 12034 | REV:
12038_drw.pdf |  |  | 2 PLACES
12038_drw.pdf |  |  | 1.00
12038_drw.pdf | contains Cummins | confidential LLC and is | trade secret information, is the given to the receiver in confidence. CUMMINS NPOWER, LLC | NPOWER SYSTEMS
12038_drw.pdf | by confidence | and and agrees that, | of the document accepts the except as authorized in writing by 1600 BUERKLE ROAD WHITE BEAR LAKE, MN | LAWRENCE DRIVE WISCONSIN
12038_drw.pdf | to information | either the and (4) | document or the confidential or trade upon completion of the need to retain WWW.NPOWER.CUMMINS.COM aNlPlowceorp,ieLsLCthereof,
12038_drw.pdf | OTHERWISE | SPECIFIED | ALL DIMENSION TOLERANCESTAIRETLE 2:GTA50 W/GTI RADIATOR
12038_drw.pdf |  | 1IM$PERIAL | UNITS METRIC UNITS DWG UNITS: DRAWN BY: MJD DATE: | 05-DEC-07
12038_drw.pdf |  | 1.-2XXX5= # | IN/LB/S APPD BY:- 0.005 .XX= # 0.2 F.OXRM=TOL#ERA0N.C8ES | -
12038_drw.pdf |  |  | F..AXXBXT==OLE##RAN10C..E58S 13.796 0.630 SCALE 1OF1 12038 | REV:
12039_drw.pdf |  |  | 10.25 4 X R0.25
12039_drw.pdf |  |  | 7.25 UP 90 $
12039_drw.pdf |  |  | 3.25 .406 X | SLOT
12039_drw.pdf |  |  | 3 PLACES
12039_drw.pdf |  |  | 0.75
12039_drw.pdf |  |  | FLAT
12039_drw.pdf |  |  | FOR REFERENCE | ONLY
12039_drw.pdf | contains Cummins | confidential LLC and is | trade secret information, is the given to the receiver in confidence. CUMMINS NPOWER, LLC | NPOWER SYSTEMS
12039_drw.pdf | by confidence | and and agrees that, | of the document accepts the except as authorized in writing by 1600 BUERKLE ROAD WHITE BEAR LAKE, MN | LAWRENCE DRIVE WISCONSIN
12039_drw.pdf | to information | either the and (4) | document or the confidential or trade upon completion of the need to retain aNlPlowceorp,ieLsLCthereof, WWW.NPOWER.CUMMINS.COM
12039_drw.pdf | OTHERWISE | SPECIFIED | ALL DIMENSION TOLERANCESTAIRETLE 2:SUPPORT
12039_drw.pdf |  | 1IM$PERIAL | UNITS METRIC UNITS DWG UNITS: DRAWN BY: MJD DATE: | 05-DEC-07
12039_drw.pdf |  | 1.-2XXX5= # | IN/LB/S APPD BY:- 0.005 .XX= # 0.2 F.OXRM=TOL#ERA0N.C8ES | -
12039_drw.pdf |  |  | F..AXXBXT==OLE##RAN10C..E58S 1.858 0.500 SCALE 1OF1 12039 | REV:
12040_drw.pdf |  | 0.25
12040_drw.pdf | contains Cummins | confidential LLC and is | trade secret information, is the given to the receiver in confidence. CUMMINS NPOWER, LLC | NPOWER SYSTEMS
12040_drw.pdf | by confidence | and and agrees that, | of the document accepts the except as authorized in writing by 1600 BUERKLE ROAD WHITE BEAR LAKE, MN | LAWRENCE DRIVE WISCONSIN
12040_drw.pdf | to information | either the and (4) | document or the confidential or trade upon completion of the need to retain WWW.NPOWER.CUMMINS.COM aNlPlowceorp,ieLsLCthereof,
12040_drw.pdf | OTHERWISE | SPECIFIED | ALL DIMENSION TOLERANCESTAIRETLE 2:TANK SUPPORT
12040_drw.pdf |  | 1IM$PERIAL | UNITS METRIC UNITS DWG UNITS: DRAWN BY: MJD DATE: | 05-DEC-07
12040_drw.pdf |  | 1.-2XXX5= # | IN/LB/S APPD BY:- 0.005 .XX= # 0.2 F.OXRM=TOL#ERA0N.C8ES | -
12040_drw.pdf |  |  | F..AXXBXT==OLE##RAN10C..E58S 0.542 2.000 SCALE 1OF1 12040 | REV:
12046-65_drw.pdf | 1 | 2 | SUPPORT, NEWAGE 634 | 7080-13
12046-65_drw.pdf | 2 | 1 | BASE,GTA50-G3, ENCLOSED UNIT | 12046
12046-65_drw.pdf | 3 | 2 | WALL,SUPPORT,STUB UP, CVR,WITH WELDNUTS | 12046-65-03
12046-65_drw.pdf | 4 | 1 | WALL,SUPPORT,STUB UP, CVR,WITH WELDNUTS | 12046-65-04
12046-65_drw.pdf | 5 | 2 | SUPPORT,LG STUB UP, CVR,WITH WELDNUTS | 12046-65-05
12046-65_drw.pdf | 6 | 2 | SUPPORT,LG STUB UP, CVR,WITH WELDNUTS | 12046-65-06
12046-65_drw.pdf | 7 | 1 | SUPPORT,SM STUB UP, CVR,WITH WELDNUTS | 12046-65-07
12046-65_drw.pdf | 8 | 1 | SHEET,11 GA HRS, FLOOR AS REQUIRED | 12046-65-01
12046-65_drw.pdf | 9 | 1 | CHANNEL,C10 20 LB, GEN SUPPORT, 61.75 LG | 12046-65-02
12046-65_drw.pdf | 10 | 1 | COVER,STUB UP AREA, HATCH,11.50 X 26 | 12046-65-08
12046-65_drw.pdf | 11 | 2 | COVER,STUB UP AREA, HATCH,32 X 26 | 12046-65-09
12046-65_drw.pdf | 12 | 4 | FLAT,1.50 X .25 X 2.50 LONG, - | 12046-65-10
12046-65_drw.pdf | 13 | 4 | PIN,TAPERED, .55 SM END X .60 LG END | 12046-65-11
12046-65_drw.pdf | 11
12046-65_drw.pdf |  |  | 32.05 1.00
12046-65_drw.pdf | PLACES |  | 0.1196 | THK,
12046-65_drw.pdf |  |  | 11 GA | SHEET
12046-65_drw.pdf |  |  | 9 PLACES
12046-65_drw.pdf |  |  | 13.00
12046-65_drw.pdf |  |  | 2 PLACES
12046-65_drw.pdf |  |  | 12046-65-09
12046-65_drw.pdf |  |  | 11.50
12046-65_drw.pdf |  |  | 4.50
12046-65_drw.pdf |  | 2 | 0.12 THK,
12046-65_drw.pdf |  |  | 11 GA
12046-65_drw.pdf |  |  | 0.51
12046-65_drw.pdf |  |  | 0.80
12046-66_drw.pdf | 1 | 2 | SUPPORT, NEWAGE 634 | 7080-13
12046-66_drw.pdf | 2 | 1 | BASE,GTA50-G3, ENCLOSED UNIT | 12046
12046-66_drw.pdf | 3 | 2 | WALL,SUPPORT,STUB UP, CVR,WITH WELDNUTS | 12046-66-03
12046-66_drw.pdf | 4 | 1 | WALL,SUPPORT,STUB UP, CVR,WITH WELDNUTS | 12046-66-04
12046-66_drw.pdf | 5 | 2 | SUPPORT,LG STUB UP, CVR,WITH WELDNUTS | 12046-66-05
12046-66_drw.pdf | 6 | 2 | SUPPORT,LG STUB UP, CVR,WITH WELDNUTS | 12046-66-06
12046-66_drw.pdf | 7 | 1 | SUPPORT,SM STUB UP, CVR,WITH WELDNUTS | 12046-66-07
12046-66_drw.pdf | 8 | 1 | SHEET,11 GA HRS, FLOOR AS REQUIRED | 12046-66-01
12046-66_drw.pdf | 9 | 1 | CHANNEL,C10 20 LB, GEN SUPPORT, 61.75 LG | 12046-66-02
12046-66_drw.pdf | 10 | 1 | COVER,STUB UP AREA, HATCH,11.50 X 26 | 12046-66-08
12046-66_drw.pdf | 11 | 2 | COVER,STUB UP AREA, HATCH,32 X 26 | 12046-66-09
12046-66_drw.pdf | 12 | 4 | FLAT,1.50 X .25 X 2.50 LONG, - | 12046-66-10
12046-66_drw.pdf | 11
12046-66_drw.pdf |  |  | 32.05 1.00
12046-66_drw.pdf | PLACES |  | 0.1196 | THK,
12046-66_drw.pdf |  |  | 11 GA | SHEET
12046-66_drw.pdf |  |  | 9 PLACES
12046-66_drw.pdf |  |  | 13.00
12046-66_drw.pdf |  |  | 2 PLACES
12046-66_drw.pdf |  |  | 12046-65-09
12046-66_drw.pdf |  |  | 11.50
12046-66_drw.pdf |  |  | 4.50
12046-66_drw.pdf |  | 2 | 0.12 THK,
12046-66_drw.pdf |  |  | 11 GA
12046-66_drw.pdf |  |  | 0.51
12046-66_drw.pdf |  |  | 0.80
12046_drw.pdf | 1 | 2 | CHANNEL C15 33.9 X 215.0 | 12046-01
12046_drw.pdf | 2 | 2 | BEAM, W12 35 X 93.06 | 12046-02
12046_drw.pdf | 3 | 1 | PLATE 1.00 X 5.00, X 36.0 | 12046-03
12046_drw.pdf | 4 | 2 | PLATE 1.00 X 5.00, X 5.00 | 12046-04
12046_drw.pdf | 5 | 1 | PLATE .25 THK | 12046-05
12046_drw.pdf | 6 | 2 | CHANNEL C15 33.9 X 93.06 | 12046-07
12046_drw.pdf | 7 | 2 | TUBE 4.00 SQ X 0.19 WALL X 1.85 LG | 12046-08
12046_drw.pdf | 8 | 2 | PLATE, REAR, ENGINE SUPPORT | 12046-09
12046_drw.pdf |  | 0.50
12046_drw.pdf |  | MOUNTING | HOLES
12046_drw.pdf | 14 | PLACES
12046_drw.pdf |  |  | 98.25
12046_drw.pdf |  |  | TOP
12046_drw.pdf |  |  | HOLES
12046_drw.pdf |  |  | ENCL
12049-01_drw.pdf | contains Cummins | confidential LLC and is | trade secret information, is the given to the receiver in confidence. CUMMINS NPOWER, LLC | NPOWER SYSTEMS
12049-01_drw.pdf | by confidence | and and agrees that, | of the document accepts the except as authorized in writing by 1600 BUERKLE ROAD WHITE BEAR LAKE, MN | LAWRENCE DRIVE WISCONSIN
12049-01_drw.pdf | to information | either the and (4) | document or the confidential or trade upon completion of the need to retain WWW.NPOWER.CUMMINS.COM aNlPlowceorp,ieLsLCthereof,
12049-01_drw.pdf | OTHERWISE | SPECIFIED | ALL DIMENSION TOLERANCESTAIRETLE 2:CTA REPOWER
12049-01_drw.pdf |  | 1IM$PERIAL | UNITS METRIC UNITS DWG UNITS: DRAWN BY: S. DUBICK DATE: | 02/22/08
12049-01_drw.pdf |  | 1.-2XXX5= # | IN/LB/S APPD BY:- 0.005 .XX= # 0.2 F.OXRM=TOL#ERA0N.C8ES | -
12049-01_drw.pdf |  |  | F..AXXBXT==OLE##RAN10C..E58S 3.495 0.500 SCALE 1OF1 | REV:
12049-02_drw.pdf | contains Cummins | confidential LLC and is | trade secret information, is the given to the receiver in confidence. CUMMINS NPOWER, LLC | NPOWER SYSTEMS
12049-02_drw.pdf | by confidence | and and agrees that, | of the document accepts the except as authorized in writing by 1600 BUERKLE ROAD WHITE BEAR LAKE, MN | LAWRENCE DRIVE WISCONSIN
12049-02_drw.pdf | to information | either the and (4) | document or the confidential or trade upon completion of the need to retain WWW.NPOWER.CUMMINS.COM aNlPlowceorp,ieLsLCthereof,
12049-02_drw.pdf | OTHERWISE | SPECIFIED | ALL DIMENSION TOLERANCESTAIRETLE 2:CTA REPOWER
12049-02_drw.pdf |  | 1IM$PERIAL | UNITS METRIC UNITS DWG UNITS: DRAWN BY: S. DUBICK DATE: | 02/22/08
12049-02_drw.pdf |  | 1.-2XXX5= # | IN/LB/S APPD BY:- 0.005 .XX= # 0.2 F.OXRM=TOL#ERA0N.C8ES | -
12049-02_drw.pdf |  |  | F..AXXBXT==OLE##RAN10C..E58S 5.274 0.500 SCALE 1OF1 | REV:
12049-03_drw.pdf |  |  | 0.25THICK
12049-03_drw.pdf | contains Cummins | confidential LLC and is | trade secret information, is the given to the receiver in confidence. CUMMINS NPOWER, LLC | NPOWER SYSTEMS
12049-03_drw.pdf | by confidence | and and agrees that, | of the document accepts the except as authorized in writing by 1600 BUERKLE ROAD WHITE BEAR LAKE, MN | LAWRENCE DRIVE WISCONSIN
12049-03_drw.pdf | to information | either the and (4) | document or the confidential or trade upon completion of the need to retain WWW.NPOWER.CUMMINS.COM aNlPlowceorp,ieLsLCthereof,
12049-03_drw.pdf | OTHERWISE | SPECIFIED | ALL DIMENSION TOLERANCESTAIRETLE 2:CTA REPOWER
12049-03_drw.pdf |  | 1IM$PERIAL | UNITS METRIC UNITS DWG UNITS: DRAWN BY: S. DUBICK DATE: | 02/22/08
12049-03_drw.pdf |  | 1.-2XXX5= # | IN/LB/S APPD BY:- 0.005 .XX= # 0.2 F.OXRM=TOL#ERA0N.C8ES | -
12049-03_drw.pdf |  |  | F..AXXBXT==OLE##RAN10C..E58S 1.536 1.000 SCALE 1OF1 | REV:
12049-04_drw.pdf |  | 3.00
12049-04_drw.pdf | contains Cummins | confidential LLC and is | trade secret information, is the given to the receiver in confidence. CUMMINS NPOWER, LLC | NPOWER SYSTEMS
12049-04_drw.pdf | by confidence | and and agrees that, | of the document accepts the except as authorized in writing by 1600 BUERKLE ROAD WHITE BEAR LAKE, MN | LAWRENCE DRIVE WISCONSIN
12049-04_drw.pdf | to information | either the and (4) | document or the confidential or trade upon completion of the need to retain WWW.NPOWER.CUMMINS.COM aNlPlowceorp,ieLsLCthereof,
12049-04_drw.pdf | OTHERWISE | SPECIFIED | ALL DIMENSION TOLERANCESTAIRETLE 2:CTA REPOWER
12049-04_drw.pdf |  | 1IM$PERIAL | UNITS METRIC UNITS DWG UNITS: DRAWN BY: S. DUBICK DATE: | 02/22/08
12049-04_drw.pdf |  | 1.-2XXX5= # | IN/LB/S APPD BY:- 0.005 .XX= # 0.2 F.OXRM=TOL#ERA0N.C8ES | -
12049-04_drw.pdf |  |  | F..AXXBXT==OLE##RAN10C..E58S 0.310 1.000 SCALE 1OF1 | REV:
12049_drw.pdf | 1 | 1 | BRACKET, MOUNTING COMPRESSOR, CTA REPOWER | 12049-01
12049_drw.pdf | 2 | 1 | BRACKET, MOUNTING TENSIONER, CTA REPOWER | 12049-02
12049_drw.pdf | 3 | 1 | BRACKET, LOCATING, CTA REPOWER | 12049-04
12049_drw.pdf |  |  | WELD ALONG
12049_drw.pdf |  |  | THIS EDGE
12049_drw.pdf | IN | ITEMS | 2& 3 MUST ALIGN
12049_drw.pdf | contains Cummins | confidential LLC and is | trade secret information, is the given to the receiver in confidence. CUMMINS NPOWER, LLC | NPOWER SYSTEMS
12049_drw.pdf | by confidence | and and agrees that, | of the document accepts the except as authorized in writing by 1600 BUERKLE ROAD WHITE BEAR LAKE, MN | LAWRENCE DRIVE WISCONSIN
12049_drw.pdf | to information | either the and (4) | document or the confidential or trade upon completion of the need to retain WWW.NPOWER.CUMMINS.COM aNlPlowceorp,ieLsLCthereof,
12049_drw.pdf | OTHERWISE | SPECIFIED | ALL DIMENSION TOLERANCESTAIRETLE 2:CTA REPOWER
12049_drw.pdf |  | 1IM$PERIAL | UNITS METRIC UNITS DWG UNITS: DRAWN BY: S. DUBICK DATE: | 02/22/08
12049_drw.pdf |  | 1.-2XXX5= # | IN/LB/S APPD BY:- 0.005 .XX= # 0.2 F.OXRM=TOL#ERA0N.C8ES | -
12049_drw.pdf |  |  | F..AXXBXT==OLE##RAN10C..E58S 10.614 0.375 SCALE 1OF1 12049 | REV:
12052_drw.pdf | ITEM
12052_drw.pdf | 1 | 1 | ASSY,MUFFLER,A2300 | 12059
12052_drw.pdf | 2 | 1 | KIT,MOUNT,RADIATOR,A2300, SRF AMERICA | 23000090
12052_drw.pdf | 3 | 1 | RADIATOR,A-2300 , SRF AMERICA P/N-79000378 | 79000378
12052_drw.pdf | 4 | 1 | AIR HOUSING, OPTIAIR, FLEETGUARD AH19487 | AH19487
12052_drw.pdf | 5 | 1 | FAN,16" A-SERIES,BLOWER, BREEZA | BRZ021602
12052_drw.pdf | 6 | 1 | BRACKET, MOUNTING, AIR CLEANER, A SERIES | 10298
12052_drw.pdf | 7 | 1 | BOLT KIT, A-SERIES WITH RADIATOR, ASSY 10294 | 11056
12052_drw.pdf | 8 | 2 | SHIELD,HEAT,09166T MUFFLER | 12060
12052_drw.pdf | 9 | 1 | SPACER,FAN | 4900767_MCS_PARTIAL
12052_drw.pdf | 10 | 1 | SLEAVE, INSERT, 1.75ID X 2.0OD, MINOR #20R175 | OR 2E0QRU1I7V5
12052_drw.pdf | 11 | 1 | HOSE,BULK, 2" ID X 3 FT LONG (2-1/2" CUT | LENGTH7)7200GL-250IN
12052_drw.pdf | 12 | 1 | ENGINE, A-SERIES, 4-CYLINDER | A2300-3170582
12052_drw.pdf | 13 | 1 | BRACKET, LIFT | HK03530000A4
12052_drw.pdf | 14 | 1 | BRACKET, MOUNTING, AIR CLEANER, OPTI-AIR, NELSON | Q186367
12052_drw.pdf | 15 | 1 | ACCESSORY, EXHAUST, A-SERIES ENGINE | Q312217
12052_drw.pdf | 16 | 1 | TRUCK SLEAVE, 2.0 ID X 2.5ID, MINOR | RS250x200x2R5S0250X200X250
12052_drw.pdf | 17 | 1 | BOTTLE,OVERFLOW,1 LITER | 81500001
12052_drw.pdf | 18 | 1 | GOVERNOR | 179-3756-02
12052_drw.pdf | 19 | 1 | CONTROL | 300-5894-01
12052_drw.pdf | 20 | 1 | MODULE,HEATER CONTROL | 4901044
12052_drw.pdf | 21 | 1 | KIT,WIRING REPAIR | 4900864
12052_drw.pdf | 22 | 1 | BRKT,GOV CNTRL (A) | 10316
12052_drw.pdf | 23 | 1 | SWITCH,TEMPERATURE | 3408632
12052_drw.pdf | 24 | 1 | SWITCH,PRESSURE | 3408607
12052_drw.pdf | 25 | 2 | SOLENOID,12V | EA50035
12052_drw.pdf | 26 | 1 | MAG PICK UP | 5MT2005
12052_drw.pdf | 27 | 1 | SWITCH, KEY | 956-9100
12052_drw.pdf | 28 | 1 | SERVICE INDICATOR | D-RAX00-2352
12052_drw.pdf | 29 | 1 | BELT GUARD | BG123
12052_drw.pdf | 30 | 1 | INLINE FUSE | 782-3103
12052_drw.pdf |  |  | 14
12052_drw.pdf |  |  | 6
12055_drw.pdf | 1 | 2 | BRACKET,HEAT, EXCHANGER SUPPORT | 12043
12055_drw.pdf | 2 | 1 | PLATE, HEAT , EXCHANGER MOUNT | 12056
12055_drw.pdf | 3 | 1 | BRKT, SURGE, TANK MOUNT | 12062
12055_drw.pdf | 4 | 1 | HOSE, MOLDED, MODIFIED GATES 20573 | 20573-01
12055_drw.pdf | 5 | 2 | ELB, 90 DEG LONG SWEEP, -24 BEAD X -20 NPT | 23871-24-20
12055_drw.pdf | 6 | 1 | ADAPT, STR, -5 BARB X -2 NPT | 125HBL-5-2
12055_drw.pdf | 7 | 2 | ADAPT, STR, -5 BARB X -4 NPT | 125HBL-5-4
12055_drw.pdf | 8 | 1 | ADAPT, BULKHEAD, -2 NPT | 207ACBH-2
12055_drw.pdf | 9 | 4 | CLAMP, 1" NOMINAL, HOSE, 5/8 ID MAX | CL-1
12055_drw.pdf | 10 | 2 | PIPE NIPPLE, 1-1/4 X CLOSE BIP | LTL-CPN114
12055_drw.pdf | 11 | 1 | STREET ELBOW, 1/8 BIP | LTL-SE1890
12055_drw.pdf | 12 | 2 | RED BUSHING, 1-1/4 X 3/8 BIP | LTL-SRB11438
12055_drw.pdf | 13 | 2 | RED BUSHING, 3/8 X 1/4 BIP | LTL-SRB3814
12055_drw.pdf | 14 | 2 | PIPE TEE, 1-1/4 SCH 40 BIP | LTL-ST114
12055_drw.pdf | 15 | 1 | HEAT EXCHANGER, COOLANT PLATE/FRAME | S4A-IG16-15-TL
12055_drw.pdf |  |  | 6 11
12055_drw.pdf |  |  | 8
12055_drw.pdf |  |  | DETAIL
12055_drw.pdf |  |  | SCALE 1.000
12056_drw.pdf | 4 | PLACES |  | 4 X R0.25
12056_drw.pdf |  |  | BEND DOWN 90 $
12056_drw.pdf |  |  | 4 PLACES
12056_drw.pdf |  |  | 4 X n0.56
12056_drw.pdf |  |  | FLAT LAYOUT
12056_drw.pdf | R0.25
12056_drw.pdf |  |  | 0.25
12056_drw.pdf | contains Cummins | confidential LLC and is | trade secret information, is the given to the receiver in confidence. CUMMINS NPOWER, LLC | NPOWER SYSTEMS
12056_drw.pdf | by confidence | and and agrees that, | of the document accepts the except as authorized in writing by 1600 BUERKLE ROAD WHITE BEAR LAKE, MN | LAWRENCE DRIVE WISCONSIN
12056_drw.pdf | to information | either the and (4) | document or the confidential or trade upon completion of the need to retain aNlPlowceorp,ieLsLCthereof, WWW.NPOWER.CUMMINS.COM
12056_drw.pdf | OTHERWISE | SPECIFIED | ALL DIMENSION TOLERANCESTAIRETLE 2:EXCHANGER MOUNT
12056_drw.pdf |  | 1IM$PERIAL | UNITS METRIC UNITS DWG UNITS: DRAWN BY: MJD DATE: | 13-DEC-07
12056_drw.pdf |  | 1.-2XXX5= # | IN/LB/S APPD BY:- 0.005 .XX= # 0.2 F.OXRM=TOL#ERA0N.C8ES | -
12056_drw.pdf |  |  | F..AXXBXT==OLE##RAN10C..E58S 35.005 0.200 SCALE 1OF1 12056 | REV:
12059_drw.pdf | 1 | 1 | TUBE,1.9" OD 16 GA WALL, 6" LG,C.S. | 12059-01
12059_drw.pdf | 2 | 1 | MUFFLER,TYPE 1,1.9 INLET,2 OUTLET, FLEETGUARD
12059_drw.pdf | 3 | 1 | FLANGE,ACCESSORY, EXHAUST, A-SERIES ENGINE | Q255703
12059_drw.pdf |  |  | 2
12059_drw.pdf | contains Cummins | confidential LLC and is | trade secret information, is the given to the receiver in confidence. CUMMINS NPOWER, LLC | NPOWER SYSTEMS
12059_drw.pdf | by confidence | and and agrees that, | of the document accepts the except as authorized in writing by 1600 BUERKLE ROAD WHITE BEAR LAKE, MN | LAWRENCE DRIVE WISCONSIN
12059_drw.pdf | to information | either the and (4) | document or the confidential or trade upon completion of the need to retain WWW.NPOWER.CUMMINS.COM aNlPlowceorp,ieLsLCthereof,
12059_drw.pdf | OTHERWISE | SPECIFIED | ALL DIMENSION TOLERANCESTAIRETLE 2:
12059_drw.pdf |  | 1IM$PERIAL | UNITS METRIC UNITS DWG UNITS: DRAWN BY: JDT DATE: | 14DEC07
12059_drw.pdf |  | 1.-2XXX5= # | IN/LB/S APPD BY:- 0.005 .XX= # 0.2 F.OXRM=TOL#ERA0N.C8ES | -
12059_drw.pdf |  |  | F..AXXBX T==OLE##RAN10C..E58S 42238.628 0.250 SCALE 1OF1 12059 | REV:
12062_drw.pdf |  |  | BEND DOWN 90 $
12062_drw.pdf |  |  | 2 X | R0.34
12062_drw.pdf |  |  | 6 X R0.25
12062_drw.pdf |  |  | FLAT LAYOUT
12062_drw.pdf | contains Cummins | confidential LLC and is | trade secret information, is the given to the receiver in confidence. CUMMINS NPOWER, LLC | NPOWER SYSTEMS
12062_drw.pdf | by confidence | and and agrees that, | of the document accepts the except as authorized in writing by 1600 BUERKLE ROAD WHITE BEAR LAKE, MN | LAWRENCE DRIVE WISCONSIN
12062_drw.pdf | to information | either the and (4) | document or the confidential or trade upon completion of the need to retain aNlPlowceorp,ieLsLCthereof, WWW.NPOWER.CUMMINS.COM
12062_drw.pdf | OTHERWISE | SPECIFIED | ALL DIMENSION TOLERANCESTAIRETLE 2:TANK MOUNT
12062_drw.pdf |  | 1IM$PERIAL | UNITS METRIC UNITS DWG UNITS: DRAWN BY: MJD DATE: | 20-DEC-07
12062_drw.pdf |  | 1.-2XXX5= # | IN/LB/S APPD BY:- 0.005 .XX= # 0.2 F.OXRM=TOL#ERA0N.C8ES | -
12062_drw.pdf |  |  | F..AXXBXT==OLE##RAN10C..E58S 1.281 0.750 SCALE 1OF1 12062 | REV:
12076_drw.pdf | 1 | 1 | DOOR, ENCLOSURE, RIGHT | 12076-01
12076_drw.pdf | 2 | 1 | WELDSTUD 1/4-20 X 1.00 | WELDSTUD-250-X-100
12076_drw.pdf |  |  | NOTE:
12076_drw.pdf |  |  | 1. MATERIAL: 10 GAUGE, A-36
12076_drw.pdf |  |  | COLOR #: 33303 (SAND) PER
12076_drw.pdf | This document property of | contains Cummins NPower, | and trade secret information, is the LLC and is given to the receiver in confidence. CUMMINS NPOWER, LLC | NPOWER SYSTEMS
12076_drw.pdf | document in CcuomnmfiindsenNtPioawlero,r | confidence and | agrees that, except as authorized in writing by 1600 BUERKLE ROAD ittrawdiellse(c1r)etnoitnfuosrematthieondotchuemreenitn,or(2a)nynoctopcyoptyhetrheeofdoocrumtehnet, WHITE BEAR LAKE, MN | 875 LAWRENCE DRIVE DEPERE, WISCONSIN
12076_drw.pdf | (3) not secret tahlel | to others therein, | the document or the confidential or trade and (4) upon completion of the need to retain WWW.NPOWER.CUMMINS.COM aNlPlowceorp,ieLsLCthereof,
12076_drw.pdf | UNLESS | OTHERWISE | SPECIFIED ALL DIMENSION TOLERANCESTAIRETLE 2:RIGHT
12076_drw.pdf | ANGLE | # PROJECTION | 1IM$PERIAL UNITS METRIC UNITS DWG UNITS: DRAWN BY: PBS M.AXCXHIN=E T#OLE0R.A0N1C0ES M.AXCHI=NE#TOL0E.R4ANCES | 15APR2008
12076_drw.pdf |  |  | 1.-2XXX5= # 0.005 .XX= # 0.2 F.OXRXMT=OLE#RAN0C.E0S30 F.OXRM=TOL#ERA0N.C8ES EST WEIGHT: SCALE: DO NOT SHEET .XXX= # 0.015 .XX= # 0.4 | NO:
12076_drw.pdf |  |  | F..AXXBXXXTO==LER##ANC00E..S006300 F..AXXBX T==OLE##RAN10C..E58S 15.800 0.250 SCALE 1OF2
12079_drw.pdf | 1 | 1 | LABEL, PUSH BUTTON, L1 | 12079-01
12079_drw.pdf | 2 | 1 | LABEL, PUSH BUTTON, L2 | 12079-02
12079_drw.pdf | 3 | 1 | LABEL, PUSH BUTTON, L3 | 12079-03
12079_drw.pdf |  |  | 1.75 TYP
12079_drw.pdf |  | MATERIAL: | ALUMINUM, 0.03 THICK
12079_drw.pdf |  |  | BLACK FACE WITH ENGRAVED LETTERING
12079_drw.pdf | contains Cummins | confidential LLC and is | trade secret information, is the given to the receiver in confidence. CUMMINS NPOWER, LLC | NPOWER SYSTEMS
12079_drw.pdf | by confidence | and and agrees that, | of the document accepts the except as authorized in writing by 1600 BUERKLE ROAD WHITE BEAR LAKE, MN | LAWRENCE DRIVE WISCONSIN
12079_drw.pdf | to information | either the and (4) | document or the confidential or trade upon completion of the need to retain WWW.NPOWER.CUMMINS.COM aNlPlowceorp,ieLsLCthereof,
12079_drw.pdf | OTHERWISE | SPECIFIED | ALL DIMENSION TOLERANCESTAIRETLE 2:
12079_drw.pdf |  | 1IM$PERIAL | UNITS METRIC UNITS DWG UNITS: DRAWN BY: PBS DATE: | 26DEC2007
12079_drw.pdf |  | 1.-2XXX5= # | IN/LB/S APPD BY:- 0.005 .XX= # 0.2 F.OXRM=TOL#ERA0N.C8ES | -
12079_drw.pdf |  |  | F..AXXBX T==OLE##RAN10C..E58S 0.112 1.000 SCALE 1OF1 12079 | REV:
12083_drw.pdf | 1 | 1 | FRAME -W.U. , HEAT EXCHANGER MOUNT | 12084
12083_drw.pdf | 2 | 2 | ADAPTER, STR, 3" FLG X 3" TUBE | 12085
12083_drw.pdf | 3 | 2 | ADAPTER, STR, 2" FLG X 1.25" TUBE | 12090
12083_drw.pdf | 4 | 1 | FRAME - W.U. SURGE, TANK SUPPORT | 12099
12083_drw.pdf | 5 | 1 | TANK, SURGE 15 GAL, GT EXHAUST | 68-1500
12083_drw.pdf | 6 | 1 | TANK, SURGE 8 GAL, GT EXHAUST | 68-800
12083_drw.pdf | 7 | 3 | ADAPT, STR, -12 BEAD X -12 NPT | 4404-12-12
12083_drw.pdf | 8 | 1 | ADAPT, STR, -20 BEAD X -16 NPT | 4404-20-16
12083_drw.pdf | 9 | 1 | TUBE, UPPER JW, GTA 19 AMERIDEX H/X | 12086
12083_drw.pdf | 10 | 1 | TUBE, LOWER JW, GTA 19 AMERIDEX H/X | 12087
12083_drw.pdf | 11 | 1 | TUBE, UPPER A/C, GTA 19 AMERIDEX H/X | 12088
12083_drw.pdf | 12 | 1 | TUBE, LOWER A/C, GTA19 AMERIDEX H/X | 12089
12083_drw.pdf | 13 | 8 | T-BOLT, 1/4-28 X 2-3/4, ZNYL | 12096
12083_drw.pdf | 14 | 2 | STRAP, 8 GALLON, SURGE TANK | 12100
12083_drw.pdf | 15 | 2 | STRAP, 15 GALLON, SURGE TANK | 12566
12083_drw.pdf | 16 | 3 | ELBOW, 3" ID, 90 DEGREE | 21042
12083_drw.pdf | 17 | 1 | HOSE MOLDED, MODIFIED VERSION OF 21528 | 21528-01
12083_drw.pdf | 18 | 1 | HOSE MOLDED, MODIFIED VERSION OF 21528 | 21528-02
12083_drw.pdf | 19 | 1 | ELBOW, 90 DEG, MODIFIED GATES 21892 | 21892-01
12083_drw.pdf | 20 | 1 | NIPPLE,1.00" NPT PIPE, 1.50" LONG | 26969_0150
12083_drw.pdf | 21 | 2 | NIPPLE, PIPE, 2 X CLOSE BIP | 71576
12083_drw.pdf | 22 | 4 | CLAMP, WORM, 3/4" I.D 1 1/8" O.D. HOSE, .88 - 1.25 | 14990-12
12083_drw.pdf | 23 | 8 | CLAMP, WORM, 1 1/4" I.D. 1 5/8" O.D. HOSE, 1.13 - | 14990-20
12083_drw.pdf | 24 | 2 | GASKET, TEFLON, 2" FULL FLANGE | 14990-20
12083_drw.pdf | 25 | 4 | GASKET, TEFLON, 3" FULL FLANGE | 14990-20
12083_drw.pdf | 26
12083_drw.pdf | 27
12083_drw.pdf | 28 | 6 | CLAMP, 3" NOMINAL, ac300 | AC300
12083_drw.pdf | 29 | 2 | CLAMP, 3.5" NOMINAL | AC350
12083_drw.pdf | 30 | 1 | HEAT EXCHANGER, PLATE STYLE, TWO SECTION | AMERIDEX_X-35-21
12083_drw.pdf | 31 | 2 | ELBOW, REDUCER 90, 2 X 3/4 BIP | LTL-RE23490
12083_drw.pdf | 32 | 1 | BUSHING,REDUCER, 1 X 3/4 BIP | LTL-SRB134
12083_drw.pdf | 33 | 1 | TEE, BLK, 1" | LTL-ST1
12083_drw.pdf |  |  | 20 A
12083_drw.pdf |  |  | 21
12083_drw.pdf |  |  | SCALE | 0.310
12083_drw.pdf |  |  | 31
12084_drw.pdf | 1 | 1 | CHANNEL, H/X, FRAME SIDE LH | 12084-01
12084_drw.pdf | 2 | 1 | CHANNEL, H/X, FRAME SIDE RH | 12084-02
12084_drw.pdf | 3 | 1 | CHANNEL, H/X, FRAME FRONT | 12084-03
12084_drw.pdf | 4 | 2 | CHANNEL, H/X SUPPORT, CROSS MEMBER | 12084-04
12084_drw.pdf | 5 | 1 | PLATE, CROSSMEMBER, SUPPORT | 12084-05
12084_drw.pdf |  |  | 5
12084_drw.pdf | contains Cummins | confidential LLC and is | trade secret information, is the given to the receiver in confidence. CUMMINS NPOWER, LLC | NPOWER SYSTEMS
12084_drw.pdf | by confidence | and and agrees that, | of the document accepts the except as authorized in writing by 1600 BUERKLE ROAD WHITE BEAR LAKE, MN | LAWRENCE DRIVE WISCONSIN
12084_drw.pdf | to information | either the and (4) | document or the confidential or trade upon completion of the need to retain aNlPlowceorp,ieLsLCthereof, WWW.NPOWER.CUMMINS.COM
12084_drw.pdf | OTHERWISE | SPECIFIED | ALL DIMENSION TOLERANCESTAIRETLE 2:HEAT EXCHANGER MOUNT
12084_drw.pdf |  | 1IM$PERIAL | UNITSMETRIC UNITS DWG UNITS: DRAWN BY: MJD DATE: | 26-DEC-07
12084_drw.pdf |  | 1.-2XXX5= # | IN/LB/S APPD BY:- 0.005 .XX= # 0.2 F.OXRM=TOL#ERA0N.C8ES | -
12084_drw.pdf |  |  | F..AXXBXT==OLE##RAN10C..E58S 204.477 0.125 SCALE 1OF3 12084 | REV:
12085_drw.pdf | 1 | 1 | TUBE, 3" OD X .06 WALL | 12013-02
12085_drw.pdf | 2 | 1 | FLANGE, 3", 150 LB CLASS | 12085-01
12085_drw.pdf |  |  | 2.56
12085_drw.pdf | RETENTION |  | (.03)
12085_drw.pdf |  | BEAD
12085_drw.pdf |  |  | .06
12085_drw.pdf |  |  | 0.50
12085_drw.pdf | contains Cummins | confidential LLC and is | trade secret information, is the given to the receiver in confidence. CUMMINS NPOWER, LLC | NPOWER SYSTEMS
12085_drw.pdf | by confidence | and and agrees that, | of the document accepts the except as authorized in writing by 1600 BUERKLE ROAD WHITE BEAR LAKE, MN | LAWRENCE DRIVE WISCONSIN
12085_drw.pdf | to information | either the and (4) | document or the confidential or trade upon completion of the need to retain aNlPlowceorp,ieLsLCthereof, WWW.NPOWER.CUMMINS.COM
12085_drw.pdf | OTHERWISE | SPECIFIED | ALL DIMENSION TOLERANCESTAIRETLE 2:3" FLG X 3" TUBE
12085_drw.pdf |  | 1IM$PERIAL | UNITS METRIC UNITS DWG UNITS: DRAWN BY: MJD DATE: | 26-DEC-07
12085_drw.pdf |  | 1.-2XXX5= # | IN/LB/S APPD BY:- 0.005 .XX= # 0.2 F.OXRM=TOL#ERA0N.C8ES | -
12085_drw.pdf |  |  | F..AXXBXT==OLE##RAN10C..E58S 4.244 0.750 SCALE 1OF1 12085 | REV:
12086_drw.pdf |  |  | 3.00
12086_drw.pdf |  |  | TUBE OD
12086_drw.pdf |  |  | 0.06
12086_drw.pdf | contains Cummins | confidential LLC and is | trade secret information, is the given to the receiver in confidence. CUMMINS NPOWER, LLC | NPOWER SYSTEMS
12086_drw.pdf | by confidence | and and agrees that, | of the document accepts the except as authorized in writing by 1600 BUERKLE ROAD WHITE BEAR LAKE, MN | LAWRENCE DRIVE WISCONSIN
12086_drw.pdf | to information | either the and (4) | document or the confidential or trade upon completion of the need to retain WWW.NPOWER.CUMMINS.COM aNlPlowceorp,ieLsLCthereof,
12086_drw.pdf | OTHERWISE | SPECIFIED | ALL DIMENSION TOLERANCESTAIRETLE 2:GTA 19 AMERIDEX H/X
12086_drw.pdf |  | 1IM$PERIAL | UNITS METRIC UNITS DWG UNITS: DRAWN BY: MJD DATE: | 26-DEC-07
12086_drw.pdf |  | 1.-2XXX5= # | IN/LB/S APPD BY:- 0.005 .XX= # 0.2 F.OXRM=TOL#ERA0N.C8ES | -
12086_drw.pdf |  |  | F..AXXBXT==OLE##RAN10C..E58S 2.580 0.500 SCALE 1OF1 12086 | REV:
12087_drw.pdf | 0,0,0
12087_drw.pdf | Z
12087_drw.pdf | X
12087_drw.pdf | contains Cummins | confidential LLC and is | trade secret information, is the given to the receiver in confidence. CUMMINS NPOWER, LLC | NPOWER SYSTEMS
12087_drw.pdf | by confidence | and and agrees that, | of the document accepts the except as authorized in writing by 1600 BUERKLE ROAD WHITE BEAR LAKE, MN | LAWRENCE DRIVE WISCONSIN
12087_drw.pdf | to information | either the and (4) | document or the confidential or trade upon completion of the need to retain WWW.NPOWER.CUMMINS.COM aNlPlowceorp,ieLsLCthereof,
12087_drw.pdf | OTHERWISE | SPECIFIED | ALL DIMENSION TOLERANCESTAIRETLE 2:GTA 19 AMERIDEX H/X
12087_drw.pdf |  | 1IM$PERIAL | UNITS METRIC UNITS DWG UNITS: DRAWN BY: MJD DATE: | 31-DEC-07
12087_drw.pdf |  | 1.-2XXX5= # | IN/LB/S APPD BY:- 0.005 .XX= # 0.2 F.OXRM=TOL#ERA0N.C8ES | -
12087_drw.pdf |  | FAB ..XXXXX== ## | FAB TOLERANCES 00..006300 ..XXX== ## 10..58 4.203 0.310 SCALE 1OF1 12087 | REV:
12088_drw.pdf |  | 1.25
12088_drw.pdf | contains Cummins | confidential LLC and is | trade secret information, is the given to the receiver in confidence. CUMMINS NPOWER, LLC | NPOWER SYSTEMS
12088_drw.pdf | by confidence | and and agrees that, | of the document accepts the except as authorized in writing by 1600 BUERKLE ROAD WHITE BEAR LAKE, MN | LAWRENCE DRIVE WISCONSIN
12088_drw.pdf | to information | either the and (4) | document or the confidential or trade upon completion of the need to retain WWW.NPOWER.CUMMINS.COM aNlPlowceorp,ieLsLCthereof,
12088_drw.pdf | OTHERWISE | SPECIFIED | ALL DIMENSION TOLERANCESTAIRETLE 2:GTA 19 AMERIDEX H/X
12088_drw.pdf |  | 1IM$PERIAL | UNITS METRIC UNITS DWG UNITS: DRAWN BY: MJD DATE: | 07-JAN-08
12088_drw.pdf |  | 1.-2XXX5= # | IN/LB/S APPD BY:- 0.005 .XX= # 0.2 F.OXRM=TOL#ERA0N.C8ES | -
12088_drw.pdf |  |  | F..AXXBXT==OLE##RAN10C..E58S 0.916 0.500 SCALE 1OF1 12088 | REV:
12089_drw.pdf | contains Cummins | confidential LLC and is | trade secret information, is the given to the receiver in confidence. CUMMINS NPOWER, LLC | NPOWER SYSTEMS
12089_drw.pdf | by confidence | and and agrees that, | of the document accepts the except as authorized in writing by 1600 BUERKLE ROAD WHITE BEAR LAKE, MN | LAWRENCE DRIVE WISCONSIN
12089_drw.pdf | to information | either the and (4) | document or the confidential or trade WWW.NPOWER.CUMMINS.COM upon completion of the need to retain aNlPlowceorp,ieLsLCthereof,
12089_drw.pdf | OTHERWISE | SPECIFIED | ALL DIMENSION TOLERANCESTAIRETLE 2:GTA19 AMERIDEX H/X
12089_drw.pdf |  | 1IM$PERIAL | UNITS METRIC UNITS DWG UNITS: DRAWN BY: MJD DATE: | 02-JAN-08
12089_drw.pdf |  | 1.-2XXX5= # | IN/LB/S APPD BY:- 0.005 .XX= # 0.2 F..OXXRXM==TOL##ERA00N..C84ES | -
12089_drw.pdf |  |  | F..AXXBXT==OLE##RAN10C..E58S 3.181 0.125 SCALE 1OF1 12089
12090_drw.pdf | 1 | 1 | FLANGE, 2", 150 LB CLASS | 12090-01
12090_drw.pdf | 2 | 1 | TUBE, 1.25" OD X .06 WALL | 12090-02
12090_drw.pdf | RETENTION | RETENTION | (.03)
12090_drw.pdf |  |  | 0.50
12090_drw.pdf | contains Cummins | confidential LLC and is | trade secret information, is the given to the receiver in confidence. CUMMINS NPOWER, LLC | NPOWER SYSTEMS
12090_drw.pdf | by confidence | and and agrees that, | of the document accepts the except as authorized in writing by 1600 BUERKLE ROAD WHITE BEAR LAKE, MN | LAWRENCE DRIVE WISCONSIN
12090_drw.pdf | to information | either the and (4) | document or the confidential or trade upon completion of the need to retain aNlPlowceorp,ieLsLCthereof, WWW.NPOWER.CUMMINS.COM
12090_drw.pdf | OTHERWISE | SPECIFIED | ALL DIMENSION TOLERANCESTAIRETLE 2:2" FLG X 1.25" TUBE
12090_drw.pdf |  | 1IM$PERIAL | UNITS METRIC UNITS DWG UNITS: DRAWN BY: MJD DATE: | 26-DEC-07
12090_drw.pdf |  | 1.-2XXX5= # | IN/LB/S APPD BY:- 0.005 .XX= # 0.2 F.OXRM=TOL#ERA0N.C8ES | -
12090_drw.pdf |  |  | F..AXXBXT==OLE##RAN10C..E58S 2.868 0.750 SCALE 1OF1 12090 | REV:
12096_drw.pdf |  |  | STEEL T-BOLT
12096_drw.pdf |  |  | 1/4-28 THREAD
12096_drw.pdf |  |  | YELLOW ZINC PLATED
12096_drw.pdf |  |  | SUGGESTED VENDOR: BAHCALL RUBBER
12096_drw.pdf | contains Cummins | confidential LLC and is | trade secret information, is the given to the receiver in confidence. CUMMINS NPOWER, LLC | NPOWER SYSTEMS
12096_drw.pdf | by confidence | and and agrees that, | of the document accepts the except as authorized in writing by 1600 BUERKLE ROAD WHITE BEAR LAKE, MN | LAWRENCE DRIVE WISCONSIN
12096_drw.pdf | to information | either the and (4) | document or the confidential or trade upon completion of the need to retain WWW.NPOWER.CUMMINS.COM aNlPlowceorp,ieLsLCthereof,
12096_drw.pdf | OTHERWISE | SPECIFIED | ALL DIMENSION TOLERANCESTAIRETLE 2:ZNYL
12096_drw.pdf |  | 1IM$PERIAL | UNITS METRIC UNITS DWG UNITS: DRAWN BY: MJD DATE: | 28-DEC-07
12096_drw.pdf |  | 1.-2XXX5= # | IN/LB/S APPD BY:- 0.005 .XX= # 0.2 F.OXRM=TOL#ERA0N.C8ES | -
12096_drw.pdf |  |  | F..AXXBXT==OLE##RAN10C..E58S 0.049 2.000 SCALE 1OF1 12096 | REV:
12099_drw.pdf | 1 | 4 | TUBE, 1-1/2 X 1-1/2 X 3/16 X 50 | 12099-01
12099_drw.pdf | 2 | 2 | TUBE, 1-1/2 X 1-1/2 X 3/16 X 42-1/2 | 12099-02
12099_drw.pdf | 3 | 2 | TUBE, SURGE TANK SUPPORT | 12099-03
12099_drw.pdf | 4 | 2 | PLATE, SURGE TANK, FRAME MOUNT | 12099-04
12099_drw.pdf | 5 | 4 | GUSSET, SURGE TANK, FRAME | 12099-05
12099_drw.pdf |  |  | NOTES:
12099_drw.pdf |  |  | PRIME AND PAINT | GREEN
12099_drw.pdf | TphriospedrotcyumoefntCucmomnitnasinNsPocwoenrf,idLeLnCtiaanld |  | ainsdgtirvaednetsoectrheetriencfeoirvmeartiionn,coinsfitdheence. CUMMINS NPOWER, LLC | NPOWER SYSTEMS
12099_drw.pdf | by dCoucmummiennstNiPnowceorn,fiidtenwciellan(d1)agnroetesustehatth,e or trade | and dCoucmummiennstNiPnowceorn,fiidtenwciellan(d1)agnroetesustehatth,e information | of the document accepts the edxocceupmtenatsoarutahnoyriczoepdy itnhewrreiotfinogr btyhe 1600 BUERKLE ROAD therein, (2) not copy the document, WHITE BEAR LAKE, MN | LAWRENCE DRIVE WISCONSIN
12099_drw.pdf | to information | either the and (4) | document or the confidential or trade upon completion of the need to retain WWW.NPOWER.CUMMINS.COM aNlPlowceorp,ieLsLCthereof,
12099_drw.pdf | OTHERWISE | SPECIFIED | ALL DIMENSION TOLERANCESTAIRETLE 2:TANK SUPPORT
12099_drw.pdf |  | 1IM$PERIAL | UNITS METRIC UNITS DWG UNITS: DRAWN BY: MJD DATE: | 28-DEC-07
12099_drw.pdf |  | 1.-2XXX5= # | IN/LB/S APPD BY:- 0.005 .XX= # 0.2 F.OXRM=TOL#ERA0N.C8ES | -
12099_drw.pdf |  |  | F..AXXBXT==OLE##RAN10C..E58S 103.324 0.100 SCALE 1OF3 12099 | REV:
12100_drw.pdf |  |  | R0.13
12100_drw.pdf |  |  | TYP
12100_drw.pdf |  |  | 0.75
12100_drw.pdf | contains Cummins | confidential LLC and is | trade secret information, is the given to the receiver in confidence. CUMMINS NPOWER, LLC | NPOWER SYSTEMS
12100_drw.pdf | by confidence | and and agrees that, | of the document accepts the except as authorized in writing by 1600 BUERKLE ROAD WHITE BEAR LAKE, MN | LAWRENCE DRIVE WISCONSIN
12100_drw.pdf | to information | either the and (4) | document or the confidential or trade upon completion of the need to retain WWW.NPOWER.CUMMINS.COM aNlPlowceorp,ieLsLCthereof,
12100_drw.pdf | OTHERWISE | SPECIFIED | ALL DIMENSION TOLERANCESTAIRETLE 2:SURGE TANK
12100_drw.pdf |  | 1IM$PERIAL | UNITS METRIC UNITS DWG UNITS: DRAWN BY: MJD DATE: | 28-DEC-07
12100_drw.pdf |  | 1.-2XXX5= # | IN/LB/S APPD BY:- 0.005 .XX= # 0.2 F..OXXRXM==TOL##ERA00N..C84ES | -
12100_drw.pdf |  |  | F..AXXBXT==OLE##RAN10C..E58S 0.619 0.500 SCALE 1OF1 12100
12106-01_drw.pdf | .25" |  | CRS
12106-01_drw.pdf | contains Cummins | confidential LLC and is | trade secret information, is the given to the receiver in confidence. CUMMINS NPOWER, LLC | NPOWER SYSTEMS
12106-01_drw.pdf | by confidence | and and agrees that, | of the document accepts the except as authorized in writing by 1600 BUERKLE ROAD WHITE BEAR LAKE, MN | LAWRENCE DRIVE WISCONSIN
12106-01_drw.pdf | to information | either the and (4) | document or the confidential or trade upon completion of the need to retain WWW.NPOWER.CUMMINS.COM aNlPlowceorp,ieLsLCthereof,
12106-01_drw.pdf | OTHERWISE | SPECIFIED | ALL DIMENSION TOLERANCESTAIRETLE 2:PECO 89 SERIES
12106-01_drw.pdf |  | 1IM$PERIAL | UNITS METRIC UNITS DWG UNITS: DRAWN BY: SD DATE: | 01/03/08
12106-01_drw.pdf |  | 1.-2XXX5= # | IN/LB/S APPD BY:- 0.005 .XX= # 0.2 F.OXRM=TOL#ERA0N.C8ES | -
12106-01_drw.pdf |  |  | F..AXXBXT==OLE##RAN10C..E58S 0.000 0.375 SCALE 1OF1 | REV:
12106-02_drw.pdf | .25" |  | CRS
12106-02_drw.pdf | contains Cummins | confidential LLC and is | trade secret information, is the given to the receiver in confidence. CUMMINS NPOWER, LLC | NPOWER SYSTEMS
12106-02_drw.pdf | by confidence | and and agrees that, | of the document accepts the except as authorized in writing by 1600 BUERKLE ROAD WHITE BEAR LAKE, MN | LAWRENCE DRIVE WISCONSIN
12106-02_drw.pdf | to information | either the and (4) | document or the confidential or trade upon completion of the need to retain WWW.NPOWER.CUMMINS.COM aNlPlowceorp,ieLsLCthereof,
12106-02_drw.pdf | OTHERWISE | SPECIFIED | ALL DIMENSION TOLERANCESTAIRETLE 2:
12106-02_drw.pdf |  | 1IM$PERIAL | UNITS METRIC UNITS DWG UNITS: DRAWN BY: SD DATE: | 01/03/08
12106-02_drw.pdf |  | 1.-2XXX5= # | IN/LB/S APPD BY:- 0.005 .XX= # 0.2 F.OXRM=TOL#ERA0N.C8ES | -
12106-02_drw.pdf |  |  | F..AXXBXT==OLE##RAN10C..E58S 0.000 0.500 SCALE 1OF1 | REV:
12106-03_drw.pdf |  |  | 6.00
12106-03_drw.pdf |  |  | CRS
12106-03_drw.pdf | contains Cummins | confidential LLC and is | trade secret information, is the given to the receiver in confidence. CUMMINS NPOWER, LLC | NPOWER SYSTEMS
12106-03_drw.pdf | by confidence | and and agrees that, | of the document accepts the except as authorized in writing by 1600 BUERKLE ROAD WHITE BEAR LAKE, MN | LAWRENCE DRIVE WISCONSIN
12106-03_drw.pdf | to information | either the and (4) | document or the confidential or trade upon completion of the need to retain WWW.NPOWER.CUMMINS.COM aNlPlowceorp,ieLsLCthereof,
12106-03_drw.pdf | OTHERWISE | SPECIFIED | ALL DIMENSION TOLERANCESTAIRETLE 2:
12106-03_drw.pdf |  | 1IM$PERIAL | UNITS METRIC UNITS DWG UNITS: DRAWN BY: SD DATE: | 01/03/08
12106-03_drw.pdf |  | 1.-2XXX5= # | IN/LB/S APPD BY:- 0.005 .XX= # 0.2 F.OXRM=TOL#ERA0N.C8ES | -
12106-03_drw.pdf |  |  | F..AXXBXT==OLE##RAN10C..E58S 0.000 0.750 SCALE 1OF1 | REV:
12106_drw.pdf | 1 | 1 | BRACKET, SUPPORT, PECO 89 SERIES | 12106-01
12106_drw.pdf | 2 | 1 | BRACKET, BACK | 12106-02
12106_drw.pdf | 3 | 2 | BRACKET, GUSSET | 12106-02
12106_drw.pdf | contains Cummins | confidential LLC and is | trade secret information, is the given to the receiver in confidence. CUMMINS NPOWER, LLC | NPOWER SYSTEMS
12106_drw.pdf | by confidence | and and agrees that, | of the document accepts the except as authorized in writing by 1600 BUERKLE ROAD WHITE BEAR LAKE, MN | LAWRENCE DRIVE WISCONSIN
12106_drw.pdf | to information | either the and (4) | document or the confidential or trade upon completion of the need to retain WWW.NPOWER.CUMMINS.COM aNlPlowceorp,ieLsLCthereof,
12106_drw.pdf | OTHERWISE | SPECIFIED | ALL DIMENSION TOLERANCESTAIRETLE 2:PECO 89 SERIES FILTER
12106_drw.pdf |  | 1IM$PERIAL | UNITS METRIC UNITS DWG UNITS: DRAWN BY: SD DATE: | 01/03/08
12106_drw.pdf |  | 1.-2XXX5= # | IN/LB/S APPD BY:- 0.005 .XX= # 0.2 F.OXRM=TOL#ERA0N.C8ES | -
12106_drw.pdf |  |  | F..AXXBX T==OLE##RAN10C..E58S 42238.628 0.250 SCALE 1OF1 12106 | REV:
12107_drw.pdf |  |  | 0.50
12107_drw.pdf |  |  | 1.00 4.00
12107_drw.pdf | contains Cummins | confidential LLC and is | trade secret information, is the given to the receiver in confidence. CUMMINS NPOWER, LLC | NPOWER SYSTEMS
12107_drw.pdf | by confidence | and and agrees that, | of the document accepts the except as authorized in writing by 1600 BUERKLE ROAD WHITE BEAR LAKE, MN | LAWRENCE DRIVE WISCONSIN
12107_drw.pdf | to information | either the and (4) | document or the confidential or trade upon completion of the need to retain WWW.NPOWER.CUMMINS.COM aNlPlowceorp,ieLsLCthereof,
12107_drw.pdf | OTHERWISE | SPECIFIED | ALL DIMENSION TOLERANCESTAIRETLE 2:PECO 89 SERIES FILTER
12107_drw.pdf |  | 1IM$PERIAL | UNITS METRIC UNITS DWG UNITS: DRAWN BY: SD DATE: | 01/07/08
12107_drw.pdf |  | 1.-2XXX5= # | - APPD BY:- 0.005 .XX= # 0.2 F.OXRM=TOL#ERA0N.C8ES | -
12107_drw.pdf |  |  | F..AXXBXT==OLE##RAN10C..E58S 0.000 0.500 SCALE 1OF1 12107 | REV:
12109_drw.pdf | THREADS | PER
12109_drw.pdf | contains Cummins | confidential LLC and is | trade secret information, is the given to the receiver in confidence. CUMMINS NPOWER, LLC | NPOWER SYSTEMS
12109_drw.pdf | by confidence | and and agrees that, | of the document accepts the except as authorized in writing by 1600 BUERKLE ROAD WHITE BEAR LAKE, MN | LAWRENCE DRIVE WISCONSIN
12109_drw.pdf | to information | either the and (4) | document or the confidential or trade upon completion of the need to retain WWW.NPOWER.CUMMINS.COM aNlPlowceorp,ieLsLCthereof,
12109_drw.pdf | OTHERWISE | SPECIFIED | ALL DIMENSION TOLERANCESTAIRETLE 2:McMaster_Carr 44615K529
12109_drw.pdf |  | 1IM$PERIAL | UNITS METRIC UNITS DWG UNITS: DRAWN BY: SD DATE: | 01/22/08
12109_drw.pdf |  | 1.-2XXX5= # | APPD BY: 0.005 .XX= # 0.2 F.OXRM=TOL#ERA0N.C8ES
12109_drw.pdf |  |  | F..AXXBXT==OLE##RAN10C..E58S 1.000 SCALE 1OF1 12109 | REV:
12110_drw.pdf |  |  | 3.73
12110_drw.pdf | contains Cummins | confidential LLC and is | trade secret information, is the given to the receiver in confidence. CUMMINS NPOWER, LLC | NPOWER SYSTEMS
12110_drw.pdf | by confidence | and and agrees that, | of the document accepts the except as authorized in writing by 1600 BUERKLE ROAD WHITE BEAR LAKE, MN | LAWRENCE DRIVE WISCONSIN
12110_drw.pdf | to information | either the and (4) | document or the confidential or trade upon completion of the need to retain WWW.NPOWER.CUMMINS.COM aNlPlowceorp,ieLsLCthereof,
12110_drw.pdf | OTHERWISE | SPECIFIED | ALL DIMENSION TOLERANCESTAIRETLE 2: McCarr 44605k119 (OBSOLETE, | USE A042A714)
12110_drw.pdf |  | 1IM$PERIAL | UNITS METRIC UNITS DWG UNITS: DRAWN BY: SD DATE: | 01/22/08
12110_drw.pdf |  | 1.-2XXX5= # | APPD BY: 0.005 .XX= # 0.2 F.OXRM=TOL#ERA0N.C8ES
12110_drw.pdf |  |  | F..AXXBXT==OLE##RAN10C..E58S 0.750 SCALE 1OF1 12110 | REV:
12112_drw.pdf |  |  | 3.06
12112_drw.pdf |  |  | 2" NPT 11-1/2 THREADS PER INCH
12112_drw.pdf | contains Cummins | confidential LLC and is | trade secret information, is the given to the receiver in confidence. CUMMINS NPOWER, LLC | NPOWER SYSTEMS
12112_drw.pdf | by confidence | and and agrees that, | of the document accepts the except as authorized in writing by 1600 BUERKLE ROAD WHITE BEAR LAKE, MN | LAWRENCE DRIVE WISCONSIN
12112_drw.pdf | to information | either the and (4) | document or the confidential or trade upon completion of the need to retain WWW.NPOWER.CUMMINS.COM aNlPlowceorp,ieLsLCthereof,
12112_drw.pdf | OTHERWISE | SPECIFIED | ALL DIMENSION TOLERANCESTAIRETLE 2:McMaster_Carr 68095K125
12112_drw.pdf |  | 1IM$PERIAL | UNITS METRIC UNITS DWG UNITS: DRAWN BY: SD DATE: | 01/22/08
12112_drw.pdf |  | 1.-2XXX5= # | APPD BY: 0.005 .XX= # 0.2 F.OXRM=TOL#ERA0N.C8ES
12112_drw.pdf |  |  | F..AXXBXT==OLE##RAN10C..E58S 0.750 SCALE 1OF1 12112 | REV:
12113_drw.pdf |  |  | 6.14
12113_drw.pdf |  |  | 4.01
12113_drw.pdf |  |  | 2.38
12113_drw.pdf |  |  | 1.38
12113_drw.pdf |  |  | 0.50
12113_drw.pdf |  |  | 0.00
12113_drw.pdf |  |  | FOR REFERENCE ONLY
12113_drw.pdf | contains Cummins | confidential LLC and is | trade secret information, is the given to the receiver in confidence. CUMMINS NPOWER, LLC | NPOWER SYSTEMS
12113_drw.pdf | by confidence | and and agrees that, | of the document accepts the except as authorized in writing by 1600 BUERKLE ROAD WHITE BEAR LAKE, MN | LAWRENCE DRIVE WISCONSIN
12113_drw.pdf | to information | either the and (4) | document or the confidential or trade upon completion of the need to retain WWW.NPOWER.CUMMINS.COM aNlPlowceorp,ieLsLCthereof,
12113_drw.pdf | OTHERWISE | SPECIFIED | ALL DIMENSION TOLERANCESTAIRETLE 2:ASSEMBLY
12113_drw.pdf |  | 1IM$PERIAL | UNITS METRIC UNITS DWG UNITS: DRAWN BY: MJD DATE: | 03-JAN-08
12113_drw.pdf |  | 1.-2XXX5= # | IN/LB/S APPD BY:- 0.005 .XX= # 0.2 F.OXRM=TOL#ERA0N.C8ES | -
12113_drw.pdf |  |  | F..AXXBXT==OLE##RAN10C..E58S 1.269 0.750 SCALE 1OF1 12113 | REV:
12116_drw.pdf | 1 | 1 | MOTOR, HYDRAULIC STARTING OPTION, CFP15E | 12116
12116_drw.pdf | contains Cummins | confidential LLC and is | trade secret information, is the given to the receiver in confidence. CUMMINS NPOWER, LLC | NPOWER SYSTEMS
12116_drw.pdf | by confidence | and and agrees that, | of the document accepts the except as authorized in writing by 1600 BUERKLE ROAD WHITE BEAR LAKE, MN | LAWRENCE DRIVE WISCONSIN
12116_drw.pdf | to information | either the and (4) | document or the confidential or trade upon completion of the need to retain WWW.NPOWER.CUMMINS.COM aNlPlowceorp,ieLsLCthereof,
12116_drw.pdf | OTHERWISE | SPECIFIED | ALL DIMENSION TOLERANCESTAIRETLE 2:CFP15E
12116_drw.pdf |  | 1IM$PERIAL | UNITS METRIC UNITS DWG UNITS: DRAWN BY: S.DANFORTH DATE: | 30NOV2007
12116_drw.pdf |  | 12.XXX5= # | IN/LB/S APPD BY: S.DANFORTH 0.005 .XX= # 0.2 F.OXRM=TOL#ERA0N.C8ES | 09JAN2008
12116_drw.pdf |  |  | F..AXXBXT==OLE##RAN10C..E58S 0.000 0.500 SCALE 1OF1 12116 | REV:
12117_drw.pdf | 1 | 1 | PUMP, RECHARGE, ENGINE MOUNTED, HYDRAULIC STARTING | OPTION1,21C1P7F15E
12117_drw.pdf | SAE | "A' | 11 TOOTH
12117_drw.pdf | contains Cummins | confidential LLC and is | trade secret information, is the given to the receiver in confidence. CUMMINS NPOWER, LLC | NPOWER SYSTEMS
12117_drw.pdf | by confidence | and and agrees that, | of the document accepts the except as authorized in writing by 1600 BUERKLE ROAD WHITE BEAR LAKE, MN | LAWRENCE DRIVE WISCONSIN
12117_drw.pdf | to information | either the and (4) | document or the confidential or trade upon completion of the need to retain WWW.NPOWER.CUMMINS.COM aNlPlowceorp,ieLsLCthereof,
12117_drw.pdf | OTHERWISE | SPECIFIED | ALL DIMENSION TOLERANCESTAIRETLE 2:HYDRAULIC STARTING OPTION,
12117_drw.pdf |  | 1IM$PERIAL | UNITS METRIC UNITS DWG UNITS: DRAWN BY: S.DANFORTH DATE: | 30NOV2007
12117_drw.pdf |  | 12.XXX5= # | IN/LB/S APPD BY: S.DANFORTH 0.005 .XX= # 0.2 F.OXRM=TOL#ERA0N.C8ES | 09JAN2008
12117_drw.pdf |  |  | F..AXXBXT==OLE##RAN10C..E58S 10.619 0.500 SCALE 1OF1 12117 | REV:
12118_drw.pdf | 1 | 1 | PUMP, RECHARGE, MANUAL, HYDRAULIC STARTING OPTION, | CFP15E12118
12118_drw.pdf |  |  | NOTE:
12118_drw.pdf |  |  | PURCHASE FROM POWER PRODUCTS
12118_drw.pdf |  |  | MANUFACTURED BY KOCSIS
12118_drw.pdf |  |  | KOCSIS HPA-300118
12118_drw.pdf |  |  | 3000 PSI
12118_drw.pdf | contains Cummins | confidential LLC and is | trade secret information, is the given to the receiver in confidence. CUMMINS NPOWER, LLC | NPOWER SYSTEMS
12118_drw.pdf | by confidence | and and agrees that, | of the document accepts the except as authorized in writing by 1600 BUERKLE ROAD WHITE BEAR LAKE, MN | LAWRENCE DRIVE WISCONSIN
12118_drw.pdf | to information | either the and (4) | document or the confidential or trade upon completion of the need to retain WWW.NPOWER.CUMMINS.COM aNlPlowceorp,ieLsLCthereof,
12118_drw.pdf | OTHERWISE | SPECIFIED | ALL DIMENSION TOLERANCESTAIRETLE 2:HYDRAULIC STARTING OPTION,
12118_drw.pdf |  | 1IM$PERIAL | UNITS METRIC UNITS DWG UNITS: DRAWN BY: S.DANFORTH DATE: | 30NOV2007
12118_drw.pdf |  | 12.XXX5= # | IN/LB/S APPD BY: S.DANFORTH 0.005 .XX= # 0.2 F.OXRM=TOL#ERA0N.C8ES | 09JAN2008
12118_drw.pdf |  |  | F..AXXBXT==OLE##RAN10C..E58S 11.034 0.250 SCALE 1OF1 12118 | REV:
12119_drw.pdf | 1 | 1 | DETAILVALVE, SOLENOID, HYDRAULIC STARTING OPTION, | 12119
12119_drw.pdf | NOTE:
12119_drw.pdf | PURCHASE |  | POWER PRODUCTS INC.
12119_drw.pdf | MANUFACTURED | MANUFACTURED | BY KOCSIS
12119_drw.pdf | KOCSIS
12119_drw.pdf | 3000 | PSI
12119_drw.pdf | contains Cummins | confidential LLC and is | trade secret information, is the given to the receiver in confidence. CUMMINS NPOWER, LLC | NPOWER SYSTEMS
12119_drw.pdf | by confidence | and and agrees that, | of the document accepts the except as authorized in writing by 1600 BUERKLE ROAD WHITE BEAR LAKE, MN | LAWRENCE DRIVE WISCONSIN
12119_drw.pdf | to information | either the and (4) | document or the confidential or trade upon completion of the need to retain WWW.NPOWER.CUMMINS.COM aNlPlowceorp,ieLsLCthereof,
12119_drw.pdf | OTHERWISE | SPECIFIED | ALL DIMENSION TOLERANCESTAIRETLE 2:HYDRAULIC STARTING OPTION,
12119_drw.pdf |  | 1IM$PERIAL | UNITS METRIC UNITS DWG UNITS: DRAWN BY: S.DANFORTH DATE: | 30NOV2007
12119_drw.pdf |  | 12.XXX5= # | IN/LB/S APPD BY: S.DANFORTH 0.005 .XX= # 0.2 F.OXRM=TOL#ERA0N.C8ES | 09JAN2008
12119_drw.pdf |  |  | F..AXXBXT==OLE##RAN10C..E58S 4.088 1.000 SCALE 1OF1 12119 | REV:
12120_drw.pdf | 1 | 1 | FILTER, HIGH PRESSURE, HYDRAULIC STARTING OPTION, | 12120
12120_drw.pdf |  |  | PRODUCTS INC.
12120_drw.pdf | MANUFACTURED | BY | KOCSIS
12120_drw.pdf |  | FRH300116
12120_drw.pdf | contains Cummins | confidential LLC and is | trade secret information, is the given to the receiver in confidence. CUMMINS NPOWER, LLC | NPOWER SYSTEMS
12120_drw.pdf | by confidence | and and agrees that, | of the document accepts the except as authorized in writing by 1600 BUERKLE ROAD WHITE BEAR LAKE, MN | LAWRENCE DRIVE WISCONSIN
12120_drw.pdf | to information | either the and (4) | document or the confidential or trade upon completion of the need to retain WWW.NPOWER.CUMMINS.COM aNlPlowceorp,ieLsLCthereof,
12120_drw.pdf | OTHERWISE | SPECIFIED | ALL DIMENSION TOLERANCESTAIRETLE 2:HYDRAULIC STARTING OPTION,
12120_drw.pdf |  | 1IM$PERIAL | UNITS METRIC UNITS DWG UNITS: DRAWN BY: S.DANFORTH DATE: | 30NOV2007
12120_drw.pdf |  | 12.XXX5= # | IN/LB/S APPD BY: S.DANFORTH 0.005 .XX= # 0.2 F.OXRM=TOL#ERA0N.C8ES | 09JAN2008
12120_drw.pdf |  |  | F..AXXBXT==OLE##RAN10C..E58S 0.000 1.000 SCALE 1OF1 12120 | REV:
12121_drw.pdf | 1 | 1 | FILTER, SUCTION, HYDRAULIC STARTING OPTION, CFP15E | 12121
12121_drw.pdf | NOTE:
12121_drw.pdf |  |  | FROM POWER PRODUCTS INC.
12121_drw.pdf | MANUFACTURED | MANUFACTURED | BY KOCSIS
12121_drw.pdf |  |  | 300382-3A
12121_drw.pdf | 3000 | PSI
12121_drw.pdf | contains Cummins | confidential LLC and is | trade secret information, is the given to the receiver in confidence. CUMMINS NPOWER, LLC | NPOWER SYSTEMS
12121_drw.pdf | by confidence | and and agrees that, | of the document accepts the except as authorized in writing by 1600 BUERKLE ROAD WHITE BEAR LAKE, MN | LAWRENCE DRIVE WISCONSIN
12121_drw.pdf | to information | either the and (4) | document or the confidential or trade upon completion of the need to retain WWW.NPOWER.CUMMINS.COM aNlPlowceorp,ieLsLCthereof,
12121_drw.pdf | OTHERWISE | SPECIFIED | ALL DIMENSION TOLERANCESTAIRETLE 2:HYDRAULIC STARTING OPTION,
12121_drw.pdf |  | 1IM$PERIAL | UNITS METRIC UNITS DWG UNITS: DRAWN BY: S.DANFORTH DATE: | 30NOV2007
12121_drw.pdf |  | 12.XXX5= # | IN/LB/S APPD BY: S.DANFORTH 0.005 .XX= # 0.2 F.OXRM=TOL#ERA0N.C8ES | 09JAN2008
12121_drw.pdf |  |  | F..AXXBXT==OLE##RAN10C..E58S 5.004 1.000 SCALE 1OF1 12121 | REV:
12122_drw.pdf | 1 | 1 | RESERVOIR, HYDRAULIC STARTING OPTION, CFP15E | 12122
12122_drw.pdf |  |  | NOTE:
12122_drw.pdf |  |  | ASHLAND, KY
12122_drw.pdf |  |  | MANUFACTURED BY KOCSIS
12122_drw.pdf |  |  | 15 GALLON RESERVOIR
12122_drw.pdf | contains Cummins | confidential LLC and is | trade secret information, is the given to the receiver in confidence. CUMMINS NPOWER, LLC | NPOWER SYSTEMS
12122_drw.pdf | by confidence | and and agrees that, | of the document accepts the except as authorized in writing by 1600 BUERKLE ROAD WHITE BEAR LAKE, MN | LAWRENCE DRIVE WISCONSIN
12122_drw.pdf | to information | either the and (4) | document or the confidential or trade upon completion of the need to retain WWW.NPOWER.CUMMINS.COM aNlPlowceorp,ieLsLCthereof,
12122_drw.pdf | OTHERWISE | SPECIFIED | ALL DIMENSION TOLERANCESTAIRETLE 2:CFP15E
12122_drw.pdf |  | 1IM$PERIAL | UNITS METRIC UNITS DWG UNITS: DRAWN BY: S.DANFORTH DATE: | 30NOV2007
12122_drw.pdf |  | 12.XXX5= # | IN/LB/S APPD BY: S.DANFORTH 0.005 .XX= # 0.2 F.OXRM=TOL#ERA0N.C8ES | 09JAN2008
12122_drw.pdf |  |  | F..AXXBXT==OLE##RAN10C..E58S 0.000 0.250 SCALE 1OF1 12122 | REV:
12123_drw.pdf | 1 | 1 | ACCUMULATOR, HYDRAULIC HYDRAULIC STARTING OPTION, | 12123
12123_drw.pdf |  |  | NOTE:
12123_drw.pdf |  |  | PURCHASE FROM POWER PRODUCTS
12123_drw.pdf |  |  | ASHLAND, KY
12123_drw.pdf |  |  | MANUFACTURED BY KOCSIS
12123_drw.pdf |  |  | KOCSIS A-60-2310-3K-B-20S
12123_drw.pdf |  |  | 10 GALLON ACCUMULATOR
12123_drw.pdf | contains Cummins | confidential LLC and is | trade secret information, is the given to the receiver in confidence. CUMMINS NPOWER, LLC | NPOWER SYSTEMS
12123_drw.pdf | by confidence | and and agrees that, | of the document accepts the except as authorized in writing by 1600 BUERKLE ROAD WHITE BEAR LAKE, MN | LAWRENCE DRIVE WISCONSIN
12123_drw.pdf | to information | either the and (4) | document or the confidential or trade upon completion of the need to retain WWW.NPOWER.CUMMINS.COM aNlPlowceorp,ieLsLCthereof,
12123_drw.pdf | OTHERWISE | SPECIFIED | ALL DIMENSION TOLERANCESTAIRETLE 2:CFP15E
12123_drw.pdf |  | 1IM$PERIAL | UNITS METRIC UNITS DWG UNITS: DRAWN BY: S.DANFORTH DATE: | 30NOV2007
12123_drw.pdf |  | 12.XXX5= # | IN/LB/S APPD BY: S.DANFORTH 0.005 .XX= # 0.2 F.OXRM=TOL#ERA0N.C8ES | 09JAN2008
12123_drw.pdf |  |  | F..AXXBXT==OLE##RAN10C..E58S 190.425 0.125 SCALE 1OF1 12123 | REV:
12124_drw.pdf | 1 | 1 | BRACKET, ACCUMULATOR MOUNTING, HYDRAULIC STARTING | OPTION,12C1F2P415E
12124_drw.pdf | FROM | POWER | PRODUCTS INC.
12124_drw.pdf | MANUFACTURED | BY
12124_drw.pdf | BK-207607
12124_drw.pdf |  | ACCUMULATOR
12124_drw.pdf | contains Cummins | confidential LLC and is | trade secret information, is the given to the receiver in confidence. CUMMINS NPOWER, LLC | NPOWER SYSTEMS
12124_drw.pdf | by confidence | and and agrees that, | of the document accepts the except as authorized in writing by 1600 BUERKLE ROAD WHITE BEAR LAKE, MN | LAWRENCE DRIVE WISCONSIN
12124_drw.pdf | to information | either the and (4) | document or the confidential or trade upon completion of the need to retain WWW.NPOWER.CUMMINS.COM aNlPlowceorp,ieLsLCthereof,
12124_drw.pdf | OTHERWISE | SPECIFIED | ALL DIMENSION TOLERANCESTAIRETLE 2:HYDRAULIC STARTING OPTION,
12124_drw.pdf |  | 1IM$PERIAL | UNITS METRIC UNITS DWG UNITS: DRAWN BY: S.DANFORTH DATE: | 30NOV2007
12124_drw.pdf |  | 12.XXX5= # | IN/LB/S APPD BY: S.DANFORTH 0.005 .XX= # 0.2 F.OXRM=TOL#ERA0N.C8ES | 09JAN2008
12124_drw.pdf |  |  | F..AXXBXT==OLE##RAN10C..E58S 2.503 0.500 SCALE 1OF1 12124 | REV:
12125_drw.pdf | 1 | 3 | TIMBER, 3 X 4 X 135 LONG, WHITE WOOD | 12125_01
12125_drw.pdf | 2 | 6 | TIMBER, 3 X 4 X 66 LONG, WHITE WOOD | 12125_02
12125_drw.pdf | 3 | 2 | TIMBER, 4 X 6 X 135 LONG, WHITE WOOD | 12125_03
12132_drw.pdf | 1 | 2 | CHANNEL 1.5" X 3" A-36 | 12132-01
12132_drw.pdf | 2 | 4 | 3/8" PLATE | 12132-02
12132_drw.pdf | 3 | 2 | ANGLE, 1" X 1" X 1/8" | 12132-03
12132_drw.pdf |  |  | 2
12132_drw.pdf |  |  | 1.00
12132_drw.pdf |  |  | SCALE 0.125
12132_drw.pdf |  |  | .12 TYP
12132_drw.pdf | TphriospedrotcyumoefntCucmomnitnasinNsPocwoenrf,idLeLnCtiaanld |  | ainsdgtirvaednetsoectrheetriencfeoirvmeartiionn,coinsfitdheence. CUMMINS NPOWER, LLC | NPOWER SYSTEMS
12132_drw.pdf | by confidence | and and agrees that, | of the document accepts the except as authorized in writing by 1600 BUERKLE ROAD WHITE BEAR LAKE, MN | LAWRENCE DRIVE WISCONSIN
12132_drw.pdf | to information | either the and (4) | document or the confidential or trade upon completion of the need to retain WWW.NPOWER.CUMMINS.COM aNlPlowceorp,ieLsLCthereof,
12132_drw.pdf | OTHERWISE | SPECIFIED | ALL DIMENSION TOLERANCESTAIRETLE 2:WELDMENT
12132_drw.pdf |  | 1IM$PERIAL | UNITS METRIC UNITS DWG UNITS: DRAWN BY: TDS DATE: | 08JAN2008
12132_drw.pdf |  | 1.-2XXX5= # | IN/LB/S APPD BY:- 0.005 .XX= # 0.2 F.OXRM=TOL#ERA0N.C8ES | -
12132_drw.pdf |  |  | F..AXXBXT==OLE##RAN10C..E58S 42238.628 0.250 SCALE 1OF2 12132 | REV:
12134_drw.pdf | 1 | 1 | CHANNEL, C4X5.4 | 12134-01
12134_drw.pdf | 2 | 2 | PLATE, 2.5X0.50 | 12134-02
12134_drw.pdf | 3 | 1 | NUT, HEX, 0.50 - 13 UNC GRADE 8, ZINC PLATED | NUT-050-GR8-ZC
12134_drw.pdf |  |  | 0.63 TYP
12166_drw.pdf |  |  | WELDMENT, STANDARD, CFP5.9/7E,
12166_drw.pdf |  |  | HRS, 8.0 X 8.0 X 0.50, 26.00"
12203_drw.pdf | contains Cummins | confidential LLC and is | trade secret information, is the given to the receiver in confidence. CUMMINS NPOWER LLC | CUSTOM DESIGN
12203_drw.pdf | by confidence | and and agrees that, | of the document accepts the except as authorized in writing by 1600 BUERKLE ROAD WHITE BEAR LAKE, MN | LAWRENCE DRIVE WISCONSIN
12203_drw.pdf | to information | either the and (4) | document or the confidential or trade upon completion of the need to retain aNlPlowceorpiLeLsC thereof, WWW.CUMMINSNPOWER.COM
12203_drw.pdf | OTHERWISE | SPECIFIED | ALL DIMENSION TOLERANCESNAPRET
12203_drw.pdf |  | 1IM$PERIAL | UNITS METRIC UNITS DWG UNITS: DRAWN BY: MJD DATE: | 13-FEB-09
12203_drw.pdf |  | 1.-2XXX5= # F..OXXRXXMX | IN/LB/S PRO-ENGINEERREF 0.005 .XX= # 0.2 F..OXXRXM==TOL##ERA00N..C84ES DRAWING | DRWG:- NO:
12203_drw.pdf |  |  | F..AXXBXT==OLE##RAN10C..E58S EST WEIGHT: 0.073 1 OF 1 12203
12205_drw.pdf | ITEM
12205_drw.pdf |  | P/N | AEROQUIP P/N
12205_drw.pdf | 5605-02-02-02
12205_drw.pdf | 5605-04-04-04
12205_drw.pdf | 5605-12-12-12
12205_drw.pdf | 5605-16-16-16
12205_drw.pdf | 5605-20-20-20 | 5605-20-20-20
12205_drw.pdf | 5605-24-24-24 | 5605-24-24-24 | 2090-24-24S
12205_drw.pdf | 5605-32-32-32 | 5605-32-32-32 | -
12205_drw.pdf | confidential NPower LLC and and | and trade is given to of the | secret information, is the the receiver in confidence. document accepts the CUMMINS NPOWER LLC CORPORATE OFFICE AND | DESIGN UPFIT CENTER
12205_drw.pdf | and agrees ittrawdiellse(c1r)etnoitnfuosrematthieondotchuemreenitn,or(2a)nynoctopcyoptyhetrheeofdoocrumtehnet, | that, except ittrawdiellse(c1r)etnoitnfuosrematthieondotchuemreenitn,or(2a)nynoctopcyoptyhetrheeofdoocrumtehnet, | authorized in writing by 1600 BUERKLE ROAD WHITE BEAR LAKE, MN | LAWRENCE DRIVE DEPERE, WISCONSIN
12205_drw.pdf | therein, and demand, therefrom. | (4) upon the document, COPYRIGHT | of the need to retain all copies thereof, andTEE, NPower LLC
12205_drw.pdf | SPECIFIED | ALL | DIMENSION TOLERANCES AFRENPT, STEEL
12205_drw.pdf | # 1 |  | MUENTIRTISC DWG UNITS: DRAWN BY: DJH DATE: | 20DEC2011
12205_drw.pdf |  |  | FO..RXXMX T==OLE##RAN00C..E84S DRAWING | NO:
12205_drw.pdf |  | ..FXXAXXBX | T==OLE##RAN00C..E00S6300 F..AXXBXT==OLE##RAN10C..E58S EST WEIGHT: 0.000 1 OF 1 12205
12278_drw.pdf | 2033-4-4S
12278_drw.pdf | 2033-5-5S
12278_drw.pdf | 2033-6-6S
12278_drw.pdf | 2033-8-8S
12278_drw.pdf | 2033-10-10S
12278_drw.pdf | 2033-8-12-12S
12278_drw.pdf | 2033-12-12S
12278_drw.pdf | 2033-12-12-16S
12278_drw.pdf | 2033-16-16S
12278_drw.pdf | 2033-20-20S
12278_drw.pdf | contains Cummins | confidential LLC and is | trade secret information, is the given to the receiver in confidence. CUMMINS NPOWER LLC | CUSTOM DESIGN
12278_drw.pdf | by confidence | and and agrees that, | of the document accepts the except as authorized in writing by 1600 BUERKLE ROAD WHITE BEAR LAKE, MN | LAWRENCE DRIVE WISCONSIN
12278_drw.pdf | to information or upon | either the and (4) demand, return | document or the confidential or trade upon completion of the need to retain the document, all copies thereof, WWW.CUMMINSNPOWER.COM
12278_drw.pdf | OTHERWISE | SPECIFIED | ALL DIMENSION TOLERANCESJAIREC
12278_drw.pdf |  | 1IM$PERIAL | UNITS METRIC UNITS DWG UNITS: DRAWN BY: MJD DATE: | 13-OCT-10
12278_drw.pdf |  | 1.-2XXX5= # F..OXXRXXMX | IN/LB/S PRO-ENGINEERINIT 0.005 .XX= # 0.2 F..OXXRXM==TOL##ERA00N..C84ES DRAWING | ECO: 2010-470 NO:
12278_drw.pdf |  |  | F..AXXBXT==OLE##RAN10C..E58S EST WEIGHT: 0.000 1 OF 1 12278
12281_drw.pdf | contains Cummins | confidential LLC and is | trade secret information, is the given to the receiver in confidence. CUMMINS NPOWER LLC | CUSTOM DESIGN
12281_drw.pdf | by confidence | and and agrees that, | of the document accepts the except as authorized in writing by 1600 BUERKLE ROAD WHITE BEAR LAKE, MN | LAWRENCE DRIVE WISCONSIN
12281_drw.pdf | to information or upon | either the and (4) demand, return | document or the confidential or trade upon completion of the need to retain the document, all copies thereof, WWW.CUMMINSNPOWER.COM
12281_drw.pdf | OTHERWISE | SPECIFIED | ALL DIMENSION TOLERANCESJAIREC
12281_drw.pdf |  | 1IM$PERIAL | UNITS METRIC UNITS DWG UNITS: DRAWN BY: MJD DATE: | 10-MAR-09
12281_drw.pdf |  | 1.-2XXX5= # F..OXXRXXMX | IN/LB/S PRO-ENGINEERINIT 0.005 .XX= # 0.2 F..OXXRXM==TOL##ERA00N..C84ES DRAWING | ECO: 2010-260 NO:
12281_drw.pdf |  |  | F..AXXBXT==OLE##RAN10C..E58S EST WEIGHT: 0.000 1 OF 1 12281
12287_drw.pdf | contains Cummins | confidential LLC and is | trade secret information, is the given to the receiver in confidence. CUMMINS NPOWER LLC | CUSTOM DESIGN
12287_drw.pdf | by confidence | and and agrees that, | of the document accepts the except as authorized in writing by 1600 BUERKLE ROAD WHITE BEAR LAKE, MN | LAWRENCE DRIVE WISCONSIN
12287_drw.pdf | to information or upon | either the and (4) demand, return | document or the confidential or trade upon completion of the need to retain the document, all copies thereof, WWW.CUMMINSNPOWER.COM
12287_drw.pdf | OTHERWISE | SPECIFIED | ALL DIMENSION TOLERANCESJAIREC X NPT
12287_drw.pdf |  | 1IM$PERIAL | UNITS METRIC UNITS DWG UNITS: DRAWN BY: MJD DATE: | 16-FEB-09
12287_drw.pdf |  | 1.-2XXX5= # F..OXXRXXMX | IN/LB/S PRO-ENGINEERREF 0.005 .XX= # 0.2 F..OXXRXM==TOL##ERA00N..C84ES DRAWING | DRWG:- NO:
12287_drw.pdf |  |  | F..AXXBXT==OLE##RAN10C..E58S EST WEIGHT: 0.051 1 OF 1 12287
12321_drw.pdf | 1 | 4 | PLATE, .25", ASTM A36 | 9891-04
12321_drw.pdf | 2 | 4 | FLAT BAR, .375 X 1.50 X 7.31, ASTM A36 | 9891-05
12321_drw.pdf | 3 | 2 | CHANNEL, STRUCTURAL, C8 11.5#, ASTM A36 | 9891-07
12321_drw.pdf | 4 | 2 | CHANNEL, STRUCTURAL, C8 11.5#, ASTM A36 | 9891-08
12321_drw.pdf | 5 | 2 | PLATE, .25" FORMED, ASTM A36 | 9891-09
12321_drw.pdf |  |  | 3
12321_drw.pdf |  |  | 4 | 31.00
12321_drw.pdf |  |  |  | 1.50
12321_drw.pdf |  |  |  | TYP
12321_drw.pdf | contains Cummins Fire | confidential and Power LLC and | trade secret information, is the is given to the receiver in confidence. CUMMINS FIRE POWER LLC | CUSTOM DESIGN
12321_drw.pdf | by confidence | and and agrees that, | of the document accepts the except as authorized in writing by 1600 BUERKLE ROAD WHITE BEAR LAKE, MN | LAWRENCE DRIVE WISCONSIN
12321_drw.pdf | to information | either the and (4) | document or the confidential or trade upon completion of the need to retain WWW.CUMMINSFIREPOWER.COM cPoopwieersLtLhCereof,
12321_drw.pdf | OTHERWISE | SPECIFIED | ALL DIMENSION TOLERANCESCAFREP5.9/7E, CFP8.3/9E
12321_drw.pdf |  | 1IM$PERIAL | UNITS METRIC UNITS DWG UNITS: DRAWN BY:S DUBICK DATE: | 12/02/09
12321_drw.pdf |  | 12.XXX5= # F..OXXRXXMX | IN/LB/S PRO-ENGINEERREF 0.005 .XX= # 0.2 F..OXXRXM==TOL##ERA00N..C84ES DRAWING | DRWG: NO:
12321_drw.pdf |  |  | F..AXXBXT==OLE##RAN10C..E58S EST WEIGHT: 334.065 1 OF 1 12321
12322_drw.pdf | 1 | 4 | PLATE, .25", ASTM A36 | 9891-043
12322_drw.pdf | 2 | 4 | FLAT BAR, .375 X 1.50 X 7.31, ASTM A36 | 9891-05
12322_drw.pdf | 3 | 2 | CHANNEL, STRUCTURAL, C8 11.5#, ASTM A36 | 9891-07
12322_drw.pdf | 4 | 2 | CHANNEL, STRUCTURAL, C8 11.5#, ASTM A36 | 9891-08
12322_drw.pdf | 5 | 2 | PLATE, .25" FORMED, ASTM A36 | 9891-091
12322_drw.pdf |  |  | 3
12322_drw.pdf |  |  | 4 | 31.00
12322_drw.pdf |  |  |  | TYP
12322_drw.pdf |  |  | SEE DETAIL
12322_drw.pdf |  | 120.00
12322_drw.pdf | contains Cummins Fire | confidential and Power LLC and | trade secret information, is the is given to the receiver in confidence. CUMMINS FIRE POWER LLC | CUSTOM DESIGN
12322_drw.pdf | by confidence | and and agrees that, | of the document accepts the except as authorized in writing by 1600 BUERKLE ROAD WHITE BEAR LAKE, MN | LAWRENCE DRIVE WISCONSIN
12322_drw.pdf | to information | either the and (4) | document or the confidential or trade upon completion of the need to retain WWW.CUMMINSFIREPOWER.COM cPoopwieersLtLhCereof,
12322_drw.pdf | OTHERWISE | SPECIFIED | ALL DIMENSION TOLERANCESCAFREP5.9/7E, CFP8.3/9E
12322_drw.pdf |  | 1IM$PERIAL | UNITS METRIC UNITS DWG UNITS: DRAWN BY:S DUBICK DATE: | 12/02/09
12322_drw.pdf |  | 12.XXX5= # F..OXXRXXMX | IN/LB/S PRO-ENGINEERREF 0.005 .XX= # 0.2 F..OXXRXM==TOL##ERA00N..C84ES DRAWING | DRWG: NO:
12322_drw.pdf |  |  | F..AXXBXT==OLE##RAN10C..E58S EST WEIGHT: 334.065 1 OF 1 12322
12323_drw.pdf | 1 | 4 | PLATE, .25", ASTM A36 | 9891-041
12323_drw.pdf | 2 | 4 | FLAT BAR, .375 X 1.50 X 7.31, ASTM A36 | 9891-05
12323_drw.pdf | 3 | 2 | CHANNEL, STRUCTURAL, C8 11.5#, ASTM A36 | 9891-07
12323_drw.pdf | 4 | 2 | CHANNEL, STRUCTURAL, C8 11.5#, ASTM A36 | 9891-08
12323_drw.pdf | 5 | 2 | PLATE, .25" FORMED, ASTM A36 | 9891-092
12323_drw.pdf |  |  | 3
12323_drw.pdf |  |  | 4 | 31.00
12323_drw.pdf |  |  |  | TYP
12323_drw.pdf |  |  | SEE DETAIL
12323_drw.pdf | contains Cummins Fire | confidential and Power LLC and | trade secret information, is the is given to the receiver in confidence. CUMMINS FIRE POWER LLC | CUSTOM DESIGN
12323_drw.pdf | by confidence | and and agrees that, | of the document accepts the except as authorized in writing by 1600 BUERKLE ROAD WHITE BEAR LAKE, MN | LAWRENCE DRIVE WISCONSIN
12323_drw.pdf | to information | either the and (4) | document or the confidential or trade upon completion of the need to retain WWW.CUMMINSFIREPOWER.COM cPoopwieersLtLhCereof,
12323_drw.pdf | OTHERWISE | SPECIFIED | ALL DIMENSION TOLERANCESCAFREP5.9/7E, CFP8.3/9E
12323_drw.pdf |  | 1IM$PERIAL | UNITS METRIC UNITS DWG UNITS: DRAWN BY:S DUBICK DATE: | 12/02/09
12323_drw.pdf |  | 12.XXX5= # F..OXXRXXMX | IN/LB/S PRO-ENGINEERREF 0.005 .XX= # 0.2 F..OXXRXM==TOL##ERA00N..C84ES DRAWING | DRWG: NO:
12323_drw.pdf |  |  | F..AXXBXT==OLE##RAN10C..E58S EST WEIGHT: 334.065 1 OF 1 12323
12324_drw.pdf | 1 | 4 | PLATE, .25", ASTM A36 | 9891-042
12324_drw.pdf | 2 | 4 | FLAT BAR, .375 X 1.50 X 7.31, ASTM A36 | 9891-05
12324_drw.pdf | 3 | 2 | CHANNEL, STRUCTURAL, C8 11.5#, ASTM A36 | 9891-07
12324_drw.pdf | 4 | 2 | CHANNEL, STRUCTURAL, C8 11.5#, ASTM A36 | 9891-08
12324_drw.pdf | 5 | 2 | PLATE, .25" FORMED, ASTM A36 | 9891-093
12324_drw.pdf |  |  | 3
12324_drw.pdf |  |  | 4 | 31.00
12324_drw.pdf |  |  |  | 1.50
12324_drw.pdf |  |  |  | TYP
12324_drw.pdf |  |  | SEE DETAIL
12324_drw.pdf | contains Cummins Fire | confidential and Power LLC and | trade secret information, is the is given to the receiver in confidence. CUMMINS FIRE POWER LLC | CUSTOM DESIGN
12324_drw.pdf | by confidence | and and agrees that, | of the document accepts the except as authorized in writing by 1600 BUERKLE ROAD WHITE BEAR LAKE, MN | LAWRENCE DRIVE WISCONSIN
12324_drw.pdf | to information | either the and (4) | document or the confidential or trade upon completion of the need to retain WWW.CUMMINSFIREPOWER.COM cPoopwieersLtLhCereof,
12324_drw.pdf | OTHERWISE | SPECIFIED | ALL DIMENSION TOLERANCESCAFREP5.9/7E, CFP8.3/9E
12324_drw.pdf |  | 1IM$PERIAL | UNITS METRIC UNITS DWG UNITS: DRAWN BY:S DUBICK DATE: | 12/02/09
12324_drw.pdf |  | 12.XXX5= # F..OXXRXXMX | IN/LB/S PRO-ENGINEERREF 0.005 .XX= # 0.2 F..OXXRXM==TOL##ERA00N..C84ES DRAWING | DRWG: NO:
12324_drw.pdf |  |  | F..AXXBXT==OLE##RAN10C..E58S EST WEIGHT: 334.065 1 OF 1 12324
12325_drw.pdf | 1 | 2 | CHANNEL, STRUCTURAL, C8 11.5#, ASTM A36 | 9891-01
12325_drw.pdf | 2 | 2 | CHANNEL, STRUCTURAL, C8 11.5#, ASTM A36 | 9891-02
12325_drw.pdf | 3 | 2 | PLATE, .25" FORMED, ASTM A36 | 9891-031
12325_drw.pdf | 4 | 4 | PLATE, .25", ASTM A36 | 9891-043
12325_drw.pdf | 5 | 4 | FLAT BAR, .375 X 1.50 X 7.31, ASTM A36 | 9891-05
12325_drw.pdf |  |  | 2 | 29.00
12325_drw.pdf |  |  |  | 1.50
12325_drw.pdf |  |  |  | TYP
12325_drw.pdf | contains Cummins Fire | confidential and Power LLC and | trade secret information, is the is given to the receiver in confidence. CUMMINS FIRE POWER LLC | CUSTOM DESIGN
12325_drw.pdf | by confidence | and and agrees that, | of the document accepts the except as authorized in writing by 1600 BUERKLE ROAD WHITE BEAR LAKE, MN | LAWRENCE DRIVE WISCONSIN
12325_drw.pdf | to information | either the and (4) | document or the confidential or trade WWW.CUMMINSFIREPOWER.COM upon completion of the need to retain cPoopwieersLtLhCereof,
12325_drw.pdf | OTHERWISE | SPECIFIED | ALL DIMENSION TOLERANCESCAFREP5.9/7E, CFP8.3/9E
12325_drw.pdf |  | 1IM$PERIAL | UNITSMETRIC UNITS DWG UNITS: DRAWN BY:S DUBICK DATE: | 12/02/09
12325_drw.pdf |  | 12.XXX5= # F..OXXRXXMX | IN/LB/S PRO-ENGINEERREF 0.005 .XX= # 0.2 F..OXXRXM==TOL##ERA00N..C84ES DRAWING | DRWG: NO:
12325_drw.pdf |  |  | F..AXXBXT==OLE##RAN10C..E58S EST WEIGHT: 334.065 1 OF 1 12325
12326-01_drw.pdf | 1 | 2 | CHANNEL, STRUCTURAL, C8 11.5#, ASTM A36 | 9891-01
12326-01_drw.pdf | 2 | 2 | CHANNEL, STRUCTURAL, C8 11.5#, ASTM A36 | 9891-02
12326-01_drw.pdf | 3 | 2 | PLATE, .25" FORMED, ASTM A36 | 9891-032
12326-01_drw.pdf | 4 | 4 | PLATE, .25", ASTM A36 | 9891-041
12326-01_drw.pdf | 5 | 4 | FLAT BAR, .375 X 1.50 X 7.31, ASTM A36 | 9891-05
12326-01_drw.pdf |  |  | 1
12326-01_drw.pdf |  |  | 2 | 29.00
12326-01_drw.pdf |  |  |  | 1.50
12326-01_drw.pdf |  |  |  | TYP
12326-01_drw.pdf | contains Cummins Fire | confidential and Power LLC and | trade secret information, is the is given to the receiver in confidence. CUMMINS FIRE POWER LLC | CUSTOM DESIGN
12326-01_drw.pdf | by confidence | and and agrees that, | of the document accepts the except as authorized in writing by 1600 BUERKLE ROAD WHITE BEAR LAKE, MN | LAWRENCE DRIVE WISCONSIN
12326-01_drw.pdf | to information | either the and (4) | document or the confidential or trade upon completion of the need to retain WWW.CUMMINSFIREPOWER.COM cPoopwieersLtLhCereof,
12326-01_drw.pdf | OTHERWISE | SPECIFIED | ALL DIMENSION TOLERANCESCAFREP5.9/7E, CFP8.3/9E
12326-01_drw.pdf |  | 1IM$PERIAL | UNITS METRIC UNITS DWG UNITS: DRAWN BY:S DUBICK DATE: | 12/02/09
12326-01_drw.pdf |  | 12.XXX5= # F..OXXRXXMX | IN/LB/S PRO-ENGINEERREF 0.005 .XX= # 0.2 F..OXXRXM==TOL##ERA00N..C84ES DRAWING | DRWG: NO:
12326-01_drw.pdf |  |  | F..AXXBXT==OLE##RAN10C..E58S EST WEIGHT: 334.065 1 OF 1
12326_drw.pdf | 1 | 2 | CHANNEL, STRUCTURAL, C8 11.5#, ASTM A36 | 9891-01
12326_drw.pdf | 2 | 2 | CHANNEL, STRUCTURAL, C8 11.5#, ASTM A36 | 9891-02
12326_drw.pdf | 3 | 2 | PLATE, .25" FORMED, ASTM A36 | 9891-032
12326_drw.pdf | 4 | 4 | PLATE, .25", ASTM A36 | 9891-041
12326_drw.pdf | 5 | 4 | FLAT BAR, .375 X 1.50 X 7.31, ASTM A36 | 9891-05
12326_drw.pdf |  |  | 1
12326_drw.pdf |  |  | 2 | 29.00
12326_drw.pdf |  |  |  | 1.50
12326_drw.pdf |  |  |  | TYP
12326_drw.pdf | contains Cummins Fire | confidential and Power LLC and | trade secret information, is the is given to the receiver in confidence. CUMMINS FIRE POWER LLC | CUSTOM DESIGN
12326_drw.pdf | by confidence | and and agrees that, | of the document accepts the except as authorized in writing by 1600 BUERKLE ROAD WHITE BEAR LAKE, MN | LAWRENCE DRIVE WISCONSIN
12326_drw.pdf | to information | either the and (4) | document or the confidential or trade upon completion of the need to retain WWW.CUMMINSFIREPOWER.COM cPoopwieersLtLhCereof,
12326_drw.pdf | OTHERWISE | SPECIFIED | ALL DIMENSION TOLERANCESCAFREP5.9/7E, CFP8.3/9E
12326_drw.pdf |  | 1IM$PERIAL | UNITS METRIC UNITS DWG UNITS: DRAWN BY:S DUBICK DATE: | 12/02/09
12326_drw.pdf |  | 12.XXX5= # F..OXXRXXMX | IN/LB/S PRO-ENGINEERREF 0.005 .XX= # 0.2 F..OXXRXM==TOL##ERA00N..C84ES DRAWING | DRWG: NO:
12326_drw.pdf |  |  | F..AXXBXT==OLE##RAN10C..E58S EST WEIGHT: 334.065 1 OF 1 12326
12327_drw.pdf | 1 | 2 | CHANNEL, STRUCTURAL, C8 11.5#, ASTM A36 | 9891-01
12327_drw.pdf | 2 | 2 | CHANNEL, STRUCTURAL, C8 11.5#, ASTM A36 | 9891-02
12327_drw.pdf | 3 | 2 | PLATE, .25" FORMED, ASTM A36 | 9891-033
12327_drw.pdf | 4 | 4 | PLATE, .25", ASTM A36 | 9891-042
12327_drw.pdf | 5 | 4 | FLAT BAR, .375 X 1.50 X 7.31, ASTM A36 | 9891-05
12327_drw.pdf |  |  | 1
12327_drw.pdf |  |  | 2 | 29.00
12327_drw.pdf | 30.69 |  |  | 1.50
12327_drw.pdf | 32.28 |  |  | TYP
12327_drw.pdf |  |  | 105.50
12327_drw.pdf | contains Cummins Fire | confidential and Power LLC and | trade secret information, is the is given to the receiver in confidence. CUMMINS FIRE POWER LLC | CUSTOM DESIGN
12327_drw.pdf | by confidence | and and agrees that, | of the document accepts the except as authorized in writing by 1600 BUERKLE ROAD WHITE BEAR LAKE, MN | LAWRENCE DRIVE WISCONSIN
12327_drw.pdf | to information | either the and (4) | document or the confidential or trade upon completion of the need to retain WWW.CUMMINSFIREPOWER.COM cPoopwieersLtLhCereof,
12327_drw.pdf | OTHERWISE | SPECIFIED | ALL DIMENSION TOLERANCESCAFREP5.9/7E, CFP8.3/9E
12327_drw.pdf |  | 1IM$PERIAL | UNITS METRIC UNITS DWG UNITS: DRAWN BY:S DUBICK DATE: | 12/02/09
12327_drw.pdf |  | 12.XXX5= # F..OXXRXXMX | IN/LB/S PRO-ENGINEERREF 0.005 .XX= # 0.2 F..OXXRXM==TOL##ERA00N..C84ES DRAWING | DRWG: NO:
12327_drw.pdf |  |  | F..AXXBXT==OLE##RAN10C..E58S EST WEIGHT: 334.065 1 OF 1 12327
12328_drw.pdf | 1 | 2 | CHANNEL, STRUCTURAL, C8 11.5#, ASTM | A369891-010
12328_drw.pdf | 3 | 2 | PLATE, .25" FORMED, ASTM A36 | 9891-03
12328_drw.pdf | 4 | 4 | PLATE, .25", ASTM A36 | 9891-04
12328_drw.pdf | 5 | 4 | FLAT BAR, .375 X 1.50 X 7.31, ASTM | A36 9891-05
12328_drw.pdf |  |  | 7.00
12328_drw.pdf |  |  | 6.50
12328_drw.pdf |  |  | 5.50 5.25
12328_drw.pdf |  | 10.00
12328_drw.pdf |  |  | 4
12328_drw.pdf |  |  | DETAIL
12328_drw.pdf |  |  | SCALE 0.200
12328_drw.pdf | is the
12369_drw.pdf | ITEM
12369_drw.pdf | AEROQUIP
12369_drw.pdf | FF1861T-0404S | FF1861T-0404S
12369_drw.pdf | FF1861T-0606S | FF1861T-0606S
12369_drw.pdf |  | -
12369_drw.pdf | FF1861T-0808S | FF1861T-0808S
12369_drw.pdf |  | -
12369_drw.pdf |  | -
12369_drw.pdf | FF1861T-1010S | FF1861T-1010S
12369_drw.pdf |  | -
12369_drw.pdf | FF1861T-1212S | FF1861T-1212S
12369_drw.pdf |  | -
12369_drw.pdf | FF1861T-1616S | FF1861T-1616S
12369_drw.pdf |  | -
12369_drw.pdf | FF1861T-2020S | FF1861T-2020S
12369_drw.pdf | FF1861T-2424S | FF1861T-2424S
12369_drw.pdf | confidential NPower LLC receiving and | and trade and is given retaining of | secret information, is the the receiver in confidence. document accepts the CUMMINS NPOWER LLC CORPORATE OFFICE AND | DESIGN UPFIT CENTER
12369_drw.pdf | and ittrawdiellse(c1r)etnoitnfuosrematthieondotchuemreenitn,or(2a)nynoctopcyoptyhetrheeofdoocrumtehnet, | that, except ittrawdiellse(c1r)etnoitnfuosrematthieondotchuemreenitn,or(2a)nynoctopcyoptyhetrheeofdoocrumtehnet, | as authorized in writing by 1600 BUERKLE ROAD trade WHITE BEAR LAKE, MN | LAWRENCE DRIVE DEPERE, WISCONSIN
12369_drw.pdf | therein, and dmoactuemreinatl,coorpiuepdonthdeermeafnrdo,m.retCuOrPnYRtIhGeHTdocCuummemnitn,s | (4) upon dmoactuemreinatl,coorpiuepdonthdeermeafnrdo,m.retCuOrPnYRtIhGeHTdocCuummemnitn,s | completion of the need to retain aNlPlowceorpiLeLsC thereof, aTndEE,
12369_drw.pdf |  | ALL | DIMENSION TOLERANCESOAREFS X ORFS X ORB
12369_drw.pdf | # |  | METRIC UNITS DWG UNITS: DRAWN BY: MJD DATE: | 14-JUN-11
12369_drw.pdf |  | # 0.005 T==OLE##RAN00C..E00S3105 | .XX= # 0.2 F..OXXRXM==TOL##ERA00N..C84ES DRAWING | NO:
12369_drw.pdf |  | F..AXXBXXXTO==LER##ANC00E..S006300 | F..AXXBXT==OLE##RAN10C..E58S EST WEIGHT: 0.000 1 OF 1 12369
12370_drw.pdf | ITEM
12370_drw.pdf | FF1865T-0404S
12370_drw.pdf | FF1865T-0406S
12370_drw.pdf | FF1865T-0606S
12370_drw.pdf | -
12370_drw.pdf | FF1865T-0808S
12370_drw.pdf | -
12370_drw.pdf | FF1865T-1010S
12370_drw.pdf | FF1865T-1012S
12370_drw.pdf | FF1865T-1616S
12370_drw.pdf | FF1865T-2020S
12370_drw.pdf | FF1865-2424S
12370_drw.pdf | confidential NPower LLC receiving and | and trade and is given retaining of | secret information, is the the receiver in confidence. document accepts the CUMMINS NPOWER LLC CORPORATE OFFICE AND | DESIGN UPFIT CENTER
12370_drw.pdf | and ittrawdiellse(c1r)etnoitnfuosrematthieondotchuemreenitn,or(2a)nynoctopcyoptyhetrheeofdoocrumtehnet, | that, except ittrawdiellse(c1r)etnoitnfuosrematthieondotchuemreenitn,or(2a)nynoctopcyoptyhetrheeofdoocrumtehnet, | as authorized in writing by 1600 BUERKLE ROAD trade WHITE BEAR LAKE, MN | LAWRENCE DRIVE DEPERE, WISCONSIN
12370_drw.pdf | therein, and demand, therefrom. | (4) upon return the COPYRIGHT | completion of the need to retain all copies thereof, aTndEE, Cummins NPower LLC
12370_drw.pdf |  | ALL | DIMENSION TOLERANCESOAREFS X ORB X ORFS
12370_drw.pdf | # |  | METRIC UNITS DWG UNITS: DRAWN BY: MJD DATE: | 17-JUN-11
12370_drw.pdf |  | # 0.005 T==OLE##RAN00C..E00S3105 | .XX= # 0.2 F..OXXRXM==TOL##ERA00N..C84ES DRAWING | NO:
12370_drw.pdf |  | F..AXXBXXXTO==LER##ANC00E..S006300 | F..AXXBXT==OLE##RAN10C..E58S EST WEIGHT: 0.000 1 OF 1 12370
12376_drw.pdf |  |  | CHANNEL, STRUCTURAL, C8 11.5#, ASTM
12376_drw.pdf |  |  | STRUCTURAL, C8 11.5#,
12376_drw.pdf |  |  | .25", ASTM A36
12376_drw.pdf |  |  | BAR, .375 X 1.50 X 7.31, ASTM
12376_drw.pdf |  |  | 7.00
12377_drw.pdf |  | 2 | CHANNEL, STRUCTURAL, C8 11.5#, ASTM
12377_drw.pdf |  | 2 | STRUCTURAL, C8 11.5#,
12377_drw.pdf |  | 4 | .25", ASTM A36
12377_drw.pdf |  | 4 | BAR, .375 X 1.50 X 7.31, ASTM
12377_drw.pdf |  |  | 7.00
12378_drw.pdf | 1 | 2 | CHANNEL, STRUCTURAL, C8 11.5#, ASTM A36 | 9891-01
12378_drw.pdf | 3 | 2 | PLATE, .25" FORMED, ASTM A36 | 9891-03
12378_drw.pdf | 4 | 4 | PLATE, .25", ASTM A36 | 9891-044
12378_drw.pdf |  | 1
12380_drw.pdf |  |  | CHANNEL, STRUCTURAL, C8 11.5#, ASTM
12380_drw.pdf |  |  | .25" FORMED, ASTM A36
12380_drw.pdf |  |  | BAR, .375 X 1.50 X 7.31, ASTM
12380_drw.pdf |  |  | CHANNEL, 100", C8 11.5#, ASTM A36
12381_drw.pdf |  |  | CHANNEL, STRUCTURAL, C8 11.5#, ASTM
12381_drw.pdf |  |  | .25" FORMED, ASTM A36
12381_drw.pdf |  |  | BAR, .375 X 1.50 X 7.31, ASTM
12381_drw.pdf |  |  | CHANNEL, 100", C8 11.5#, ASTM A36
12382_drw.pdf |  |  | CHANNEL, STRUCTURAL, C8 11.5#, ASTM
12382_drw.pdf |  |  | .25" FORMED, ASTM A36
12382_drw.pdf |  |  | BAR, .375 X 1.50 X 7.31, ASTM
12382_drw.pdf |  |  | CHANNEL, 100", C8 11.5#, ASTM A36
12382_drw.pdf |  |  | 7.00
12389_drw.pdf | ITEM | QTY
12389_drw.pdf | 1 | 2 | SOCKET,
12389_drw.pdf |  |  |  | 8210G008
12389_drw.pdf | 3 | 1 | CONNECTOR | DT06-2S
12389_drw.pdf | 4 | 1 | BOOT | DT2P-BT
12389_drw.pdf | 5 | 1 | HEAT SHRINK | HEAT-SHRINK
12397_drw.pdf | ITEM | QTY
12397_drw.pdf | 1 | 1 | ASSEMBLY, POWER MODULE, CFP33-F15/25/35 | 8701
12397_drw.pdf | 4 | 1 | COMP FLANGE, 1.562 / .375x.188, 1410 DRIVE | 8606-23
12397_drw.pdf | 5 | 1 | ADAPTER, U-JOINT, SAE 10, 1410 | 9673
12397_drw.pdf | 6 | 1 | DRIVESHAFT, SHORT COUPLED, 1410 UL LISTED | 13417
12400-01_drw.pdf | ITEM
12400-01_drw.pdf | 1 | 1 | FRAME, WELDMENT, STD, SHORT RISE, CFP5.9/7E,
12400-01_drw.pdf | 2 | 2 | ANGLE, HRS, 8.0 X 8.0 X 0.50, 26.00" LENGTH | 12504
12400-01_drw.pdf |  |  | BRACE, .25" x 6.50" x 22.00" | 13627-03
12400-01_drw.pdf |  |  | .25
12400-01_drw.pdf |  |  | .25
12400-01_drw.pdf |  | 6.69
12400-01_drw.pdf |  |  | 26.00
12400-01_drw.pdf | confidential Power LLC and | trade secret is given to | information, is the the receiver in confidence. CUMMINS FIRE POWER LLC | DESIGN
12400-01_drw.pdf | and agrees | of the except as | authorized in writing by 1600 BUERKLE ROAD 875 WHITE BEAR LAKE, MN | LAWRENCE DRIVE WISCONSIN
12400-01_drw.pdf | either the and (4) | document or upon completion | the confidential or trade of the need to retain WWW.CUMMINSFIREPOWER.COM
12400-01_drw.pdf |  | ALL | RAME, AURORA PUMP #117 1610 UL LISTED
12400-01_drw.pdf | 1IM$PERIAL | UNITS | METRIC UNITS DWG UNITS: DRAWN BY:S DUBICK DATE: | 04/15/09
12400-01_drw.pdf |  | # 0.005 | M.AXCHI=NE#TOL0E.R4ANCES IN/LB/S PRO-ENGINEERREF .XX= # 0.2 | DRWG:
12400-01_drw.pdf |  |  | F..OXXRXM==TOL##ERA00N..C84ES SCALE: 0.100 SHEET DRAWING | NO:
12400-02_drw.pdf | ITEM
12400-02_drw.pdf | 1 | 1 | FRAME, WELDMENT, STD, SHORT RISE, CFP5.9/7E,
12400-02_drw.pdf | 2 | 2 | ANGLE, HRS, 8.0 X 8.0 X 0.50, 26.00" LENGTH | 12504
12400-02_drw.pdf |  |  | BRACE, .25" x 4.75" x 22.00" | 12505
12400-02_drw.pdf |  |  | .25
12400-02_drw.pdf |  | TYP | .25
12400-02_drw.pdf |  | 5.19
12400-02_drw.pdf |  | 8.00
12400-02_drw.pdf |  |  | 29.00
12400-02_drw.pdf | confidential Power LLC and | trade secret is given to | information, is the the receiver in confidence. CUMMINS FIRE POWER LLC | DESIGN
12400-02_drw.pdf | and agrees | of the except as | authorized in writing by 1600 BUERKLE ROAD 875 WHITE BEAR LAKE, MN | LAWRENCE DRIVE WISCONSIN
12400-02_drw.pdf | either the and (4) | document or upon completion | the confidential or trade of the need to retain WWW.CUMMINSFIREPOWER.COM
12400-02_drw.pdf |  | ALL | RAME, AURORA PUMP #114 1610 UL LISTED
12400-02_drw.pdf | 1IM$PERIAL | UNITS | METRIC UNITS DWG UNITS: DRAWN BY:S DUBICK DATE: | 04/15/09
12400-02_drw.pdf |  | # 0.005 | M.AXCHI=NE#TOL0E.R4ANCES IN/LB/S PRO-ENGINEERREF .XX= # 0.2 | DRWG:
12400-02_drw.pdf |  |  | F..OXXRXM==TOL##ERA00N..C84ES SCALE: 0.100 SHEET DRAWING | NO:
12400-03_drw.pdf | ITEM
12400-03_drw.pdf | 1 | 1 | FRAME, WELDMENT, STD, SHORT RISE, CFP5.9/7E,
12400-03_drw.pdf | 2 | 2 | ANGLE, HRS, 8.0 X 8.0 X 0.50, 26.00" LENGTH | 12504
12400-03_drw.pdf |  |  | BRACE, .25" x 4.75" x 22.00" | 12505
12400-03_drw.pdf |  |  | .25
12400-03_drw.pdf |  | TYP | .25
12400-03_drw.pdf |  | 5.19
12400-03_drw.pdf |  | 8.00
12400-03_drw.pdf |  |  | 29.00
12400-03_drw.pdf | confidential Power LLC and | trade secret is given to | information, is the the receiver in confidence. CUMMINS FIRE POWER LLC | DESIGN
12400-03_drw.pdf | and agrees | of the except as | authorized in writing by 1600 BUERKLE ROAD 875 WHITE BEAR LAKE, MN | LAWRENCE DRIVE WISCONSIN
12400-03_drw.pdf | either the and (4) | document or upon completion | the confidential or trade of the need to retain WWW.CUMMINSFIREPOWER.COM
12400-03_drw.pdf |  | ALL | RAME, AURORA PUMP #110 1610 UL LISTED
12400-03_drw.pdf | 1IM$PERIAL | UNITS | METRIC UNITS DWG UNITS: DRAWN BY:S DUBICK DATE: | 04/15/09
12400-03_drw.pdf |  | # 0.005 | M.AXCHI=NE#TOL0E.R4ANCES IN/LB/S PRO-ENGINEERREF .XX= # 0.2 | DRWG:
12400-03_drw.pdf |  |  | F..OXXRXM==TOL##ERA00N..C84ES SCALE: 0.100 SHEET DRAWING | NO:
12400-04_drw.pdf | ITEM
12400-04_drw.pdf | 1 | 1 | FRAME, WELDMENT, STANDARD, CFP5.9/7E, CFP8.3/9E | 9891
12400-04_drw.pdf | 2 | 2 | ANGLE, HRS, 8.0 X 8.0 X 0.50, 26.00" LENGTH | 12504
12400-04_drw.pdf |  |  | BRACE, .25" x 3.00" x 22.00" | 12506
12400-04_drw.pdf |  |  | .25
12400-04_drw.pdf |  | TYP | .25
12400-04_drw.pdf |  |  | A
12400-04_drw.pdf |  | 3.19
12400-04_drw.pdf |  | 8.00
12400-04_drw.pdf |  |  | 26.00
12400-04_drw.pdf |  |  | 29.00
12400-04_drw.pdf | confidential Power LLC and | trade secret is given to | information, is the the receiver in confidence. CUMMINS FIRE POWER LLC | DESIGN
12400-04_drw.pdf | and agrees | of the except as | authorized in writing by 1600 BUERKLE ROAD 875 WHITE BEAR LAKE, MN | LAWRENCE DRIVE WISCONSIN
12400-04_drw.pdf | either the and (4) | document or upon completion | the confidential or trade of the need to retain WWW.CUMMINSFIREPOWER.COM
12400-04_drw.pdf |  | ALL | RAME, AURORA PUMP #123 1610 UL LISTED
12400-04_drw.pdf | 1IM$PERIAL | UNITS | METRIC UNITS DWG UNITS: DRAWN BY:S DUBICK DATE: | 04/15/09
12400-04_drw.pdf |  | # 0.005 | M.AXCHI=NE#TOL0E.R4ANCES IN/LB/S PRO-ENGINEERREF .XX= # 0.2 | DRWG:
12400-04_drw.pdf |  |  | F..OXXRXM==TOL##ERA00N..C84ES SCALE: 0.100 SHEET DRAWING | NO:
12400-05_drw.pdf | ITEM
12400-05_drw.pdf | 1 | 1 | FRAME, WELDMENT, STANDARD, CFP5.9/7E, CFP8.3/9E | 9891
12400-05_drw.pdf | 2 | 2 | ANGLE, HRS, 8.0 X 8.0 X 0.50, 26.00" LENGTH | 12504
12400-05_drw.pdf |  |  | BRACE, .25" x 3.00" x 22.00" | 12506
12400-05_drw.pdf |  |  | .25
12400-05_drw.pdf |  | TYP | .25
12400-05_drw.pdf |  |  | A
12400-05_drw.pdf |  | 3.19
12400-05_drw.pdf |  | 8.00
12400-05_drw.pdf |  |  | 26.00
12400-05_drw.pdf |  |  | 29.00
12400-05_drw.pdf | confidential Power LLC and | trade secret is given to | information, is the the receiver in confidence. CUMMINS FIRE POWER LLC | DESIGN
12400-05_drw.pdf | and agrees | of the except as | authorized in writing by 1600 BUERKLE ROAD 875 WHITE BEAR LAKE, MN | LAWRENCE DRIVE WISCONSIN
12400-05_drw.pdf | either the and (4) | document or upon completion | the confidential or trade of the need to retain WWW.CUMMINSFIREPOWER.COM
12400-05_drw.pdf |  | ALL | RAME, AURORA PUMP #124 1610 UL LISTED
12400-05_drw.pdf | 1IM$PERIAL | UNITS | METRIC UNITS DWG UNITS: DRAWN BY:S DUBICK DATE: | 04/15/09
12400-05_drw.pdf |  | # 0.005 | M.AXCHI=NE#TOL0E.R4ANCES IN/LB/S PRO-ENGINEERREF .XX= # 0.2 | DRWG:
12400-05_drw.pdf |  |  | F..OXXRXM==TOL##ERA00N..C84ES SCALE: 0.100 SHEET DRAWING | NO:
12400-06_drw.pdf | ITEM
12400-06_drw.pdf | 1 | 1 | FRAME, WELDMENT, STANDARD, CFP5.9/7E, CFP8.3/9E | 9891
12400-06_drw.pdf | 2 | 2 | ANGLE, HRS, 8.0 X 8.0 X 0.50, 26.00" LENGTH | 12504
12400-06_drw.pdf |  |  | BRACE, .25" x 6.00" x 22.00" | 13627-01
12400-06_drw.pdf |  |  | TYP
12400-06_drw.pdf |  |  | .25
12400-06_drw.pdf |  |  | .25
12400-06_drw.pdf |  | 6.19
12400-06_drw.pdf |  | 8.00
12400-06_drw.pdf |  |  | 26.00
12400-06_drw.pdf | confidential Power LLC and | trade secret is given to | information, is the the receiver in confidence. CUMMINS FIRE POWER LLC | DESIGN
12400-06_drw.pdf | and agrees | of the except as | authorized in writing by 1600 BUERKLE ROAD 875 WHITE BEAR LAKE, MN | LAWRENCE DRIVE WISCONSIN
12400-06_drw.pdf | either the and (4) | document or upon completion | the confidential or trade of the need to retain WWW.CUMMINSFIREPOWER.COM
12400-06_drw.pdf |  | ALL | RAME, AURORA PUMP #111 1610 UL LISTED
12400-06_drw.pdf | 1IM$PERIAL | UNITS | METRIC UNITS DWG UNITS: DRAWN BY:S DUBICK DATE: | 04/15/09
12400-06_drw.pdf |  | # 0.005 | M.AXCHI=NE#TOL0E.R4ANCES IN/LB/S PRO-ENGINEERREF .XX= # 0.2 | DRWG:
12400-06_drw.pdf |  |  | F..OXXRXM==TOL##ERA00N..C84ES SCALE: 0.100 SHEET DRAWING | NO:
12400-07_drw.pdf | 1 | 1 | FRAME, WELDMENT, STANDARD, CFP5.9/7E, | CFP8.3/9E9891
12400-07_drw.pdf | 2 | 2 | ANGLE, HRS, 8.0 X 8.0 X 0.50, 26.00" | 12504
12400-07_drw.pdf | 3 | 2 | PLATE, PUMP BRACE, .25" x 4.75" x 22.00" | 12505
12400-07_drw.pdf | 10.00
12400-07_drw.pdf |  |  | 29.00
12400-07_drw.pdf | to the the document as | receiver accepts in | confidence. the writing by CUMMINS FIRE POWER LLC CORPORATE OFFICE | DESIGN UPFIT CENTER
12400-07_drw.pdf | ittrawdiellse(c1r)etnoitnfuosrematthieondotchuemreenitn,or(2a)nynoctopcyoptyhetrheeofdoocrumtehnet, or the | ittrawdiellse(c1r)etnoitnfuosrematthieondotchuemreenitn,or(2a)nynoctopcyoptyhetrheeofdoocrumtehnet, confidential | WHITE BEAR LAKE, MN or trade WWW.CUMMINSFIREPOWER.COM | DEPERE, WISCONSIN
12400-07_drw.pdf |  | cPoopwieersLtLhCereof, | anFd RAME, AURORA PUMP #112
12400-07_drw.pdf | DIMENSION |  | TOLERANCESCAFREP5.9, 1610 UL LISTED
12400-07_drw.pdf |  |  | DWG UNITS: DRAWN BY:S DUBICK | 04/15/09
12400-08_drw.pdf | ITEM
12400-08_drw.pdf | 1 | 1 | FRAME, WELDMENT, STANDARD, CFP5.9/7E, CFP8.3/9E | 9891
12400-08_drw.pdf |  |  | 8.0 X 8.0 X 0.50, 26.00" LENGTH | 12504
12400-08_drw.pdf |  |  |  | 12505
12400-08_drw.pdf |  | 10.00
12400-08_drw.pdf |  |  | .25 TYP
12400-08_drw.pdf |  | 4.94
12400-08_drw.pdf |  | 8.00
12400-08_drw.pdf |  |  | 29.00
12400-08_drw.pdf | and LLC and retaining | trade secret given to the of the | information, is the receiver in confidence. accepts the CUMMINS FIRE POWER LLC CORPORATE OFFICE AND | DESIGN UPFIT CENTER
12400-08_drw.pdf | agrees that, ittrawdiellse(c1r)etnoitnfuosrematthieondotchuemreenitn,or(2a)nynoctopcyoptyhetrheeofdoocrumtehnet, | except as ittrawdiellse(c1r)etnoitnfuosrematthieondotchuemreenitn,or(2a)nynoctopcyoptyhetrheeofdoocrumtehnet, | in writing by 1600 BUERKLE ROAD 875 WHITE BEAR LAKE, MN | LAWRENCE DRIVE WISCONSIN
12400-08_drw.pdf | the and (4) upon | or the completion | confidential of the need to retain cPoopwieersLtLhCereof,
12400-08_drw.pdf |  | DIMENSION | TOLERANCESCAFREP5.9, 1610 UL LISTED
12400-08_drw.pdf | 1IM$PERIAL | UNITS | METRIC UNITS DWG UNITS: DRAWN BY:S DUBICK DATE: | 04/15/09
12400-08_drw.pdf | # | 0.005 | M.AXCHI=NE#TOL0E.R4ANCES IN/LB/S PRO-ENGINEERREF .XX= # 0.2 | DRWG:
12400-08_drw.pdf |  |  | F..OXXRXM==TOL##ERA00N..C84ES SCALE: 0.100 SHEET 1
12400-09_drw.pdf | ITEM
12400-09_drw.pdf | 1 | 1 | FRAME, WELDMENT, STANDARD, CFP5.9/7E, CFP8.3/9E | 9891
12400-09_drw.pdf |  |  | 8.0 X 8.0 X 0.50, 26.00" LENGTH | 12504
12400-09_drw.pdf |  |  |  | 12505
12400-09_drw.pdf |  | 10.00
12400-09_drw.pdf |  |  | .25 TYP
12400-09_drw.pdf |  | 4.94
12400-09_drw.pdf |  | 8.00
12400-09_drw.pdf |  |  | 29.00
12400-09_drw.pdf | and LLC and retaining | trade secret given to the of the | information, is the receiver in confidence. accepts the CUMMINS FIRE POWER LLC CORPORATE OFFICE AND | DESIGN UPFIT CENTER
12400-09_drw.pdf | agrees that, ittrawdiellse(c1r)etnoitnfuosrematthieondotchuemreenitn,or(2a)nynoctopcyoptyhetrheeofdoocrumtehnet, | except as ittrawdiellse(c1r)etnoitnfuosrematthieondotchuemreenitn,or(2a)nynoctopcyoptyhetrheeofdoocrumtehnet, | in writing by 1600 BUERKLE ROAD 875 WHITE BEAR LAKE, MN | LAWRENCE DRIVE WISCONSIN
12400-09_drw.pdf | the and (4) upon | or the completion | confidential of the need to retain cPoopwieersLtLhCereof,
12400-09_drw.pdf |  | DIMENSION | TOLERANCESCAFREP5.9, 1610 UL LISTED
12400-09_drw.pdf | 1IM$PERIAL | UNITS | METRIC UNITS DWG UNITS: DRAWN BY:S DUBICK DATE: | 04/15/09
12400-09_drw.pdf | # | 0.005 | M.AXCHI=NE#TOL0E.R4ANCES IN/LB/S PRO-ENGINEERREF .XX= # 0.2 | DRWG:
12400-09_drw.pdf |  |  | F..OXXRXM==TOL##ERA00N..C84ES SCALE: 0.100 SHEET 1
12400-10_drw.pdf | ITEM
12400-10_drw.pdf | 1 | 1 | FRAME, WELDMENT, STD, MID RISE, CFP5.9/7E,
12400-10_drw.pdf |  |  | 8.0 X 8.0 X 0.50, 26.00" LENGTH | 12504
12400-10_drw.pdf |  |  |  | 12505
12400-10_drw.pdf |  | 18.00
12400-10_drw.pdf |  |  | .25 TYP
12400-10_drw.pdf |  | 5.19
12400-10_drw.pdf |  | 8.00
12400-10_drw.pdf |  |  | 26.00
12400-10_drw.pdf |  |  | 29.00
12400-10_drw.pdf | and LLC and retaining | trade secret given to the of the | information, is the receiver in confidence. accepts the CUMMINS FIRE POWER LLC CORPORATE OFFICE AND | DESIGN UPFIT CENTER
12400-10_drw.pdf | agrees that, ittrawdiellse(c1r)etnoitnfuosrematthieondotchuemreenitn,or(2a)nynoctopcyoptyhetrheeofdoocrumtehnet, | except as ittrawdiellse(c1r)etnoitnfuosrematthieondotchuemreenitn,or(2a)nynoctopcyoptyhetrheeofdoocrumtehnet, | in writing by 1600 BUERKLE ROAD 875 WHITE BEAR LAKE, MN | LAWRENCE DRIVE WISCONSIN
12400-10_drw.pdf | the and (4) upon | or the completion | confidential of the need to retain cPoopwieersLtLhCereof,
12400-10_drw.pdf |  | DIMENSION | TOLERANCESCAFREP5.9, 1610 UL LISTED
12400-10_drw.pdf | 1IM$PERIAL | UNITS | METRIC UNITS DWG UNITS: DRAWN BY:S DUBICK DATE: | 04/15/09
12400-10_drw.pdf | # | 0.005 | M.AXCHI=NE#TOL0E.R4ANCES IN/LB/S PRO-ENGINEERREF .XX= # 0.2 | DRWG:
12400-10_drw.pdf |  |  | F..OXXRXM==TOL##ERA00N..C84ES SCALE: 0.100 SHEET 1
12400-11_drw.pdf | ITEM
12400-11_drw.pdf | 1 | 1 | FRAME, WELDMENT, STD, TALL RISE, CFP5.9/7E,
12400-11_drw.pdf | 2 | 2 | ANGLE, HRS, 8.0 X 8.0 X 0.50, 26.00" LENGTH | 12504
12400-11_drw.pdf |  |  | BRACE, .25" x 3.50" x 22.00" | 12505-03
12400-11_drw.pdf |  |  | .25
12400-11_drw.pdf |  |  | .25
12400-11_drw.pdf |  |  | A
12400-11_drw.pdf |  | 3.69
12400-11_drw.pdf |  | 8.00
12400-11_drw.pdf |  |  | 26.00
12400-11_drw.pdf |  |  | 29.00
12400-11_drw.pdf | confidential Power LLC and | trade secret is given to | information, is the the receiver in confidence. CUMMINS FIRE POWER LLC | DESIGN
12400-11_drw.pdf | and agrees | of the except as | authorized in writing by 1600 BUERKLE ROAD 875 WHITE BEAR LAKE, MN | LAWRENCE DRIVE WISCONSIN
12400-11_drw.pdf | either the and (4) | document or upon completion | the confidential or trade of the need to retain WWW.CUMMINSFIREPOWER.COM
12400-11_drw.pdf |  | ALL | RAME, AURORA PUMP #108 1610 UL LISTED
12400-11_drw.pdf | 1IM$PERIAL | UNITS | METRIC UNITS DWG UNITS: DRAWN BY:S DUBICK DATE: | 04/15/09
12400-11_drw.pdf |  | # 0.005 | M.AXCHI=NE#TOL0E.R4ANCES IN/LB/S PRO-ENGINEERREF .XX= # 0.2 | DRWG:
12400-11_drw.pdf |  |  | F..OXXRXM==TOL##ERA00N..C84ES SCALE: 0.100 SHEET DRAWING | NO:
12400-12_drw.pdf | ITEM
12400-12_drw.pdf | 1 | 1 | FRAME, WELDMENT, STD, TALL RISE, CFP5.9/7E,
12400-12_drw.pdf | 2 | 2 | ANGLE, HRS, 8.0 X 8.0 X 0.50, 26.00" LENGTH | 12504
12400-12_drw.pdf |  |  | BRACE, .25" x 3.50" x 22.00" | 12505-03
12400-12_drw.pdf |  | 6.50
12400-12_drw.pdf |  | 6.50
12400-12_drw.pdf |  |  | .25
12400-12_drw.pdf |  |  | .25
12400-12_drw.pdf |  |  | A
12400-12_drw.pdf |  | 3.69
12400-12_drw.pdf |  | 8.00
12400-12_drw.pdf |  |  | 26.00
12400-12_drw.pdf |  |  | 29.00
12400-12_drw.pdf | confidential Power LLC and | trade secret is given to | information, is the the receiver in confidence. CUMMINS FIRE POWER LLC | DESIGN
12400-12_drw.pdf | and agrees | of the except as | authorized in writing by 1600 BUERKLE ROAD 875 WHITE BEAR LAKE, MN | LAWRENCE DRIVE WISCONSIN
12400-12_drw.pdf | either the and (4) | document or upon completion | the confidential or trade of the need to retain WWW.CUMMINSFIREPOWER.COM
12400-12_drw.pdf |  | ALL | RAME, AURORA PUMP #125 1610 UL LISTED
12400-12_drw.pdf | 1IM$PERIAL | UNITS | METRIC UNITS DWG UNITS: DRAWN BY:S DUBICK DATE: | 04/15/09
12400-12_drw.pdf |  | # 0.005 | M.AXCHI=NE#TOL0E.R4ANCES IN/LB/S PRO-ENGINEERREF .XX= # 0.2 | DRWG:
12400-12_drw.pdf |  |  | F..OXXRXM==TOL##ERA00N..C84ES SCALE: 0.100 SHEET DRAWING | NO:
12400-13_drw.pdf | 1 | 1 | FRAME, WELDMENT, STANDARD, CFP5.9/7E, | CFP8.3/9E9891
12400-13_drw.pdf | 2 | 2 | ANGLE, HRS, 8.0 X 8.0 X 0.50, 26.00" | 12504
12400-13_drw.pdf | 3 | 2 | PLATE, PUMP BRACE, .25" x 5.75" x 22.00" | 13627-02
12400-13_drw.pdf | 16.00
12400-13_drw.pdf |  |  | TYP
12400-13_drw.pdf | A
12400-13_drw.pdf |  |  | 29.00
12400-13_drw.pdf | to the the document as | receiver accepts in | confidence. the writing by CUMMINS FIRE POWER LLC CORPORATE OFFICE | DESIGN UPFIT CENTER
12400-13_drw.pdf | ittrawdiellse(c1r)etnoitnfuosrematthieondotchuemreenitn,or(2a)nynoctopcyoptyhetrheeofdoocrumtehnet, or the | ittrawdiellse(c1r)etnoitnfuosrematthieondotchuemreenitn,or(2a)nynoctopcyoptyhetrheeofdoocrumtehnet, confidential | WHITE BEAR LAKE, MN or trade WWW.CUMMINSFIREPOWER.COM | DEPERE, WISCONSIN
12400-13_drw.pdf |  | cPoopwieersLtLhCereof, | anFd RAME, AURORA PUMP #322
12400-13_drw.pdf | DIMENSION |  | TOLERANCESCAFREP5.9, 1610 UL LISTED
12400-13_drw.pdf |  |  | DWG UNITS: DRAWN BY:S DUBICK | 04/15/09
12400-14_drw.pdf | 1 | 1 | FRAME, WELDMENT, STANDARD, CFP5.9/7E, | CFP8.3/9E9891
12400-14_drw.pdf | 2 | 2 | ANGLE, HRS, 8.0 X 8.0 X 0.50, 26.00" | 12504
12400-14_drw.pdf | 3 | 2 | PLATE, PUMP BRACE, .25" x 3.25" x 22.00" | 12505-04
12400-14_drw.pdf | 16.00
12400-14_drw.pdf |  |  | TYP
12400-14_drw.pdf |  |  | 29.00
12400-14_drw.pdf | to the the document as | receiver accepts in | confidence. the writing by CUMMINS FIRE POWER LLC CORPORATE OFFICE | DESIGN UPFIT CENTER
12400-14_drw.pdf | ittrawdiellse(c1r)etnoitnfuosrematthieondotchuemreenitn,or(2a)nynoctopcyoptyhetrheeofdoocrumtehnet, or the | ittrawdiellse(c1r)etnoitnfuosrematthieondotchuemreenitn,or(2a)nynoctopcyoptyhetrheeofdoocrumtehnet, confidential | WHITE BEAR LAKE, MN or trade WWW.CUMMINSFIREPOWER.COM | DEPERE, WISCONSIN
12400-14_drw.pdf |  | cPoopwieersLtLhCereof, | anFd RAME, AURORA PUMP #312
12400-14_drw.pdf | DIMENSION |  | TOLERANCESCAFREP5.9, 1610 UL LISTED
12400-14_drw.pdf |  |  | DWG UNITS: DRAWN BY:S DUBICK | 04/15/09
12400-15_drw.pdf | 1 | 1 | FRAME, WELDMENT, STANDARD, CFP5.9/7E, | CFP8.3/9E9891
12400-15_drw.pdf | 2 | 2 | ANGLE, HRS, 8.0 X 8.0 X 0.50, 26.00" | 12504
12400-15_drw.pdf | 3 | 2 | PLATE, PUMP BRACE, .25" x 5.75" x 22.00" | 13627-02
12400-15_drw.pdf | 12.50
12400-15_drw.pdf |  |  | TYP
12400-15_drw.pdf | A
12400-15_drw.pdf |  |  | 29.00
12400-15_drw.pdf | to the the document as | receiver accepts in | confidence. the writing by CUMMINS FIRE POWER LLC CORPORATE OFFICE | DESIGN UPFIT CENTER
12400-15_drw.pdf | ittrawdiellse(c1r)etnoitnfuosrematthieondotchuemreenitn,or(2a)nynoctopcyoptyhetrheeofdoocrumtehnet, or the | ittrawdiellse(c1r)etnoitnfuosrematthieondotchuemreenitn,or(2a)nynoctopcyoptyhetrheeofdoocrumtehnet, confidential | WHITE BEAR LAKE, MN or trade WWW.CUMMINSFIREPOWER.COM | DEPERE, WISCONSIN
12400-15_drw.pdf |  | cPoopwieersLtLhCereof, | anFd RAME, AURORA PUMP #313
12400-15_drw.pdf | DIMENSION |  | TOLERANCESCAFREP5.9, 1610 UL LISTED
12400-15_drw.pdf |  |  | DWG UNITS: DRAWN BY:S DUBICK | 04/15/09
12400-16_drw.pdf | ITEM
12400-16_drw.pdf | 1 | 1 | FRAME, WELDMENT, STD, MID RISE, CFP5.9/7E,
12400-16_drw.pdf |  |  | 8.0 X 8.0 X 0.50, 26.00" LENGTH | 12504
12400-16_drw.pdf |  |  |  | 12505
12400-16_drw.pdf |  | 16.00
12400-16_drw.pdf |  |  | TYP
12400-16_drw.pdf |  | 8.00
12400-16_drw.pdf |  |  | 26.00
12400-16_drw.pdf |  |  | 29.00
12400-16_drw.pdf | and LLC and retaining | trade secret given to the of the | information, is the receiver in confidence. accepts the CUMMINS FIRE POWER LLC CORPORATE OFFICE AND | DESIGN UPFIT CENTER
12400-16_drw.pdf | agrees that, ittrawdiellse(c1r)etnoitnfuosrematthieondotchuemreenitn,or(2a)nynoctopcyoptyhetrheeofdoocrumtehnet, | except as ittrawdiellse(c1r)etnoitnfuosrematthieondotchuemreenitn,or(2a)nynoctopcyoptyhetrheeofdoocrumtehnet, | in writing by 1600 BUERKLE ROAD 875 WHITE BEAR LAKE, MN | LAWRENCE DRIVE WISCONSIN
12400-16_drw.pdf | the and (4) upon | or the completion | confidential of the need to retain cPoopwieersLtLhCereof,
12400-16_drw.pdf |  | DIMENSION | TOLERANCESCAFREP5.9, 1610 UL LISTED
12400-16_drw.pdf | 1IM$PERIAL | UNITS | METRIC UNITS DWG UNITS: DRAWN BY:S DUBICK DATE: | 04/15/09
12400-16_drw.pdf | # | 0.005 | M.AXCHI=NE#TOL0E.R4ANCES IN/LB/S PRO-ENGINEERREF .XX= # 0.2 | DRWG:
12400-16_drw.pdf |  |  | F..OXXRXM==TOL##ERA00N..C84ES SCALE: 0.100 SHEET 1
12400-17_drw.pdf | ITEM
12400-17_drw.pdf | 1 | 1 | FRAME, WELDMENT, STD, MID RISE, CFP5.9/7E,
12400-17_drw.pdf |  |  | 8.0 X 8.0 X 0.50, 26.00" LENGTH | 12504
12400-17_drw.pdf |  |  |  | 12506-02
12400-17_drw.pdf |  | 20.00
12400-17_drw.pdf |  |  | TYP
12400-17_drw.pdf |  | A
12400-17_drw.pdf |  | 2.19
12400-17_drw.pdf |  | 8.00
12400-17_drw.pdf |  |  | 26.00
12400-17_drw.pdf |  |  | 29.00
12400-17_drw.pdf | and LLC and retaining | trade secret given to the of the | information, is the receiver in confidence. accepts the CUMMINS FIRE POWER LLC CORPORATE OFFICE AND | DESIGN UPFIT CENTER
12400-17_drw.pdf | agrees that, ittrawdiellse(c1r)etnoitnfuosrematthieondotchuemreenitn,or(2a)nynoctopcyoptyhetrheeofdoocrumtehnet, | except as ittrawdiellse(c1r)etnoitnfuosrematthieondotchuemreenitn,or(2a)nynoctopcyoptyhetrheeofdoocrumtehnet, | in writing by 1600 BUERKLE ROAD 875 WHITE BEAR LAKE, MN | LAWRENCE DRIVE WISCONSIN
12400-17_drw.pdf | the and (4) upon | or the completion | confidential of the need to retain cPoopwieersLtLhCereof,
12400-17_drw.pdf |  | DIMENSION | TOLERANCESCAFREP5.9, 1610 UL LISTED
12400-17_drw.pdf | 1IM$PERIAL | UNITS | METRIC UNITS DWG UNITS: DRAWN BY:S DUBICK DATE: | 04/15/09
12400-17_drw.pdf | # | 0.005 | M.AXCHI=NE#TOL0E.R4ANCES IN/LB/S PRO-ENGINEERREF .XX= # 0.2 | DRWG:
12400-17_drw.pdf |  |  | F..OXXRXM==TOL##ERA00N..C84ES SCALE: 0.100 SHEET 1
12400-18_drw.pdf | 1 | 1 | FRAME, WELDMENT, STANDARD, CFP5.9/7E, | CFP8.3/9E9891
12400-18_drw.pdf | 2 | 2 | ANGLE, HRS, 8.0 X 8.0 X 0.50, 26.00" | 12504
12400-18_drw.pdf | 3 | 2 | PLATE, PUMP BRACE, .25" x 3.00" x 22.00" | 12506
12400-18_drw.pdf |  | 15.50
12400-18_drw.pdf |  |  | TYP
12400-18_drw.pdf |  |  | 29.00
12400-18_drw.pdf | to the the document as | receiver accepts in | confidence. the writing by CUMMINS FIRE POWER LLC CORPORATE OFFICE | DESIGN UPFIT CENTER
12400-18_drw.pdf | ittrawdiellse(c1r)etnoitnfuosrematthieondotchuemreenitn,or(2a)nynoctopcyoptyhetrheeofdoocrumtehnet, or the | ittrawdiellse(c1r)etnoitnfuosrematthieondotchuemreenitn,or(2a)nynoctopcyoptyhetrheeofdoocrumtehnet, confidential | WHITE BEAR LAKE, MN or trade WWW.CUMMINSFIREPOWER.COM | DEPERE, WISCONSIN
12400-18_drw.pdf |  | cPoopwieersLtLhCereof, | anFd RAME, AURORA PUMP #319
12400-18_drw.pdf | DIMENSION |  | TOLERANCESCAFREP5.9, 1610 UL LISTED
12400-18_drw.pdf |  |  | DWG UNITS: DRAWN BY:S DUBICK | 04/15/09
12400-19_drw.pdf | ITEM
12400-19_drw.pdf | 1 | 1 | FRAME, WELDMENT, STD, SHORT RISE, CFP5.9/7E,
12400-19_drw.pdf | 2 | 2 | ANGLE, HRS, 8.0 X 8.0 X 0.50, 26.00" LENGTH | 12504
12400-19_drw.pdf |  |  | BRACE, .25" x 6.50" x 22.00" | 13627-03
12400-19_drw.pdf |  |  | .25
12400-19_drw.pdf |  |  | .25
12400-19_drw.pdf |  | 6.69
12400-19_drw.pdf |  |  | 26.00
12400-19_drw.pdf | confidential Power LLC and | trade secret is given to | information, is the the receiver in confidence. CUMMINS FIRE POWER LLC | DESIGN
12400-19_drw.pdf | and agrees | of the except as | authorized in writing by 1600 BUERKLE ROAD 875 WHITE BEAR LAKE, MN | LAWRENCE DRIVE WISCONSIN
12400-19_drw.pdf | either the and (4) | document or upon completion | the confidential or trade of the need to retain WWW.CUMMINSFIREPOWER.COM
12400-19_drw.pdf |  | ALL | RAME, AURORA PUMP #109 1610 UL LISTED
12400-19_drw.pdf | 1IM$PERIAL | UNITS | METRIC UNITS DWG UNITS: DRAWN BY:S DUBICK DATE: | 04/15/09
12400-19_drw.pdf |  | # 0.005 | M.AXCHI=NE#TOL0E.R4ANCES IN/LB/S PRO-ENGINEERREF .XX= # 0.2 | DRWG:
12400-19_drw.pdf |  |  | F..OXXRXM==TOL##ERA00N..C84ES SCALE: 0.100 SHEET DRAWING | NO:
12400-20_drw.pdf | 1 | 1 | FRAME, WELDMENT, STANDARD, CFP5.9/7E, | CFP8.3/9E9891
12400-20_drw.pdf | 2 | 2 | ANGLE, HRS, 8.0 X 8.0 X 0.50, 26.00" | 12504
12400-20_drw.pdf | 3 | 2 | PLATE, PUMP BRACE, .25" x 4.50" x 22.00" | 12505-05
12400-20_drw.pdf | 14.00
12400-20_drw.pdf |  |  | TYP
12400-20_drw.pdf | A
12400-20_drw.pdf |  |  | 29.00
12400-20_drw.pdf | to the the document as | receiver accepts in | confidence. the writing by CUMMINS FIRE POWER LLC CORPORATE OFFICE | DESIGN UPFIT CENTER
12400-20_drw.pdf | ittrawdiellse(c1r)etnoitnfuosrematthieondotchuemreenitn,or(2a)nynoctopcyoptyhetrheeofdoocrumtehnet, or the | ittrawdiellse(c1r)etnoitnfuosrematthieondotchuemreenitn,or(2a)nynoctopcyoptyhetrheeofdoocrumtehnet, confidential | WHITE BEAR LAKE, MN or trade WWW.CUMMINSFIREPOWER.COM | DEPERE, WISCONSIN
12400-20_drw.pdf |  | cPoopwieersLtLhCereof, | anFd RAME, AURORA PUMP #120
12400-20_drw.pdf | DIMENSION |  | TOLERANCESCAFREP5.9, 1610 UL LISTED
12400-20_drw.pdf |  |  | DWG UNITS: DRAWN BY:S DUBICK | 04/15/09
12400-21_drw.pdf | 1 | 1 | FRAME, WELDMENT, STANDARD, CFP5.9/7E, | CFP8.3/9E9891
12400-21_drw.pdf | 2 | 2 | ANGLE, HRS, 8.0 X 8.0 X 0.50, 26.00" | 12504
12400-21_drw.pdf | 3 | 2 | PLATE, PUMP BRACE, .25" x 4.75" x 22.00" | 12505
12400-21_drw.pdf | 10.00
12400-21_drw.pdf |  |  | TYP
12400-21_drw.pdf | A
12400-21_drw.pdf |  |  | 29.00
12400-21_drw.pdf | to the the document as | receiver accepts in | confidence. the writing by CUMMINS FIRE POWER LLC CORPORATE OFFICE | DESIGN UPFIT CENTER
12400-21_drw.pdf | ittrawdiellse(c1r)etnoitnfuosrematthieondotchuemreenitn,or(2a)nynoctopcyoptyhetrheeofdoocrumtehnet, or the | ittrawdiellse(c1r)etnoitnfuosrematthieondotchuemreenitn,or(2a)nynoctopcyoptyhetrheeofdoocrumtehnet, confidential | WHITE BEAR LAKE, MN or trade WWW.CUMMINSFIREPOWER.COM | DEPERE, WISCONSIN
12400-21_drw.pdf |  | cPoopwieersLtLhCereof, | anFd RAME, AURORA PUMP #105
12400-21_drw.pdf | DIMENSION |  | TOLERANCESCAFREP5.9, 1610 UL LISTED
12400-21_drw.pdf |  |  | DWG UNITS: DRAWN BY:S DUBICK | 04/15/09
12400-22_drw.pdf | 1 | 1 | FRAME, WELDMENT, STANDARD, CFP5.9/7E, | CFP8.3/9E9891
12400-22_drw.pdf | 2 | 2 | ANGLE, HRS, 8.0 X 8.0 X 0.50, 26.00" | 12504
12400-22_drw.pdf | 3 | 2 | PLATE, PUMP BRACE, .25" x 3.00" x 22.00" | 12506
12400-22_drw.pdf | 10.00
12400-22_drw.pdf |  |  | TYP
12400-22_drw.pdf |  |  | 29.00
12400-22_drw.pdf | to the the document as | receiver accepts in | confidence. the writing by CUMMINS FIRE POWER LLC CORPORATE OFFICE | DESIGN UPFIT CENTER
12400-22_drw.pdf | ittrawdiellse(c1r)etnoitnfuosrematthieondotchuemreenitn,or(2a)nynoctopcyoptyhetrheeofdoocrumtehnet, or the | ittrawdiellse(c1r)etnoitnfuosrematthieondotchuemreenitn,or(2a)nynoctopcyoptyhetrheeofdoocrumtehnet, confidential | WHITE BEAR LAKE, MN or trade WWW.CUMMINSFIREPOWER.COM | DEPERE, WISCONSIN
12400-22_drw.pdf |  | cPoopwieersLtLhCereof, | anFd RAME, AURORA PUMP #129
12400-22_drw.pdf | DIMENSION |  | TOLERANCESCAFREP5.9, 1610 UL LISTED
12400-22_drw.pdf |  |  | DWG UNITS: DRAWN BY:S DUBICK | 04/15/09
12400-23_drw.pdf | 1 | 1 | FRAME, WELDMENT, STANDARD, CFP5.9/7E, | CFP8.3/9E9891
12400-23_drw.pdf | 2 | 2 | ANGLE, HRS, 8.0 X 8.0 X 0.50, 26.00" | 12504
12400-23_drw.pdf | 3 | 2 | PLATE, PUMP BRACE, .25" x 2.50" x 26.00" | 12507-07
12400-23_drw.pdf |  | 18.00
12400-23_drw.pdf |  |  | TYP
12400-23_drw.pdf | A
12400-23_drw.pdf |  |  | 29.00
12400-23_drw.pdf | to the the document as | receiver accepts in | confidence. the writing by CUMMINS FIRE POWER LLC CORPORATE OFFICE | DESIGN UPFIT CENTER
12400-23_drw.pdf | ittrawdiellse(c1r)etnoitnfuosrematthieondotchuemreenitn,or(2a)nynoctopcyoptyhetrheeofdoocrumtehnet, or the | ittrawdiellse(c1r)etnoitnfuosrematthieondotchuemreenitn,or(2a)nynoctopcyoptyhetrheeofdoocrumtehnet, confidential | WHITE BEAR LAKE, MN or trade WWW.CUMMINSFIREPOWER.COM | DEPERE, WISCONSIN
12400-23_drw.pdf |  | cPoopwieersLtLhCereof, | anFd RAME, AURORA PUMP #324
12400-23_drw.pdf | DIMENSION |  | TOLERANCESCAFREP5.9, 1610 UL LISTED
12400-23_drw.pdf |  |  | DWG UNITS: DRAWN BY:S DUBICK | 04/15/09
12400-24_drw.pdf | 1 | 1 | FRAME, WELDMENT, STANDARD, CFP5.9/7E, | CFP8.3/9E9891
12400-24_drw.pdf | 2 | 2 | ANGLE, HRS, 8.0 X 8.0 X 0.50, 26.00" | 12504
12400-24_drw.pdf | 3 | 2 | PLATE, PUMP BRACE, .25" x 4.75" x 22.00" | 12505
12400-24_drw.pdf | 13.00
12400-24_drw.pdf |  |  | TYP
12400-24_drw.pdf |  |  | 29.00
12400-24_drw.pdf | to the the document as | receiver accepts in | confidence. the writing by CUMMINS FIRE POWER LLC CORPORATE OFFICE | DESIGN UPFIT CENTER
12400-24_drw.pdf | ittrawdiellse(c1r)etnoitnfuosrematthieondotchuemreenitn,or(2a)nynoctopcyoptyhetrheeofdoocrumtehnet, or the | ittrawdiellse(c1r)etnoitnfuosrematthieondotchuemreenitn,or(2a)nynoctopcyoptyhetrheeofdoocrumtehnet, confidential | WHITE BEAR LAKE, MN or trade WWW.CUMMINSFIREPOWER.COM | DEPERE, WISCONSIN
12400-24_drw.pdf |  | cPoopwieersLtLhCereof, | anFd RAME, AURORA PUMP #326
12400-24_drw.pdf | DIMENSION |  | TOLERANCESCAFREP5.9, 1610 UL LISTED
12400-24_drw.pdf |  |  | DWG UNITS: DRAWN BY:S DUBICK | 10-11-10
12402-01_drw.pdf | 1 | 1 | FRAME, WELDMENT, STANDARD, CFP5.9/7E, | CFP8.3/9E9891
12402-01_drw.pdf | 2 | 2 | ANGLE, HRS, 8.0 X 8.0 X 0.50, 26.00" | 12504
12402-01_drw.pdf | 3 | 2 | PLATE, PUMP BRACE, .25" x 6.00" x 22.00" | 13627-01
12402-01_drw.pdf | 10.00
12402-01_drw.pdf |  |  | TYP
12402-01_drw.pdf | 6.25
12402-01_drw.pdf | 8.00
12402-01_drw.pdf |  |  | 29.00
12402-01_drw.pdf | to the the document as | receiver accepts in | confidence. the writing by CUMMINS FIRE POWER LLC CORPORATE OFFICE | DESIGN UPFIT CENTER
12402-01_drw.pdf | or any (2) not or the | copy copy the confidential | or the document, or trade WHITE BEAR LAKE, MN WWW.CUMMINSFIREPOWER.COM | DEPERE, WISCONSIN
12402-01_drw.pdf |  | cPoopwieersLtLhCereof, | anFd RAME, AURORA PUMP #111
12402-01_drw.pdf | DIMENSION |  | TOLERANCESCAFREP8.3, 1710 UL LISTED
12402-01_drw.pdf |  |  | DWG UNITS: DRAWN BY:S DUBICK | 04/21/09
12402-02_drw.pdf | 1 | 1 | FRAME, WELDMENT, STANDARD, CFP5.9/7E, | CFP8.3/9E9891
12402-02_drw.pdf | 2 | 2 | ANGLE, HRS, 8.0 X 8.0 X 0.50, 26.00" | 12504
12402-02_drw.pdf | 3 | 2 | PLATE, PUMP BRACE, .25" x 4.75" x 22.00" | 12505
12402-02_drw.pdf | 10.00
12402-02_drw.pdf |  |  | TYP
12402-02_drw.pdf | 5.00
12402-02_drw.pdf | 8.00
12402-02_drw.pdf |  |  | 29.00
12402-02_drw.pdf | to the the document as | receiver accepts in | confidence. the writing by CUMMINS FIRE POWER LLC CORPORATE OFFICE | DESIGN UPFIT CENTER
12402-02_drw.pdf | ittrawdiellse(c1r)etnoitnfuosrematthieondotchuemreenitn,or(2a)nynoctopcyoptyhetrheeofdoocrumtehnet, or the | ittrawdiellse(c1r)etnoitnfuosrematthieondotchuemreenitn,or(2a)nynoctopcyoptyhetrheeofdoocrumtehnet, confidential | WHITE BEAR LAKE, MN or trade WWW.CUMMINSFIREPOWER.COM | DEPERE, WISCONSIN
12402-02_drw.pdf |  | cPoopwieersLtLhCereof, | anFd RAME, AURORA PUMP #112
12402-02_drw.pdf | DIMENSION |  | TOLERANCESCAFREP8.3, 1710 UL LISTED
12402-02_drw.pdf |  |  | DWG UNITS: DRAWN BY:S DUBICK | 04/21/09
12402-03_drw.pdf | 1 | 1 | FRAME, WELDMENT, STANDARD, CFP5.9/7E, | CFP8.3/9E9891
12402-03_drw.pdf | 2 | 2 | ANGLE, HRS, 8.0 X 8.0 X 0.50, 26.00" | 12504
12402-03_drw.pdf | 3 | 2 | PLATE, PUMP BRACE, .25" x 4.75" x 22.00" | 12505
12402-03_drw.pdf | 10.00
12402-03_drw.pdf |  |  | TYP
12402-03_drw.pdf | 5.00
12402-03_drw.pdf | 8.00
12402-03_drw.pdf |  |  | 29.00
12402-03_drw.pdf | to the the document as | receiver accepts in | confidence. the writing by CUMMINS FIRE POWER LLC CORPORATE OFFICE | DESIGN UPFIT CENTER
12402-03_drw.pdf | ittrawdiellse(c1r)etnoitnfuosrematthieondotchuemreenitn,or(2a)nynoctopcyoptyhetrheeofdoocrumtehnet, or the | ittrawdiellse(c1r)etnoitnfuosrematthieondotchuemreenitn,or(2a)nynoctopcyoptyhetrheeofdoocrumtehnet, confidential | WHITE BEAR LAKE, MN or trade WWW.CUMMINSFIREPOWER.COM | DEPERE, WISCONSIN
12402-03_drw.pdf |  | cPoopwieersLtLhCereof, | anFd RAME, AURORA PUMP #113
12402-03_drw.pdf | DIMENSION |  | TOLERANCESCAFREP8.3, 1710 UL LISTED
12402-03_drw.pdf |  |  | DWG UNITS: DRAWN BY:S DUBICK | 04/21/09
12402-04_drw.pdf | 1 | 1 | FRAME, WELDMENT, STANDARD, CFP5.9/7E, | CFP8.3/9E9891
12402-04_drw.pdf | 2 | 2 | ANGLE, HRS, 8.0 X 8.0 X 0.50, 26.00" | 12504
12402-04_drw.pdf | 3 | 2 | PLATE, PUMP BRACE, .25" x 4.75" x 22.00" | 12505
12402-04_drw.pdf | 10.00
12402-04_drw.pdf |  |  | TYP
12402-04_drw.pdf | 5.00
12402-04_drw.pdf | 8.00
12402-04_drw.pdf |  |  | 29.00
12402-04_drw.pdf | to the the document as | receiver accepts in | confidence. the writing by CUMMINS FIRE POWER LLC CORPORATE OFFICE | DESIGN UPFIT CENTER
12402-04_drw.pdf | ittrawdiellse(c1r)etnoitnfuosrematthieondotchuemreenitn,or(2a)nynoctopcyoptyhetrheeofdoocrumtehnet, or the | ittrawdiellse(c1r)etnoitnfuosrematthieondotchuemreenitn,or(2a)nynoctopcyoptyhetrheeofdoocrumtehnet, confidential | WHITE BEAR LAKE, MN or trade WWW.CUMMINSFIREPOWER.COM | DEPERE, WISCONSIN
12402-04_drw.pdf |  | cPoopwieersLtLhCereof, | anFd RAME, AURORA PUMP #116
12402-04_drw.pdf | DIMENSION |  | TOLERANCESCAFREP8.3, 1710 UL LISTED
12402-04_drw.pdf |  |  | DWG UNITS: DRAWN BY:S DUBICK | 04/21/09
12402-05_drw.pdf | 1 | 1 | FRAME, WELDMENT, STANDARD, CFP5.9/7E, | CFP8.3/9E9891
12402-05_drw.pdf | 2 | 2 | ANGLE, HRS, 8.0 X 8.0 X 0.50, 26.00" | 12504
12402-05_drw.pdf | 3 | 2 | PLATE, PUMP BRACE, .25" x 4.75" x 22.00" | 12505
12402-05_drw.pdf | 10.00
12402-05_drw.pdf |  |  | TYP
12402-05_drw.pdf | 5.00
12402-05_drw.pdf | 8.00
12402-05_drw.pdf |  |  | 29.00
12402-05_drw.pdf | to the the document as | receiver accepts in | confidence. the writing by CUMMINS FIRE POWER LLC CORPORATE OFFICE | DESIGN UPFIT CENTER
12402-05_drw.pdf | ittrawdiellse(c1r)etnoitnfuosrematthieondotchuemreenitn,or(2a)nynoctopcyoptyhetrheeofdoocrumtehnet, or the | ittrawdiellse(c1r)etnoitnfuosrematthieondotchuemreenitn,or(2a)nynoctopcyoptyhetrheeofdoocrumtehnet, confidential | WHITE BEAR LAKE, MN or trade WWW.CUMMINSFIREPOWER.COM | DEPERE, WISCONSIN
12402-05_drw.pdf |  | cPoopwieersLtLhCereof, | anFd RAME, AURORA PUMP #106
12402-05_drw.pdf | DIMENSION |  | TOLERANCESCAFREP8.3, 1710 UL LISTED
12402-05_drw.pdf |  |  | DWG UNITS: DRAWN BY:S DUBICK | 04/21/09
12402-06_drw.pdf | ITEM
12402-06_drw.pdf | 1 | 1 | FRAME, WELDMENT, STD, MID RISE, CFP5.9/7E,
12402-06_drw.pdf |  |  | 8.0 X 8.0 X 0.50, 26.00" LENGTH | 12504
12402-06_drw.pdf |  |  |  | 12505
12402-06_drw.pdf |  |  | 18.00
12402-06_drw.pdf |  |  | .25 TYP
12402-06_drw.pdf |  | 5.25
12402-06_drw.pdf |  | 8.00
12402-06_drw.pdf |  |  | 29.00
12402-06_drw.pdf | and LLC and retaining | trade secret given to the of the | information, is the receiver in confidence. accepts the CUMMINS FIRE POWER LLC CORPORATE OFFICE AND | DESIGN UPFIT CENTER
12402-06_drw.pdf | agrees that, not use the information | except as document or therein, (2) | in writing by copy thereof or the not copy the document, 1600 BUERKLE ROAD 875 WHITE BEAR LAKE, MN | LAWRENCE DRIVE WISCONSIN
12402-06_drw.pdf | the and (4) upon | or the completion | confidential of the need to retain cPoopwieersLtLhCereof,
12402-06_drw.pdf |  | DIMENSION | TOLERANCESCAFREP8.3, 1710 UL LISTED
12402-06_drw.pdf | 1IM$PERIAL | UNITS | METRIC UNITS DWG UNITS: DRAWN BY:S DUBICK DATE: | 04/21/09
12402-06_drw.pdf | MACHINE .XX=#0.010 | TOLERANCES | MACHINE TOLERANCES .X=#0.4 IN/LB/S PRO-ENGINEERREF .FXOXRM=TO#LER0A.N2CES | DRWG:
12402-06_drw.pdf | .XX = # .XXX= # | 0.030 .X 0.015 | SCALE: 0.100 SHEET = # 0.8 .XX= # 0.4 1
12402-07_drw.pdf | ITEM
12402-07_drw.pdf | 1 | 1 | FRAME, WELDMENT, STD, TALL RISE, CFP5.9/7E,
12402-07_drw.pdf |  |  | 8.0 X 8.0 X 0.50, 26.00" LENGTH | 12504
12402-07_drw.pdf |  |  |  | 12505-03
12402-07_drw.pdf |  |  | .25 TYP
12402-07_drw.pdf |  | 3.75
12402-07_drw.pdf |  | 8.00
12402-07_drw.pdf |  |  | 26.00
12402-07_drw.pdf | and LLC and retaining | trade secret given to the of the | information, is the receiver in confidence. accepts the CUMMINS FIRE POWER LLC CORPORATE OFFICE AND | DESIGN UPFIT CENTER
12402-07_drw.pdf | agrees that, ittrawdiellse(c1r)etnoitnfuosrematthieondotchuemreenitn,or(2a)nynoctopcyoptyhetrheeofdoocrumtehnet, | except as ittrawdiellse(c1r)etnoitnfuosrematthieondotchuemreenitn,or(2a)nynoctopcyoptyhetrheeofdoocrumtehnet, | in writing by 1600 BUERKLE ROAD 875 WHITE BEAR LAKE, MN | LAWRENCE DRIVE WISCONSIN
12402-07_drw.pdf | the and (4) upon | or the completion | confidential of the need to retain cPoopwieersLtLhCereof,
12402-07_drw.pdf |  | DIMENSION | TOLERANCESCAFREP8.3, 1710 UL LISTED
12402-07_drw.pdf | 1IM$PERIAL | UNITS | METRIC UNITS DWG UNITS: DRAWN BY:S DUBICK DATE: | 04/21/09
12402-07_drw.pdf | MACHINE .XX=#0.010 | TOLERANCES | MACHINE TOLERANCES .X=#0.4 IN/LB/S PRO-ENGINEERREF .FXOXRM=TO#LER0A.N2CES | DRWG:
12402-07_drw.pdf | .XX = # .XXX= # | 0.030 .X 0.015 | SCALE: 0.100 SHEET = # 0.8 .XX= # 0.4 1
12402-08_drw.pdf | ITEM
12402-08_drw.pdf | 1 | 1 | FRAME, WELDMENT, STD, TALL RISE, CFP5.9/7E,
12402-08_drw.pdf |  |  | 8.0 X 8.0 X 0.50, 26.00" LENGTH | 12504
12402-08_drw.pdf |  |  |  | 12505-03
12402-08_drw.pdf |  |  | TYP
12402-08_drw.pdf |  | 8.00
12402-08_drw.pdf |  |  | 26.00
12402-08_drw.pdf |  |  | 29.00
12402-08_drw.pdf | and LLC and retaining | trade secret given to the of the | information, is the receiver in confidence. accepts the CUMMINS FIRE POWER LLC CORPORATE OFFICE AND | DESIGN UPFIT CENTER
12402-08_drw.pdf | agrees that, ittrawdiellse(c1r)etnoitnfuosrematthieondotchuemreenitn,or(2a)nynoctopcyoptyhetrheeofdoocrumtehnet, | except as ittrawdiellse(c1r)etnoitnfuosrematthieondotchuemreenitn,or(2a)nynoctopcyoptyhetrheeofdoocrumtehnet, | in writing by 1600 BUERKLE ROAD 875 WHITE BEAR LAKE, MN | LAWRENCE DRIVE WISCONSIN
12402-08_drw.pdf | the and (4) upon | or the completion | confidential of the need to retain cPoopwieersLtLhCereof,
12402-08_drw.pdf |  | DIMENSION | TOLERANCESCAFREP8.3, 1710 UL LISTED
12402-08_drw.pdf | 1IM$PERIAL | UNITS | METRIC UNITS DWG UNITS: DRAWN BY:S DUBICK DATE: | 04/21/09
12402-08_drw.pdf | MACHINE .XX=#0.010 | TOLERANCES | MACHINE TOLERANCES .X=#0.4 IN/LB/S PRO-ENGINEERREF .FXOXRM=TO#LER0A.N2CES | DRWG:
12402-08_drw.pdf | .XX = # .XXX= # | 0.030 .X 0.015 | SCALE: 0.100 SHEET = # 0.8 .XX= # 0.4 1
12402-09_drw.pdf | ITEM
12402-09_drw.pdf | 1 | 1 | FRAME, WELDMENT, STD, TALL RISE, CFP5.9/7E,
12402-09_drw.pdf |  |  | 8.0 X 8.0 X 0.50, 26.00" LENGTH | 12504
12402-09_drw.pdf |  |  |  | 12506-01
12402-09_drw.pdf |  |  | TYP
12402-09_drw.pdf |  | 2.75
12402-09_drw.pdf |  | 8.00
12402-09_drw.pdf |  |  | 26.00
12402-09_drw.pdf |  |  | 29.00
12402-09_drw.pdf | and LLC and retaining | trade secret given to the of the | information, is the receiver in confidence. accepts the CUMMINS FIRE POWER LLC CORPORATE OFFICE AND | DESIGN UPFIT CENTER
12402-09_drw.pdf | agrees that, ittrawdiellse(c1r)etnoitnfuosrematthieondotchuemreenitn,or(2a)nynoctopcyoptyhetrheeofdoocrumtehnet, | except as ittrawdiellse(c1r)etnoitnfuosrematthieondotchuemreenitn,or(2a)nynoctopcyoptyhetrheeofdoocrumtehnet, | in writing by 1600 BUERKLE ROAD 875 WHITE BEAR LAKE, MN | LAWRENCE DRIVE WISCONSIN
12402-09_drw.pdf | the and (4) upon | or the completion | confidential of the need to retain cPoopwieersLtLhCereof,
12402-09_drw.pdf |  | DIMENSION | TOLERANCESCAFREP8.3, 1710 UL LISTED
12402-09_drw.pdf | 1IM$PERIAL | UNITS | METRIC UNITS DWG UNITS: DRAWN BY:S DUBICK DATE: | 04/21/09
12402-09_drw.pdf | MACHINE .XX=#0.010 | TOLERANCES | MACHINE TOLERANCES .X=#0.4 IN/LB/S PRO-ENGINEERREF .FXOXRM=TO#LER0A.N2CES | DRWG:
12402-09_drw.pdf | .XX = # .XXX= # | 0.030 .X 0.015 | SCALE: 0.100 SHEET = # 0.8 .XX= # 0.4 1
12402-10_drw.pdf | 1 | 1 | FRAME, WELDMENT, STANDARD, CFP5.9/7E, | CFP8.3/9E9891
12402-10_drw.pdf | 2 | 2 | ANGLE, HRS, 8.0 X 8.0 X 0.50, 26.00" | 12504
12402-10_drw.pdf | 3 | 2 | PLATE, PUMP BRACE, .25" x 3.25" x 22.00" | 12505-04
12402-10_drw.pdf | 16.00
12402-10_drw.pdf | 8.00
12402-10_drw.pdf |  |  | 29.00
12402-10_drw.pdf | to the the document as | receiver accepts in | confidence. the writing by CUMMINS FIRE POWER LLC CORPORATE OFFICE | DESIGN UPFIT CENTER
12402-10_drw.pdf | or any (2) not or the | copy copy the confidential | or the document, or trade WHITE BEAR LAKE, MN WWW.CUMMINSFIREPOWER.COM | DEPERE, WISCONSIN
12402-10_drw.pdf |  | cPoopwieersLtLhCereof, | anFd RAME, AURORA PUMP #312
12402-10_drw.pdf | DIMENSION |  | TOLERANCESCAFREP8.3, 1710 UL LISTED
12402-10_drw.pdf |  |  | DWG UNITS: DRAWN BY:S DUBICK | 04/21/09
12402-11_drw.pdf | ITEM
12402-11_drw.pdf | 1 | 1 | FRAME, WELDMENT, STD, MID RISE, CFP5.9/7E,
12402-11_drw.pdf |  |  | 8.0 X 8.0 X 0.50, 26.00" LENGTH | 12504
12402-11_drw.pdf |  |  |  | 12505
12402-11_drw.pdf |  |  | 20.00
12402-11_drw.pdf |  |  | .25 TYP
12402-11_drw.pdf |  | 5.00
12402-11_drw.pdf |  | 8.00
12402-11_drw.pdf |  |  | 29.00
12402-11_drw.pdf | and LLC and retaining | trade secret given to the of the | information, is the receiver in confidence. accepts the CUMMINS FIRE POWER LLC CORPORATE OFFICE AND | DESIGN UPFIT CENTER
12402-11_drw.pdf | agrees that, not use the information | except as document or therein, (2) | in writing by copy thereof or the not copy the document, 1600 BUERKLE ROAD 875 WHITE BEAR LAKE, MN | LAWRENCE DRIVE WISCONSIN
12402-11_drw.pdf | the and (4) upon | or the completion | confidential of the need to retain cPoopwieersLtLhCereof,
12402-11_drw.pdf |  | DIMENSION | TOLERANCESCAFREP8.3, 1710 UL LISTED
12402-11_drw.pdf | 1IM$PERIAL | UNITS | METRIC UNITS DWG UNITS: DRAWN BY:S DUBICK DATE: | 04/21/09
12402-11_drw.pdf | MACHINE .XX=#0.010 | TOLERANCES | MACHINE TOLERANCES .X=#0.4 IN/LB/S PRO-ENGINEERREF .FXOXRM=TO#LER0A.N2CES | DRWG:
12402-11_drw.pdf | .XX = # .XXX= # | 0.030 .X 0.015 | SCALE: 0.100 SHEET = # 0.8 .XX= # 0.4 1
12402-12_drw.pdf | ITEM
12402-12_drw.pdf | 1 | 1 | FRAME, WELDMENT, STD, MID RISE, CFP5.9/7E,
12402-12_drw.pdf |  |  | 8.0 X 8.0 X 0.50, 26.00" LENGTH | 12504
12402-12_drw.pdf |  |  |  | 12506-02
12402-12_drw.pdf |  | 3.00
12402-12_drw.pdf |  | 10.00
12402-12_drw.pdf |  |  | TYP
12402-12_drw.pdf |  |  | .25
12402-12_drw.pdf |  | 2.25
12402-12_drw.pdf |  | 8.00
12402-12_drw.pdf |  |  | 29.00
12402-12_drw.pdf | and LLC and retaining | trade secret given to the of the | information, is the receiver in confidence. accepts the CUMMINS FIRE POWER LLC CORPORATE OFFICE AND | DESIGN UPFIT CENTER
12402-12_drw.pdf | agrees that, ittrawdiellse(c1r)etnoitnfuosrematthieondotchuemreenitn,or(2a)nynoctopcyoptyhetrheeofdoocrumtehnet, | except as ittrawdiellse(c1r)etnoitnfuosrematthieondotchuemreenitn,or(2a)nynoctopcyoptyhetrheeofdoocrumtehnet, | in writing by 1600 BUERKLE ROAD 875 WHITE BEAR LAKE, MN | LAWRENCE DRIVE WISCONSIN
12402-12_drw.pdf | the and (4) upon | or the completion | confidential of the need to retain cPoopwieersLtLhCereof,
12402-12_drw.pdf |  | DIMENSION | TOLERANCESCAFREP8.3, 1710 UL LISTED
12402-12_drw.pdf | 1IM$PERIAL | UNITS | METRIC UNITS DWG UNITS: DRAWN BY:S DUBICK DATE: | 04/21/09
12402-12_drw.pdf | MACHINE .XX=#0.010 | TOLERANCES | MACHINE TOLERANCES .X=#0.4 IN/LB/S PRO-ENGINEERREF .FXOXRM=TO#LER0A.N2CES | DRWG:
12402-12_drw.pdf | .XX = # .XXX= # | 0.030 .X 0.015 | SCALE: 0.100 SHEET = # 0.8 .XX= # 0.4 1
12402-13_drw.pdf | 1 | 1 | FRAME, WELDMENT, STANDARD, CFP5.9/7E, | CFP8.3/9E9891
12402-13_drw.pdf | 2 | 2 | ANGLE, HRS, 8.0 X 8.0 X 0.50, 26.00" | 12504
12402-13_drw.pdf | 3 | 2 | PLATE, PUMP BRACE, .25" x 3.00" x 22.00" | 12506
12402-13_drw.pdf |  | 15.50
12402-13_drw.pdf | 8.00
12402-13_drw.pdf |  |  | 29.00
12402-13_drw.pdf | to the the document as | receiver accepts in | confidence. the writing by CUMMINS FIRE POWER LLC CORPORATE OFFICE | DESIGN UPFIT CENTER
12402-13_drw.pdf | ittrawdiellse(c1r)etnoitnfuosrematthieondotchuemreenitn,or(2a)nynoctopcyoptyhetrheeofdoocrumtehnet, or the | ittrawdiellse(c1r)etnoitnfuosrematthieondotchuemreenitn,or(2a)nynoctopcyoptyhetrheeofdoocrumtehnet, confidential | WHITE BEAR LAKE, MN or trade WWW.CUMMINSFIREPOWER.COM | DEPERE, WISCONSIN
12402-13_drw.pdf |  | cPoopwieersLtLhCereof, | anFd RAME, AURORA PUMP #319
12402-13_drw.pdf | DIMENSION |  | TOLERANCESCAFREP8.3, 1710 UL LISTED
12402-13_drw.pdf |  |  | DWG UNITS: DRAWN BY:S DUBICK | 04/21/09
12402-14_drw.pdf | 1 | 1 | FRAME, WELDMENT, STANDARD, CFP5.9/7E, | CFP8.3/9E9891
12402-14_drw.pdf | 2 | 2 | ANGLE, HRS, 8.0 X 8.0 X 0.50, 26.00" | 12504
12402-14_drw.pdf | 3 | 2 | PLATE, PUMP BRACE, .25" x 3.00" x 22.00" | 12506
12402-14_drw.pdf | 8.00
12402-14_drw.pdf | 5.00
12402-14_drw.pdf |  | 10.00
12402-14_drw.pdf |  |  | TYP
12402-14_drw.pdf | 8.00
12402-14_drw.pdf |  |  | 29.00
12402-14_drw.pdf | to the the document as | receiver accepts in | confidence. the writing by CUMMINS FIRE POWER LLC CORPORATE OFFICE | DESIGN UPFIT CENTER
12402-14_drw.pdf | ittrawdiellse(c1r)etnoitnfuosrematthieondotchuemreenitn,or(2a)nynoctopcyoptyhetrheeofdoocrumtehnet, or the | ittrawdiellse(c1r)etnoitnfuosrematthieondotchuemreenitn,or(2a)nynoctopcyoptyhetrheeofdoocrumtehnet, confidential | WHITE BEAR LAKE, MN or trade WWW.CUMMINSFIREPOWER.COM | DEPERE, WISCONSIN
12402-14_drw.pdf |  | cPoopwieersLtLhCereof, | anFd RAME, AURORA PUMP #129
12402-14_drw.pdf | DIMENSION |  | TOLERANCESCAFREP8.3, 1710 UL LISTED
12402-14_drw.pdf |  |  | DWG UNITS: DRAWN BY:S DUBICK | 04/21/09
12402-15_drw.pdf | 1 | 1 | FRAME, WELDMENT, STANDARD, CFP5.9/7E, | CFP8.3/9E9891
12402-15_drw.pdf | 2 | 2 | ANGLE, HRS, 8.0 X 8.0 X 0.50, 26.00" | 12504
12402-15_drw.pdf | 3 | 2 | PLATE, PUMP BRACE, .25" x 4.75" x 22.00" | 12505
12402-15_drw.pdf |  | 10.00
12402-15_drw.pdf |  |  | TYP
12402-15_drw.pdf | 5.00
12402-15_drw.pdf | 8.00
12402-15_drw.pdf |  |  | 29.00
12402-15_drw.pdf | to the the document as | receiver accepts in | confidence. the writing by CUMMINS FIRE POWER LLC CORPORATE OFFICE | DESIGN UPFIT CENTER
12402-15_drw.pdf | ittrawdiellse(c1r)etnoitnfuosrematthieondotchuemreenitn,or(2a)nynoctopcyoptyhetrheeofdoocrumtehnet, or the | ittrawdiellse(c1r)etnoitnfuosrematthieondotchuemreenitn,or(2a)nynoctopcyoptyhetrheeofdoocrumtehnet, confidential | WHITE BEAR LAKE, MN or trade WWW.CUMMINSFIREPOWER.COM | DEPERE, WISCONSIN
12402-15_drw.pdf |  | cPoopwieersLtLhCereof, | anFd RAME, AURORA PUMP #105
12402-15_drw.pdf | DIMENSION |  | TOLERANCESCAFREP8.3, 1710 UL LISTED
12402-15_drw.pdf |  |  | DWG UNITS: DRAWN BY:S DUBICK | 04/21/09
12402-16_drw.pdf | ITEM
12402-16_drw.pdf | 1 | 1 | FRAME, WELDMENT, STD, MID RISE, CFP5.9/7E, CFP8.3/9E | 12326
12402-16_drw.pdf | 2 | 2 | ANGLE, HRS, 8.0 X 8.0 X 0.50, 26.00" LENGTH | 12504
12402-16_drw.pdf | 3 | 2 | PLATE, PUMP BRACE, .25" x 2.00" x 22.00" | 12506-02
12402-16_drw.pdf |  |  | TYP
12402-16_drw.pdf |  |  | .25
12402-16_drw.pdf |  |  | 26.00
12402-16_drw.pdf | 6.00 |  | 29.00
12402-16_drw.pdf | confidential Power LLC and | and trade and is given of the | information, is the to the receiver in confidence. document accepts the CUMMINS FIRE POWER LLC CORPORATE OFFICE AND | DESIGN UPFIT CENTER
12402-16_drw.pdf | and agrees ittrawdiellse(c1r)etnoitnfuosrematthieondotchuemreenitn,or(2a)nynoctopcyoptyhetrheeofdoocrumtehnet, | that, except ittrawdiellse(c1r)etnoitnfuosrematthieondotchuemreenitn,or(2a)nynoctopcyoptyhetrheeofdoocrumtehnet, | authorized in writing by 1600 BUERKLE ROAD WHITE BEAR LAKE, MN | LAWRENCE DRIVE DEPERE, WISCONSIN
12402-16_drw.pdf | therein, and dmoactuemreinatl,coorpiuepdonthdeermeafnrdo,m.retCuOrPnYRtIhGeHTdoCcuummmeinnts,Failrle | upon dmoactuemreinatl,coorpiuepdonthdeermeafnrdo,m.retCuOrPnYRtIhGeHTdoCcuummmeinnts,Failrle | of the need to retain cPoopwieersLtLhCereof, and #318
12402-16_drw.pdf | SPECIFIED | ALL | DIMENSION TOLERANCES ACREFP8.3, 1710 UL LISTED
12402-16_drw.pdf | # 1 |  | MUENTIRTISC DWG UNITS: DRAWN BY:S DUBICK DATE: | 11-JAN-12
12402-16_drw.pdf |  | ..FXXOXXRXM | ==TOL##ERA00N..C00E31S05 FO..RXXMX T==OL##ERAN00C..E84S DRAWING | NO:
12402-16_drw.pdf |  | ..FXXAXXBX | T==OLE##RAN00C..E00S6300 F..AXXBXT==OLE##RAN10C..E58S EST WEIGHT: 465.887 1 OF 1
12404-01_drw.pdf | 1 | 1 | FRAME, WLDMNT, STANDARD, CFP11E | 9896
12404-01_drw.pdf | 8.00
12404-01_drw.pdf | 5.00
12404-01_drw.pdf |  | 10.00
12404-01_drw.pdf |  | .25 | TYP
12404-01_drw.pdf | 8.00
12404-01_drw.pdf |  |  | 26.00
12404-01_drw.pdf |  |  | 29.00
12404-01_drw.pdf | receiver in accepts in | confidence. by | CUMMINS FIRE POWER LLC CORPORATE OFFICE AND | DESIGN UPFIT CENTER
12404-01_drw.pdf | ittrawdiellse(c1r)etnoitnfuosrematthieondotchuemreenitn,or(2a)nynoctopcyoptyhetrheeofdoocrumtehnet, | ittrawdiellse(c1r)etnoitnfuosrematthieondotchuemreenitn,or(2a)nynoctopcyoptyhetrheeofdoocrumtehnet, | WHITE BEAR LAKE, MN | WISCONSIN
12404-02_drw.pdf | 1 | 1 | FRAME, WLDMNT, STANDARD, CFP11E | 9896
12404-02_drw.pdf | 8.00
12404-02_drw.pdf | 5.00
12404-02_drw.pdf |  | 10.00
12404-02_drw.pdf |  | .25 | TYP
12404-02_drw.pdf | 8.00
12404-02_drw.pdf |  |  | 26.00
12404-02_drw.pdf |  |  | 29.00
12404-02_drw.pdf | receiver in accepts in | confidence. by | CUMMINS FIRE POWER LLC CORPORATE OFFICE AND | DESIGN UPFIT CENTER
12404-02_drw.pdf | ittrawdiellse(c1r)etnoitnfuosrematthieondotchuemreenitn,or(2a)nynoctopcyoptyhetrheeofdoocrumtehnet, | ittrawdiellse(c1r)etnoitnfuosrematthieondotchuemreenitn,or(2a)nynoctopcyoptyhetrheeofdoocrumtehnet, | WHITE BEAR LAKE, MN | WISCONSIN
12404-03_drw.pdf | 1 | 1 | FRAME, WLDMNT, STANDARD, CFP11E | 9896
12404-03_drw.pdf | 8.00
12404-03_drw.pdf | 5.00
12404-03_drw.pdf |  | 10.00
12404-03_drw.pdf |  | .25 | TYP
12404-03_drw.pdf | 8.00
12404-03_drw.pdf |  |  | 26.00
12404-03_drw.pdf |  |  | 29.00
12404-03_drw.pdf | receiver in accepts in | confidence. by | CUMMINS FIRE POWER LLC CORPORATE OFFICE AND | DESIGN UPFIT CENTER
12404-03_drw.pdf | ittrawdiellse(c1r)etnoitnfuosrematthieondotchuemreenitn,or(2a)nynoctopcyoptyhetrheeofdoocrumtehnet, | ittrawdiellse(c1r)etnoitnfuosrematthieondotchuemreenitn,or(2a)nynoctopcyoptyhetrheeofdoocrumtehnet, | WHITE BEAR LAKE, MN | WISCONSIN
12404-04_drw.pdf | 1 | 1 | FRAME, WLDMNT, STANDARD, CFP11E | 9896
12404-04_drw.pdf | 4.00
12404-04_drw.pdf | 9.00
12404-04_drw.pdf |  |  | TYP
12404-04_drw.pdf | 8.00
12404-04_drw.pdf |  |  | 26.00
12404-04_drw.pdf |  |  | 29.00
12404-04_drw.pdf | receiver in accepts in | confidence. by | CUMMINS FIRE POWER LLC CORPORATE OFFICE AND | DESIGN UPFIT CENTER
12404-04_drw.pdf | ittrawdiellse(c1r)etnoitnfuosrematthieondotchuemreenitn,or(2a)nynoctopcyoptyhetrheeofdoocrumtehnet, | ittrawdiellse(c1r)etnoitnfuosrematthieondotchuemreenitn,or(2a)nynoctopcyoptyhetrheeofdoocrumtehnet, | WHITE BEAR LAKE, MN | WISCONSIN
12404-05_drw.pdf | 1 | 1 | FRAME, WLDMNT, HIGH RISE LRG, CFP11E | 12373
12404-05_drw.pdf |  |  | 7.50
12404-05_drw.pdf |  |  | 13.00
12404-05_drw.pdf |  |  | .25 TYP
12404-05_drw.pdf | .25
12404-05_drw.pdf |  |  | A
12404-05_drw.pdf |  |  | 8.00
12404-05_drw.pdf |  |  | 28.00
12404-05_drw.pdf |  |  | 31.00
12404-05_drw.pdf | receiver in accepts in | confidence. by | CUMMINS FIRE POWER LLC CORPORATE OFFICE AND | DESIGN UPFIT CENTER
12404-05_drw.pdf | ittrawdiellse(c1r)etnoitnfuosrematthieondotchuemreenitn,or(2a)nynoctopcyoptyhetrheeofdoocrumtehnet, | ittrawdiellse(c1r)etnoitnfuosrematthieondotchuemreenitn,or(2a)nynoctopcyoptyhetrheeofdoocrumtehnet, | WHITE BEAR LAKE, MN | WISCONSIN
12404-06_drw.pdf | 1 | 1 | FRAME, WLDMNT, HIGH RISE LRG, CFP11E | 12373
12404-06_drw.pdf |  |  | 7.50
12404-06_drw.pdf |  |  | 13.00
12404-06_drw.pdf |  |  | TYP
12404-06_drw.pdf | .25
12404-06_drw.pdf |  | A
12404-06_drw.pdf | 11.50
12404-06_drw.pdf |  |  | 8.00
12404-06_drw.pdf |  | 6.00 | 28.00
12404-06_drw.pdf | receiver in accepts in | confidence. by | CUMMINS FIRE POWER LLC CORPORATE OFFICE AND | DESIGN UPFIT CENTER
12404-06_drw.pdf | ittrawdiellse(c1r)etnoitnfuosrematthieondotchuemreenitn,or(2a)nynoctopcyoptyhetrheeofdoocrumtehnet, | ittrawdiellse(c1r)etnoitnfuosrematthieondotchuemreenitn,or(2a)nynoctopcyoptyhetrheeofdoocrumtehnet, | WHITE BEAR LAKE, MN | WISCONSIN
12404-07_drw.pdf | 1 | 1 | FRAME, WLDMNT, HIGH RISE LRG, CFP11E | 12373
12404-07_drw.pdf |  |  | 7.50
12404-07_drw.pdf |  |  | 13.00
12404-07_drw.pdf |  |  | TYP
12404-07_drw.pdf | .25
12404-07_drw.pdf |  | A
12404-07_drw.pdf | 10.50
12404-07_drw.pdf |  |  | A
12404-07_drw.pdf |  |  | 3.88
12404-07_drw.pdf |  |  | 8.00
12404-07_drw.pdf |  | 6.00 | 28.00
12404-07_drw.pdf | receiver in accepts in | confidence. by | CUMMINS FIRE POWER LLC CORPORATE OFFICE AND | DESIGN UPFIT CENTER
12404-07_drw.pdf | copy thereof copy the | or the document, | WHITE BEAR LAKE, MN | WISCONSIN
12404-08_drw.pdf | 1 | 1 | FRAME, WLDMNT, HIGH RISE LRG, CFP11E | 12373
12404-08_drw.pdf |  |  | 7.50
12404-08_drw.pdf |  |  | 13.00
12404-08_drw.pdf |  |  | TYP
12404-08_drw.pdf | 10.50
12404-08_drw.pdf |  |  | A
12404-08_drw.pdf |  |  | 8.00
12404-08_drw.pdf |  | 6.00 | 28.00
12404-08_drw.pdf | receiver in accepts in | confidence. by | CUMMINS FIRE POWER LLC CORPORATE OFFICE AND | DESIGN UPFIT CENTER
12404-08_drw.pdf | copy thereof copy the | or the document, | WHITE BEAR LAKE, MN | WISCONSIN
12404-09_drw.pdf | 1 | 1 | FRAME, WLDMNT, STANDARD, CFP11E | 9896
12404-09_drw.pdf | 10.00
12404-09_drw.pdf |  |  | TYP
12404-09_drw.pdf | 8.00
12404-09_drw.pdf |  |  | 26.00
12404-09_drw.pdf |  |  | 29.00
12404-09_drw.pdf | receiver in accepts in | confidence. by | CUMMINS FIRE POWER LLC CORPORATE OFFICE AND | DESIGN UPFIT CENTER
12404-09_drw.pdf | copy thereof copy the | or the document, | WHITE BEAR LAKE, MN | WISCONSIN
12404-10_drw.pdf | 1 | 1 | FRAME, WLDMNT, MID RISE LRG, CFP11E | 12374
12404-10_drw.pdf |  |  | 20.00
12404-10_drw.pdf |  |  | TYP
12404-10_drw.pdf | .25
12404-10_drw.pdf |  | A
12404-10_drw.pdf | 12.00
12404-10_drw.pdf |  |  | A
12404-10_drw.pdf |  |  | 3.38
12404-10_drw.pdf |  | 6.00
12404-10_drw.pdf | receiver in accepts in | confidence. by | CUMMINS FIRE POWER LLC CORPORATE OFFICE AND | DESIGN UPFIT CENTER
12404-10_drw.pdf | ittrawdiellse(c1r)etnoitnfuosrematthieondotchuemreenitn,or(2a)nynoctopcyoptyhetrheeofdoocrumtehnet, | ittrawdiellse(c1r)etnoitnfuosrematthieondotchuemreenitn,or(2a)nynoctopcyoptyhetrheeofdoocrumtehnet, | WHITE BEAR LAKE, MN | WISCONSIN
12404-11_drw.pdf | 1 | 1 | FRAME, WLDMNT, HIGH RISE LRG, CFP11E | 12373
12404-11_drw.pdf |  |  | 20.00
12404-11_drw.pdf |  |  | .25
12404-11_drw.pdf | .25
12404-11_drw.pdf |  | A
12404-11_drw.pdf | 10.19
12404-11_drw.pdf |  |  | 3.88
12404-11_drw.pdf |  |  | 8.00
12404-11_drw.pdf |  |  | 28.00
12404-11_drw.pdf |  |  | 31.00
12404-11_drw.pdf | receiver in accepts in | confidence. by | CUMMINS FIRE POWER LLC CORPORATE OFFICE AND | DESIGN UPFIT CENTER
12404-11_drw.pdf | ittrawdiellse(c1r)etnoitnfuosrematthieondotchuemreenitn,or(2a)nynoctopcyoptyhetrheeofdoocrumtehnet, | ittrawdiellse(c1r)etnoitnfuosrematthieondotchuemreenitn,or(2a)nynoctopcyoptyhetrheeofdoocrumtehnet, | WHITE BEAR LAKE, MN | WISCONSIN
12404-12_drw.pdf | 1 | 1 | FRAME, WLDMNT, MID RISE LRG, CFP11E | 12374
12404-12_drw.pdf |  |  | 3.50
12404-12_drw.pdf |  |  | 21.00
12404-12_drw.pdf |  |  | TYP
12404-12_drw.pdf |  |  | A
12404-12_drw.pdf |  |  | 3.13
12404-12_drw.pdf |  |  | 31.00
12404-12_drw.pdf | receiver in accepts in | confidence. by | CUMMINS FIRE POWER LLC CORPORATE OFFICE AND | DESIGN UPFIT CENTER
12404-12_drw.pdf | ittrawdiellse(c1r)etnoitnfuosrematthieondotchuemreenitn,or(2a)nynoctopcyoptyhetrheeofdoocrumtehnet, | ittrawdiellse(c1r)etnoitnfuosrematthieondotchuemreenitn,or(2a)nynoctopcyoptyhetrheeofdoocrumtehnet, | WHITE BEAR LAKE, MN | WISCONSIN
12404-13_drw.pdf | 1 | 1 | FRAME, WLDMNT, STANDARD, CFP11E | 9896
12404-13_drw.pdf | 8.00
12404-13_drw.pdf | 5.00
12404-13_drw.pdf |  | .25 | TYP
12404-13_drw.pdf |  | A
12404-13_drw.pdf | 5.38
12404-13_drw.pdf | 8.00
12404-13_drw.pdf |  |  | 26.00
12404-13_drw.pdf |  |  | 29.00
12404-13_drw.pdf | receiver in accepts in | confidence. by | CUMMINS FIRE POWER LLC CORPORATE OFFICE AND | DESIGN UPFIT CENTER
12404-13_drw.pdf | ittrawdiellse(c1r)etnoitnfuosrematthieondotchuemreenitn,or(2a)nynoctopcyoptyhetrheeofdoocrumtehnet, | ittrawdiellse(c1r)etnoitnfuosrematthieondotchuemreenitn,or(2a)nynoctopcyoptyhetrheeofdoocrumtehnet, | WHITE BEAR LAKE, MN | WISCONSIN
12404-14_drw.pdf | 1 | 1 | FRAME, WLDMNT, STANDARD, CFP11E | 9896
12404-14_drw.pdf | 8.00
12404-14_drw.pdf | 5.00
12404-14_drw.pdf |  | 10.00
12404-14_drw.pdf |  | .25 | TYP
12404-14_drw.pdf | 8.00
12404-14_drw.pdf |  |  | 26.00
12404-14_drw.pdf |  |  | 29.00
12404-14_drw.pdf | receiver in accepts in | confidence. by | CUMMINS FIRE POWER LLC CORPORATE OFFICE AND | DESIGN UPFIT CENTER
12404-14_drw.pdf | ittrawdiellse(c1r)etnoitnfuosrematthieondotchuemreenitn,or(2a)nynoctopcyoptyhetrheeofdoocrumtehnet, | ittrawdiellse(c1r)etnoitnfuosrematthieondotchuemreenitn,or(2a)nynoctopcyoptyhetrheeofdoocrumtehnet, | WHITE BEAR LAKE, MN | WISCONSIN
12406-01_drw.pdf | 1 | 4 | HOOK, LIFTING, CFP59 | 22294
12406-01_drw.pdf | 2 | 2 | MOUNT, PUMP | A042K570
12406-01_drw.pdf | 3 | 2 | GUSSET | A042K571
12406-01_drw.pdf | 4 | 1 | MOUNT, ENGINE | A042K572
12406-01_drw.pdf | 5 | 2 | CHANNEL, SIDE | A042K573
12406-01_drw.pdf | 6 | 4 | GUSSET, ENGINE MOUNT | A042K574
12406-01_drw.pdf | 7 | 1 | CHANNEL, END | A042K575
12406-01_drw.pdf | 8 | 1 | CHANNEL, END | A042K576
12406-01_drw.pdf | 9 | 1 | MOUNT, ENGINE | A042K577
12406-01_drw.pdf |  | 2 | 3
12406-01_drw.pdf | 9
12406-01_drw.pdf |  |  | 5
12406-01_drw.pdf |  |  | 6
12406-01_obs_drw.pdf | 1 | 1 | FRAME, WELDMENT, STANDARD, CFP5.9/7E, | CFP8.3/9E9891
12406-01_obs_drw.pdf | 2 | 2 | ANGLE, HRS, 8.0 X 8.0 X 0.50, 26.00" | 12504
12406-01_obs_drw.pdf | 3 | 2 | PLATE, PUMP BRACE, .25" x 6.50" x 22.00" | 13627-03
12406-01_obs_drw.pdf | 16.50
12406-01_obs_drw.pdf |  | .25
12406-01_obs_drw.pdf | A
12406-01_obs_drw.pdf |  |  | 26.00
12406-01_obs_drw.pdf |  |  | 29.00
12406-01_obs_drw.pdf | to the the document as | receiver accepts in | confidence. the writing by CUMMINS FIRE POWER LLC CORPORATE OFFICE | DESIGN UPFIT CENTER
12406-01_obs_drw.pdf | ittrawdiellse(c1r)etnoitnfuosrematthieondotchuemreenitn,or(2a)nynoctopcyoptyhetrheeofdoocrumtehnet, or the | ittrawdiellse(c1r)etnoitnfuosrematthieondotchuemreenitn,or(2a)nynoctopcyoptyhetrheeofdoocrumtehnet, confidential | WHITE BEAR LAKE, MN or trade WWW.CUMMINSFIREPOWER.COM | DEPERE, WISCONSIN
12406-01_obs_drw.pdf |  | cPoopwieersLtLhCereof, | anFd RAME, PEERLESS 05AEF14
12406-01_obs_drw.pdf | DIMENSION |  | TOLERANCESCAFREP5.9, 1610 DRIVESHAFT
12406-01_obs_drw.pdf |  |  | DWG UNITS: DRAWN BY:S DUBICK | 04/30/09
12406-02_drw.pdf | 1 | 4 | HOOK, LIFTING, CFP59 | 22294
12406-02_drw.pdf | 2 | 1 | MOUNT, ENGINE | A042K572
12406-02_drw.pdf | 3 | 2 | CHANNEL, SIDE | A042K573
12406-02_drw.pdf | 4 | 4 | GUSSET, ENGINE MOUNT | A042K574
12406-02_drw.pdf | 5 | 1 | CHANNEL, END | A042K575
12406-02_drw.pdf | 6 | 1 | CHANNEL, END | A042K576
12406-02_drw.pdf | 7 | 1 | MOUNT, ENGINE | A042K577
12406-02_drw.pdf | 8 | 2 | MOUNT, PUMP | A042K578
12406-02_drw.pdf | 9 | 2 | GUSSET | A042K579
12406-02_drw.pdf |  | 8 | 9
12406-02_drw.pdf | 7
12406-02_drw.pdf |  |  | 3
12406-02_drw.pdf |  |  | 4
12406-02_obs_drw.pdf | 1 | 1 | FRAME, WELDMENT, STANDARD, CFP5.9/7E, | CFP8.3/9E9891
12406-02_obs_drw.pdf | 2 | 2 | ANGLE, HRS, 8.0 X 8.0 X 0.50, 26.00" | 12504
12406-02_obs_drw.pdf | 3 | 2 | PLATE, PUMP BRACE, .25" x 4.50" x 22.00" | 12505-05
12406-02_obs_drw.pdf | 12.00
12406-02_obs_drw.pdf | TYP | .25
12406-02_obs_drw.pdf |  |  | 26.00
12406-02_obs_drw.pdf |  |  | 29.00
12406-02_obs_drw.pdf | to the the document as | receiver accepts in | confidence. the writing by CUMMINS FIRE POWER LLC CORPORATE OFFICE | DESIGN UPFIT CENTER
12406-02_obs_drw.pdf | ittrawdiellse(c1r)etnoitnfuosrematthieondotchuemreenitn,or(2a)nynoctopcyoptyhetrheeofdoocrumtehnet, or the | ittrawdiellse(c1r)etnoitnfuosrematthieondotchuemreenitn,or(2a)nynoctopcyoptyhetrheeofdoocrumtehnet, confidential | WHITE BEAR LAKE, MN or trade WWW.CUMMINSFIREPOWER.COM | DEPERE, WISCONSIN
12406-02_obs_drw.pdf |  | cPoopwieersLtLhCereof, | anFd RAME, PEERLESS 06AEF12
12406-02_obs_drw.pdf | DIMENSION |  | TOLERANCESCAFREP5.9, 1610 DRIVESHAFT
12406-02_obs_drw.pdf |  |  | DWG UNITS: DRAWN BY:S DUBICK | 04/30/09
12406-03_drw.pdf | 1 | 4 | HOOK, LIFTING, CFP59 | 22294
12406-03_drw.pdf | 2 | 1 | MOUNT, ENGINE | A042K572
12406-03_drw.pdf | 3 | 2 | CHANNEL, SIDE | A042K573
12406-03_drw.pdf | 4 | 4 | GUSSET, ENGINE MOUNT | A042K574
12406-03_drw.pdf | 5 | 1 | CHANNEL, END | A042K575
12406-03_drw.pdf | 6 | 1 | CHANNEL, END | A042K576
12406-03_drw.pdf | 7 | 1 | MOUNT, ENGINE | A042K577
12406-03_drw.pdf | 8 | 2 | GUSSET | A042K579
12406-03_drw.pdf | 9 | 2 | MOUNT, PUMP | A042K580
12406-03_drw.pdf |  | 9 | 8
12406-03_drw.pdf | 7
12406-03_drw.pdf |  |  | 3
12406-03_drw.pdf |  |  | 4
12406-03_obs_drw.pdf | 1 | 1 | FRAME, WELDMENT, STANDARD, CFP5.9/7E, | CFP8.3/9E9891
12406-03_obs_drw.pdf | 2 | 2 | ANGLE, HRS, 8.0 X 8.0 X 0.50, 26.00" | 12504
12406-03_obs_drw.pdf | 3 | 2 | PLATE, PUMP BRACE, .25" x 4.50" x 22.00" | 12505-05
12406-03_obs_drw.pdf | 16.50
12406-03_obs_drw.pdf | TYP | .25
12406-03_obs_drw.pdf |  |  | 26.00
12406-03_obs_drw.pdf |  |  | 29.00
12406-03_obs_drw.pdf | to the the document as | receiver accepts in | confidence. the writing by CUMMINS FIRE POWER LLC CORPORATE OFFICE | DESIGN UPFIT CENTER
12406-03_obs_drw.pdf | ittrawdiellse(c1r)etnoitnfuosrematthieondotchuemreenitn,or(2a)nynoctopcyoptyhetrheeofdoocrumtehnet, or the | ittrawdiellse(c1r)etnoitnfuosrematthieondotchuemreenitn,or(2a)nynoctopcyoptyhetrheeofdoocrumtehnet, confidential | WHITE BEAR LAKE, MN or trade WWW.CUMMINSFIREPOWER.COM | DEPERE, WISCONSIN
12406-03_obs_drw.pdf |  | cPoopwieersLtLhCereof, | anFd RAME, PEERLESS 06AEF14
12406-03_obs_drw.pdf | DIMENSION |  | TOLERANCESCAFREP5.9, 1610 DRIVESHAFT
12406-03_obs_drw.pdf |  |  | DWG UNITS: DRAWN BY:S DUBICK | 04/30/09
12406-04_drw.pdf | 1 | 4 | HOOK, LIFTING, CFP59 | 22294
12406-04_drw.pdf | 2 | 1 | MOUNT, ENGINE | A042K572
12406-04_drw.pdf | 3 | 2 | CHANNEL, SIDE | A042K573
12406-04_drw.pdf | 4 | 4 | GUSSET, ENGINE MOUNT | A042K574
12406-04_drw.pdf | 5 | 1 | CHANNEL, END | A042K575
12406-04_drw.pdf | 6 | 1 | CHANNEL, END | A042K576
12406-04_drw.pdf | 7 | 1 | MOUNT, ENGINE | A042K577
12406-04_drw.pdf | 8 | 2 | GUSSET | A042K579
12406-04_drw.pdf | 9 | 2 | MOUNT, PUMP | A042K581
12406-04_drw.pdf |  | 9 | 8
12406-04_drw.pdf | 7
12406-04_drw.pdf |  |  | 3
12406-04_drw.pdf |  |  | 4
12406-04_obs_drw.pdf | 1 | 1 | FRAME, WELDMENT, STANDARD, CFP5.9/7E, | CFP8.3/9E9891
12406-04_obs_drw.pdf | 2 | 2 | ANGLE, HRS, 8.0 X 8.0 X 0.50, 26.00" | 12504
12406-04_obs_drw.pdf | 3 | 2 | PLATE, PUMP BRACE, .25" x 4.50" x 22.00" | 12505-05
12406-04_obs_drw.pdf | 16.00
12406-04_obs_drw.pdf | TYP | .25
12406-04_obs_drw.pdf |  |  | 26.00
12406-04_obs_drw.pdf |  |  | 29.00
12406-04_obs_drw.pdf | to the the document as | receiver accepts in | confidence. the writing by CUMMINS FIRE POWER LLC CORPORATE OFFICE | DESIGN UPFIT CENTER
12406-04_obs_drw.pdf | ittrawdiellse(c1r)etnoitnfuosrematthieondotchuemreenitn,or(2a)nynoctopcyoptyhetrheeofdoocrumtehnet, or the | ittrawdiellse(c1r)etnoitnfuosrematthieondotchuemreenitn,or(2a)nynoctopcyoptyhetrheeofdoocrumtehnet, confidential | WHITE BEAR LAKE, MN or trade WWW.CUMMINSFIREPOWER.COM | DEPERE, WISCONSIN
12406-04_obs_drw.pdf |  | cPoopwieersLtLhCereof, | anFd RAME, PEERLESS 06AEF16
12406-04_obs_drw.pdf | DIMENSION |  | TOLERANCESCAFREP5.9, 1610 DRIVESHAFT
12406-04_obs_drw.pdf |  |  | DWG UNITS: DRAWN BY:S DUBICK | 04/30/09
12406-05_drw.pdf | 1 | 4 | HOOK, LIFTING, CFP59 | 22294
12406-05_drw.pdf | 2 | 1 | MOUNT, ENGINE | A042K572
12406-05_drw.pdf | 3 | 2 | CHANNEL, SIDE | A042K573
12406-05_drw.pdf | 4 | 4 | GUSSET, ENGINE MOUNT | A042K574
12406-05_drw.pdf | 5 | 1 | CHANNEL, END | A042K575
12406-05_drw.pdf | 6 | 1 | CHANNEL, END | A042K576
12406-05_drw.pdf | 7 | 1 | MOUNT, ENGINE | A042K577
12406-05_drw.pdf | 8 | 2 | GUSSET | A042K579
12406-05_drw.pdf | 9 | 2 | MOUNT, PUMP | A042K582
12406-05_drw.pdf |  | 9 | 8
12406-05_drw.pdf | 7
12406-05_drw.pdf |  |  | 3
12406-05_drw.pdf |  |  | 4
12406-05_obs_drw.pdf | 1 | 1 | FRAME, WELDMENT, STANDARD, CFP5.9/7E, | CFP8.3/9E9891
12406-05_obs_drw.pdf | 2 | 2 | ANGLE, HRS, 8.0 X 8.0 X 0.50, 26.00" | 12504
12406-05_obs_drw.pdf | 3 | 2 | PLATE, PUMP BRACE, .25" x 4.50" x 22.00" | 12505-05
12406-05_obs_drw.pdf | 19.00
12406-05_obs_drw.pdf | TYP | .25
12406-05_obs_drw.pdf |  |  | 26.00
12406-05_obs_drw.pdf |  |  | 29.00
12406-05_obs_drw.pdf | to the the document as | receiver accepts in | confidence. the writing by CUMMINS FIRE POWER LLC CORPORATE OFFICE | DESIGN UPFIT CENTER
12406-05_obs_drw.pdf | ittrawdiellse(c1r)etnoitnfuosrematthieondotchuemreenitn,or(2a)nynoctopcyoptyhetrheeofdoocrumtehnet, or the | ittrawdiellse(c1r)etnoitnfuosrematthieondotchuemreenitn,or(2a)nynoctopcyoptyhetrheeofdoocrumtehnet, confidential | WHITE BEAR LAKE, MN or trade WWW.CUMMINSFIREPOWER.COM | DEPERE, WISCONSIN
12406-05_obs_drw.pdf |  | cPoopwieersLtLhCereof, | anFd RAME, PEERLESS 06AEF18
12406-05_obs_drw.pdf | DIMENSION |  | TOLERANCESCAFREP5.9, 1610 DRIVESHAFT
12406-05_obs_drw.pdf |  |  | DWG UNITS: DRAWN BY:S DUBICK | 04/30/09
12406-06_drw.pdf | 1 | 4 | HOOK, LIFTING, CFP59 | 22294
12406-06_drw.pdf | 2 | 1 | MOUNT, ENGINE | A042K572
12406-06_drw.pdf | 3 | 2 | CHANNEL, SIDE | A042K573
12406-06_drw.pdf | 4 | 4 | GUSSET, ENGINE MOUNT | A042K574
12406-06_drw.pdf | 5 | 1 | CHANNEL, END | A042K575
12406-06_drw.pdf | 6 | 1 | CHANNEL, END | A042K576
12406-06_drw.pdf | 7 | 1 | MOUNT, ENGINE | A042K577
12406-06_drw.pdf | 8 | 2 | MOUNT, PUMP | A042K583
12406-06_drw.pdf | 9 | 2 | GUSSET | A042K584
12406-06_drw.pdf |  | 8 | 9
12406-06_drw.pdf | 7
12406-06_drw.pdf |  |  | 3
12406-06_drw.pdf |  |  | 4
12406-06_obs_drw.pdf | 1 | 1 | FRAME, WELDMENT, STANDARD, CFP5.9/7E, | CFP8.3/9E9891
12406-06_obs_drw.pdf | 2 | 2 | ANGLE, HRS, 8.0 X 8.0 X 0.50, 26.00" | 12504
12406-06_obs_drw.pdf | 3 | 2 | PLATE, PUMP BRACE, .25" x 3.50" x 22.00" | 12505-03
12406-06_obs_drw.pdf | 20.00
12406-06_obs_drw.pdf | TYP | .25
12406-06_obs_drw.pdf | A
12406-06_obs_drw.pdf |  |  | 26.00
12406-06_obs_drw.pdf |  |  | 29.00
12406-06_obs_drw.pdf | to the the document as | receiver accepts in | confidence. the writing by CUMMINS FIRE POWER LLC CORPORATE OFFICE | DESIGN UPFIT CENTER
12406-06_obs_drw.pdf | ittrawdiellse(c1r)etnoitnfuosrematthieondotchuemreenitn,or(2a)nynoctopcyoptyhetrheeofdoocrumtehnet, or the | ittrawdiellse(c1r)etnoitnfuosrematthieondotchuemreenitn,or(2a)nynoctopcyoptyhetrheeofdoocrumtehnet, confidential | WHITE BEAR LAKE, MN or trade WWW.CUMMINSFIREPOWER.COM | DEPERE, WISCONSIN
12406-06_obs_drw.pdf |  | cPoopwieersLtLhCereof, | anFd RAME, PEERLESS 08AEF13
12406-06_obs_drw.pdf | DIMENSION |  | TOLERANCESCAFREP5.9, 1610 DRIVESHAFT
12406-06_obs_drw.pdf |  |  | DWG UNITS: DRAWN BY:S DUBICK | 04/30/09
12406-07_drw.pdf | 1 | 4 | HOOK, LIFTING, CFP59 | 22294
12406-07_drw.pdf | 2 | 1 | MOUNT, ENGINE | A042K572
12406-07_drw.pdf | 3 | 2 | CHANNEL, SIDE | A042K573
12406-07_drw.pdf | 4 | 4 | GUSSET, ENGINE MOUNT | A042K574
12406-07_drw.pdf | 5 | 1 | CHANNEL, END | A042K575
12406-07_drw.pdf | 6 | 1 | CHANNEL, END | A042K576
12406-07_drw.pdf | 7 | 1 | MOUNT, ENGINE | A042K577
12406-07_drw.pdf | 8 | 2 | GUSSET | A042K584
12406-07_drw.pdf | 9 | 2 | MOUNT, PUMP | A042K585
12406-07_drw.pdf |  | 9 | 8
12406-07_drw.pdf | 7
12406-07_drw.pdf |  |  | 3
12406-07_drw.pdf |  |  | 4
12406-07_obs_drw.pdf | 1 | 1 | FRAME, WELDMENT, STANDARD, CFP5.9/7E, | CFP8.3/9E9891
12406-07_obs_drw.pdf | 2 | 2 | ANGLE, HRS, 8.0 X 8.0 X 0.50, 26.00" | 12504
12406-07_obs_drw.pdf | 3 | 2 | PLATE, PUMP BRACE, .25" x 3.50" x 22.00" | 12505-03
12406-07_obs_drw.pdf | 15.00
12406-07_obs_drw.pdf | TYP | .25
12406-07_obs_drw.pdf | A
12406-07_obs_drw.pdf |  |  | 26.00
12406-07_obs_drw.pdf |  |  | 29.00
12406-07_obs_drw.pdf | to the the document as | receiver accepts in | confidence. the writing by CUMMINS FIRE POWER LLC CORPORATE OFFICE | DESIGN UPFIT CENTER
12406-07_obs_drw.pdf | ittrawdiellse(c1r)etnoitnfuosrematthieondotchuemreenitn,or(2a)nynoctopcyoptyhetrheeofdoocrumtehnet, or the | ittrawdiellse(c1r)etnoitnfuosrematthieondotchuemreenitn,or(2a)nynoctopcyoptyhetrheeofdoocrumtehnet, confidential | WHITE BEAR LAKE, MN or trade WWW.CUMMINSFIREPOWER.COM | DEPERE, WISCONSIN
12406-07_obs_drw.pdf |  | cPoopwieersLtLhCereof, | anFd RAME, PEERLESS 08AEF15
12406-07_obs_drw.pdf | DIMENSION |  | TOLERANCESCAFREP5.9, 1610 DRIVESHAFT
12406-07_obs_drw.pdf |  |  | DWG UNITS: DRAWN BY:S DUBICK | 04/30/09
12406-08_drw.pdf | 1 | 4 | HOOK, LIFTING, CFP59 | 22294
12406-08_drw.pdf | 2 | 2 | CHANNEL, SIDE | A042K573
12406-08_drw.pdf | 3 | 1 | CHANNEL, END | A042K575
12406-08_drw.pdf | 4 | 1 | CHANNEL, END | A042K576
12406-08_drw.pdf | 5 | 4 | GUSSET, ENGINE MOUNT | A042K586
12406-08_drw.pdf | 6 | 1 | MOUNT, ENGINE | A042K587
12406-08_drw.pdf | 7 | 1 | MOUNT, ENGINE | A042K588
12406-08_drw.pdf | 8 | 2 | MOUNT, PUMP | A042K589
12406-08_drw.pdf | 9 | 2 | GUSSET | A042K590
12406-08_drw.pdf |  | 8 | 9
12406-08_drw.pdf | 7
12406-08_drw.pdf |  |  | 2
12406-08_drw.pdf |  |  | 5
12406-08_obs_drw.pdf | ITEM
12406-08_obs_drw.pdf | 1 | 1 | FRAME, WELDMENT, STD, MID RISE, CFP5.9/7E,
12406-08_obs_drw.pdf |  |  | 8.0 X 8.0 X 0.50, 26.00" LENGTH | 12504
12406-08_obs_drw.pdf |  |  |  | 13627-04
12406-08_obs_drw.pdf |  | 19.00
12406-08_obs_drw.pdf |  | TYP | .25
12406-08_obs_drw.pdf |  | 5.69
12406-08_obs_drw.pdf |  | 8.00
12406-08_obs_drw.pdf |  |  | 29.00
12406-08_obs_drw.pdf | and LLC and retaining | trade secret given to the of the | information, is the receiver in confidence. accepts the CUMMINS FIRE POWER LLC CORPORATE OFFICE AND | DESIGN UPFIT CENTER
12406-08_obs_drw.pdf | agrees that, ittrawdiellse(c1r)etnoitnfuosrematthieondotchuemreenitn,or(2a)nynoctopcyoptyhetrheeofdoocrumtehnet, | except as ittrawdiellse(c1r)etnoitnfuosrematthieondotchuemreenitn,or(2a)nynoctopcyoptyhetrheeofdoocrumtehnet, | in writing by 1600 BUERKLE ROAD 875 WHITE BEAR LAKE, MN | LAWRENCE DRIVE WISCONSIN
12406-08_obs_drw.pdf | the and (4) upon | or the completion | confidential of the need to retain cPoopwieersLtLhCereof,
12406-08_obs_drw.pdf |  | DIMENSION | TOLERANCESCAFREP5.9, 1610 DRIVESHAFT
12406-08_obs_drw.pdf | 1IM$PERIAL | UNITS | METRIC UNITS DWG UNITS: DRAWN BY:S DUBICK DATE: | 04/30/09
12406-08_obs_drw.pdf | # | 0.005 | M.AXCHI=NE#TOL0E.R4ANCES IN/LB/S PRO-ENGINEERINIT .XX= # 0.2 | ECO:
12406-08_obs_drw.pdf |  |  | F..OXXRXM==TOL##ERA00N..C84ES SCALE: 0.100 SHEET 1 | 12406-08_OBS
12406-09_drw.pdf | 1 | 4 | HOOK, LIFTING, CFP59 | 22294
12406-09_drw.pdf | 2 | 2 | CHANNEL, SIDE | A042K573
12406-09_drw.pdf | 3 | 1 | CHANNEL, END | A042K575
12406-09_drw.pdf | 4 | 1 | CHANNEL, END | A042K576
12406-09_drw.pdf | 5 | 4 | GUSSET, ENGINE MOUNT | A042K586
12406-09_drw.pdf | 6 | 1 | MOUNT, ENGINE | A042K587
12406-09_drw.pdf | 7 | 1 | MOUNT, ENGINE | A042K588
12406-09_drw.pdf | 8 | 2 | MOUNT, PUMP | A042K589
12406-09_drw.pdf | 9 | 2 | GUSSET | A042K590
12406-09_drw.pdf |  |  | 8
12406-09_drw.pdf |  |  | 9
12406-09_drw.pdf | 7
12406-09_drw.pdf |  |  | 2
12406-09_drw.pdf |  |  | 5 SCALE 0.080
12406-09_obs_drw.pdf | ITEM
12406-09_obs_drw.pdf | 1 | 1 | FRAME, WELDMENT, STD, MID RISE, CFP5.9/7E,
12406-09_obs_drw.pdf |  |  | 8.0 X 8.0 X 0.50, 26.00" LENGTH | 12504
12406-09_obs_drw.pdf |  |  |  | 13627-04
12406-09_obs_drw.pdf |  | 3.50
12406-09_obs_drw.pdf |  | 9.50
12406-09_obs_drw.pdf |  |  | 19.00
12406-09_obs_drw.pdf |  |  | TYP
12406-09_obs_drw.pdf |  | TYP | .25
12406-09_obs_drw.pdf |  | 5.69
12406-09_obs_drw.pdf |  | 8.00
12406-09_obs_drw.pdf |  |  | 29.00
12406-09_obs_drw.pdf | and LLC and retaining | trade secret given to the of the | information, is the receiver in confidence. accepts the CUMMINS FIRE POWER LLC CORPORATE OFFICE AND | DESIGN UPFIT CENTER
12406-09_obs_drw.pdf | agrees that, ittrawdiellse(c1r)etnoitnfuosrematthieondotchuemreenitn,or(2a)nynoctopcyoptyhetrheeofdoocrumtehnet, | except as ittrawdiellse(c1r)etnoitnfuosrematthieondotchuemreenitn,or(2a)nynoctopcyoptyhetrheeofdoocrumtehnet, | in writing by 1600 BUERKLE ROAD 875 WHITE BEAR LAKE, MN | LAWRENCE DRIVE WISCONSIN
12406-09_obs_drw.pdf | the and (4) upon | or the completion | confidential of the need to retain cPoopwieersLtLhCereof,
12406-09_obs_drw.pdf |  | DIMENSION | TOLERANCESCAFREP5.9, 1610 DRIVESHAFT
12406-09_obs_drw.pdf | 1IM$PERIAL | UNITS | METRIC UNITS DWG UNITS: DRAWN BY:S DUBICK DATE: | 04/30/09
12406-09_obs_drw.pdf | # | 0.005 | M.AXCHI=NE#TOL0E.R4ANCES IN/LB/S PRO-ENGINEERINIT .XX= # 0.2 | ECO:
12406-09_obs_drw.pdf |  |  | F..OXXRXM==TOL##ERA00N..C84ES SCALE: 0.100 SHEET 1 | 12406-09_OBS
12406-10_drw.pdf | 1 | 4 | HOOK, LIFTING, CFP59 | 22294
12406-10_drw.pdf | 2 | 1 | MOUNT, ENGINE | A042K572
12406-10_drw.pdf | 3 | 2 | CHANNEL, SIDE | A042K573
12406-10_drw.pdf | 4 | 4 | GUSSET, ENGINE MOUNT | A042K574
12406-10_drw.pdf | 5 | 1 | CHANNEL, END | A042K575
12406-10_drw.pdf | 6 | 1 | CHANNEL, END | A042K576
12406-10_drw.pdf | 7 | 1 | MOUNT, ENGINE | A042K577
12406-10_drw.pdf | 8 | 2 | MOUNT, PUMP | A042K595
12406-10_drw.pdf | 9 | 2 | GUSSET | A042K596
12406-10_drw.pdf |  | 8 | 9
12406-10_drw.pdf | 7
12406-10_drw.pdf |  |  | 3
12406-10_drw.pdf |  |  | 4
12406-10_obs_drw.pdf | ITEM
12406-10_obs_drw.pdf | 1 | 1 | FRAME, WELDMENT, STANDARD, CFP5.9/7E, CFP8.3/9E | 9891
12406-10_obs_drw.pdf |  |  | 8.0 X 8.0 X 0.50, 26.00" LENGTH | 12504
12406-10_obs_drw.pdf |  |  |  | 13627-01
12406-10_obs_drw.pdf |  | TYP
12406-10_obs_drw.pdf |  | 6.28
12406-10_obs_drw.pdf |  | 8.00
12406-10_obs_drw.pdf |  |  | 26.00
12406-10_obs_drw.pdf |  |  | 29.00
12406-10_obs_drw.pdf | and LLC and retaining | trade secret given to the of the | information, is the receiver in confidence. accepts the CUMMINS FIRE POWER LLC CORPORATE OFFICE AND | DESIGN UPFIT CENTER
12406-10_obs_drw.pdf | agrees that, ittrawdiellse(c1r)etnoitnfuosrematthieondotchuemreenitn,or(2a)nynoctopcyoptyhetrheeofdoocrumtehnet, | except as ittrawdiellse(c1r)etnoitnfuosrematthieondotchuemreenitn,or(2a)nynoctopcyoptyhetrheeofdoocrumtehnet, | in writing by 1600 BUERKLE ROAD 875 WHITE BEAR LAKE, MN | LAWRENCE DRIVE WISCONSIN
12406-10_obs_drw.pdf | the and (4) upon | or the completion | confidential of the need to retain cPoopwieersLtLhCereof,
12406-10_obs_drw.pdf |  | DIMENSION | TOLERANCESCAFREP5.9, 1610 DRIVESHAFT
12406-10_obs_drw.pdf | 1IM$PERIAL | UNITS | METRIC UNITS DWG UNITS: DRAWN BY:S DUBICK DATE: | 04/30/09
12406-10_obs_drw.pdf | # | 0.005 | M.AXCHI=NE#TOL0E.R4ANCES IN/LB/S PRO-ENGINEERINIT .XX= # 0.2 | ECO:
12406-10_obs_drw.pdf |  |  | F..OXXRXM==TOL##ERA00N..C84ES SCALE: 0.100 SHEET 1 | 12406-10_OBS
12406-11_drw.pdf | 1 | 4 | HOOK, LIFTING, CFP59 | 22294
12406-11_drw.pdf | 2 | 1 | MOUNT, ENGINE | A042K572
12406-11_drw.pdf | 3 | 2 | CHANNEL, SIDE | A042K573
12406-11_drw.pdf | 4 | 1 | CHANNEL, END | A042K575
12406-11_drw.pdf | 5 | 1 | CHANNEL, END | A042K576
12406-11_drw.pdf | 6 | 1 | MOUNT, ENGINE | A042K577
12406-11_drw.pdf | 7 | 2 | MOUNT, PUMP | A042K592
12406-11_drw.pdf | 8 | 4 | GUSSET, ENGINE MOUNT | A042K593
12406-11_drw.pdf | 9 | 2 | GUSSET | A042K594
12406-11_drw.pdf |  |  | 9
12406-11_drw.pdf |  | 7
12406-11_drw.pdf | 6
12406-11_drw.pdf |  |  | 3
12406-11_drw.pdf |  |  | 8
12406-11_obs_drw.pdf | ITEM
12406-11_obs_drw.pdf | 1 | 1 | FRAME, WELDMENT, STD, SHORT RISE, CFP5.9/7E,
12406-11_obs_drw.pdf | 2 | 2 | ANGLE, HRS, 8.0 X 8.0 X 0.50, 26.00" LENGTH | 12504
12406-11_obs_drw.pdf |  |  | BRACE, .25" x 5.50" x 22.00" | 13627-04
12406-11_obs_drw.pdf |  | 13.75
12406-11_obs_drw.pdf |  |  | TYP
12406-11_obs_drw.pdf |  | TYP
12406-11_obs_drw.pdf |  |  | 26.00
12406-11_obs_drw.pdf | confidential and LLC and | trade secret is given to | information, is the receiver in confidence. CUMMINS FIRE POWER LLC | DESIGN
12406-11_obs_drw.pdf | and agrees that, | of the except as | authorized in writing by 1600 BUERKLE ROAD 875 WHITE BEAR LAKE, MN | LAWRENCE DRIVE WISCONSIN
12406-11_obs_drw.pdf | either the and (4) | document or the completion | confidential or trade of the need to retain WWW.CUMMINSFIREPOWER.COM and
12406-11_obs_drw.pdf |  |  | FRAME, PEERLESS 05AEF11 TOLERANCES ACREFP5.9, 1610 DRIVESHAFT
12406-11_obs_drw.pdf | 1 |  | MUENTIRTISC DWG UNITS: DRAWN BY:S DUBICK DATE: | 20-JUN-13
12406-11_obs_drw.pdf |  | MA..CXXHXXIXNE== | TO##LER00A..N00C10E05SMAC..HXXIXNE== TO##LER00A..N42CES IN/LB/S PRO-ENGINEERINIT | ECO: 2013-351
12406-11_obs_drw.pdf |  | ..FXXOXXRXM | FO..RXXMX T==OL##ERAN00C..E84S SCALE: 0.100 SHEET DRAWING | NO:
12408-01_drw.pdf | 1 | 4 | HOOK, LIFTING, CFP59 | 22294
12408-01_drw.pdf | 2 | 4 | GUSSET, ENGINE MOUNT | A042K660
12408-01_drw.pdf | 3 | 2 | CHANNEL, SIDE | A042K661
12408-01_drw.pdf | 4 | 1 | CHANNEL, END | A042K662
12408-01_drw.pdf | 5 | 1 | CHANNEL, END | A042K663
12408-01_drw.pdf | 6 | 1 | MOUNT, ENGINE | A042K664
12408-01_drw.pdf | 7 | 1 | MOUNT, ENGINE | A042K665
12408-01_drw.pdf | 8 | 2 | GUSSET | A042K666
12408-01_drw.pdf | 9 | 2 | MOUNT, PUMP | A042K667
12408-01_drw.pdf |  | 9
12408-01_drw.pdf |  |  | 8
12408-01_drw.pdf |  |  | 3
12408-01_obs_drw.pdf | 1 | 1 | FRAME, WELDMENT, STANDARD, CFP5.9/7E, | CFP8.3/9E9891
12408-01_obs_drw.pdf | 2 | 2 | ANGLE, HRS, 8.0 X 8.0 X 0.50, 26.00" | 12504
12408-01_obs_drw.pdf | 3 | 2 | PLATE, PUMP BRACE, .25" x 4.50" x 22.00" | 12505-05
12408-01_obs_drw.pdf |  | 16.50
12408-01_obs_drw.pdf |  |  | TYP
12408-01_obs_drw.pdf |  |  | 29.00
12408-01_obs_drw.pdf | to the the document as | receiver accepts in | confidence. the writing by CUMMINS FIRE POWER LLC CORPORATE OFFICE | DESIGN UPFIT CENTER
12408-01_obs_drw.pdf | ittrawdiellse(c1r)etnoitnfuosrematthieondotchuemreenitn,or(2a)nynoctopcyoptyhetrheeofdoocrumtehnet, or the | ittrawdiellse(c1r)etnoitnfuosrematthieondotchuemreenitn,or(2a)nynoctopcyoptyhetrheeofdoocrumtehnet, confidential | WHITE BEAR LAKE, MN or trade WWW.CUMMINSFIREPOWER.COM | DEPERE, WISCONSIN
12408-01_obs_drw.pdf |  | cPoopwieersLtLhCereof, | anFd RAME, PEERLESS 06AEF14
12408-01_obs_drw.pdf | DIMENSION |  | TOLERANCESCAFREP8.3, 1710 UL LISTED
12408-01_obs_drw.pdf |  |  | DWG UNITS: DRAWN BY:S DUBICK | 05/04/09
12408-02_drw.pdf | 1 | 4 | HOOK, LIFTING, CFP59 | 22294
12408-02_drw.pdf | 2 | 4 | GUSSET, ENGINE MOUNT | A042K660
12408-02_drw.pdf | 3 | 2 | CHANNEL, SIDE | A042K661
12408-02_drw.pdf | 4 | 1 | CHANNEL, END | A042K662
12408-02_drw.pdf | 5 | 1 | CHANNEL, END | A042K663
12408-02_drw.pdf | 6 | 1 | MOUNT, ENGINE | A042K664
12408-02_drw.pdf | 7 | 1 | MOUNT, ENGINE | A042K665
12408-02_drw.pdf | 8 | 2 | GUSSET | A042K666
12408-02_drw.pdf | 9 | 2 | MOUNT, PUMP | A042K668
12408-02_drw.pdf |  |  | 9
12408-02_drw.pdf |  |  | 8
12408-02_drw.pdf |  |  | 3
12408-02_obs_drw.pdf | 1 | 1 | FRAME, WELDMENT, STANDARD, CFP5.9/7E, | CFP8.3/9E9891
12408-02_obs_drw.pdf | 2 | 2 | ANGLE, HRS, 8.0 X 8.0 X 0.50, 26.00" | 12504
12408-02_obs_drw.pdf | 3 | 2 | PLATE, PUMP BRACE, .25" x 4.50" x 22.00" | 12505-05
12408-02_obs_drw.pdf |  | 16.00
12408-02_obs_drw.pdf |  |  | TYP
12408-02_obs_drw.pdf |  |  | 29.00
12408-02_obs_drw.pdf | to the the document as | receiver accepts in | confidence. the writing by CUMMINS FIRE POWER LLC CORPORATE OFFICE | DESIGN UPFIT CENTER
12408-02_obs_drw.pdf | ittrawdiellse(c1r)etnoitnfuosrematthieondotchuemreenitn,or(2a)nynoctopcyoptyhetrheeofdoocrumtehnet, or the | ittrawdiellse(c1r)etnoitnfuosrematthieondotchuemreenitn,or(2a)nynoctopcyoptyhetrheeofdoocrumtehnet, confidential | WHITE BEAR LAKE, MN or trade WWW.CUMMINSFIREPOWER.COM | DEPERE, WISCONSIN
12408-02_obs_drw.pdf |  | cPoopwieersLtLhCereof, | anFd RAME, PEERLESS 06AEF16
12408-02_obs_drw.pdf | DIMENSION |  | TOLERANCESCAFREP8.3, 1710 UL LISTED
12408-02_obs_drw.pdf |  |  | DWG UNITS: DRAWN BY:S DUBICK | 05/04/09
12408-03_drw.pdf | 1 | 4 | HOOK, LIFTING, CFP59 | 22294
12408-03_drw.pdf | 2 | 4 | GUSSET, ENGINE MOUNT | A042K660
12408-03_drw.pdf | 3 | 2 | CHANNEL, SIDE | A042K661
12408-03_drw.pdf | 4 | 1 | CHANNEL, END | A042K662
12408-03_drw.pdf | 5 | 1 | CHANNEL, END | A042K663
12408-03_drw.pdf | 6 | 1 | MOUNT, ENGINE | A042K664
12408-03_drw.pdf | 7 | 1 | MOUNT, ENGINE | A042K665
12408-03_drw.pdf | 8 | 2 | GUSSET | A042K666
12408-03_drw.pdf | 9 | 2 | MOUNT, PUMP | A042K670
12408-03_drw.pdf |  |  | 9
12408-03_drw.pdf |  |  | 8
12408-03_drw.pdf |  |  | 3
12408-03_obs_drw.pdf | 1 | 1 | FRAME, WELDMENT, STANDARD, CFP5.9/7E, | CFP8.3/9E9891
12408-03_obs_drw.pdf | 2 | 2 | ANGLE, HRS, 8.0 X 8.0 X 0.50, 26.00" | 12504
12408-03_obs_drw.pdf | 3 | 2 | PLATE, PUMP BRACE, .25" x 4.50" x 22.00" | 12505-05
12408-03_obs_drw.pdf |  | 19.00
12408-03_obs_drw.pdf |  |  | TYP
12408-03_obs_drw.pdf |  |  | 29.00
12408-03_obs_drw.pdf | to the the document as | receiver accepts in | confidence. the writing by CUMMINS FIRE POWER LLC CORPORATE OFFICE | DESIGN UPFIT CENTER
12408-03_obs_drw.pdf | ittrawdiellse(c1r)etnoitnfuosrematthieondotchuemreenitn,or(2a)nynoctopcyoptyhetrheeofdoocrumtehnet, or the | ittrawdiellse(c1r)etnoitnfuosrematthieondotchuemreenitn,or(2a)nynoctopcyoptyhetrheeofdoocrumtehnet, confidential | WHITE BEAR LAKE, MN or trade WWW.CUMMINSFIREPOWER.COM | DEPERE, WISCONSIN
12408-03_obs_drw.pdf |  | cPoopwieersLtLhCereof, | anFd RAME, PEERLESS 06AEF18
12408-03_obs_drw.pdf | DIMENSION |  | TOLERANCESCAFREP8.3, 1710 UL LISTED
12408-03_obs_drw.pdf |  |  | DWG UNITS: DRAWN BY:S DUBICK | 05/04/09
12408-04_drw.pdf | 1 | 4 | HOOK, LIFTING, CFP59 | 22294
12408-04_drw.pdf | 2 | 4 | GUSSET, ENGINE MOUNT | A042K660
12408-04_drw.pdf | 3 | 2 | CHANNEL, SIDE | A042K661
12408-04_drw.pdf | 4 | 1 | CHANNEL, END | A042K662
12408-04_drw.pdf | 5 | 1 | CHANNEL, END | A042K663
12408-04_drw.pdf | 6 | 1 | MOUNT, ENGINE | A042K664
12408-04_drw.pdf | 7 | 1 | MOUNT, ENGINE | A042K665
12408-04_drw.pdf | 8 | 2 | MOUNT, PUMP | A042K671
12408-04_drw.pdf | 9 | 2 | GUSSET | A042K672
12408-04_drw.pdf |  |  | 8
12408-04_drw.pdf |  |  | 9
12408-04_drw.pdf |  |  | 3
12408-04_obs_drw.pdf | 1 | 1 | FRAME, WELDMENT, STANDARD, CFP5.9/7E, | CFP8.3/9E9891
12408-04_obs_drw.pdf | 2 | 2 | ANGLE, HRS, 8.0 X 8.0 X 0.50, 26.00" | 12504
12408-04_obs_drw.pdf | 3 | 2 | PLATE, PUMP BRACE, .25" x 3.50" x 22.00" | 12505-03
12408-04_obs_drw.pdf | 10.00
12408-04_obs_drw.pdf |  | 20.00
12408-04_obs_drw.pdf |  |  | TYP
12408-04_obs_drw.pdf |  |  | 29.00
12408-04_obs_drw.pdf | to the the document as | receiver accepts in | confidence. the writing by CUMMINS FIRE POWER LLC CORPORATE OFFICE | DESIGN UPFIT CENTER
12408-04_obs_drw.pdf | ittrawdiellse(c1r)etnoitnfuosrematthieondotchuemreenitn,or(2a)nynoctopcyoptyhetrheeofdoocrumtehnet, or the | ittrawdiellse(c1r)etnoitnfuosrematthieondotchuemreenitn,or(2a)nynoctopcyoptyhetrheeofdoocrumtehnet, confidential | WHITE BEAR LAKE, MN or trade WWW.CUMMINSFIREPOWER.COM | DEPERE, WISCONSIN
12408-04_obs_drw.pdf |  | cPoopwieersLtLhCereof, | anFd RAME, PEERLESS 08AEF13
12408-04_obs_drw.pdf | DIMENSION |  | TOLERANCESCAFREP8.3, 1710 UL LISTED
12408-04_obs_drw.pdf |  |  | DWG UNITS: DRAWN BY:S DUBICK | 05/04/09
12408-05_drw.pdf | 1 | 4 | HOOK, LIFTING, CFP59 | 22294
12408-05_drw.pdf | 2 | 4 | GUSSET, ENGINE MOUNT | A042K660
12408-05_drw.pdf | 3 | 2 | CHANNEL, SIDE | A042K661
12408-05_drw.pdf | 4 | 1 | CHANNEL, END | A042K662
12408-05_drw.pdf | 5 | 1 | CHANNEL, END | A042K663
12408-05_drw.pdf | 6 | 1 | MOUNT, ENGINE | A042K664
12408-05_drw.pdf | 7 | 1 | MOUNT, ENGINE | A042K665
12408-05_drw.pdf | 8 | 2 | GUSSET | A042K672
12408-05_drw.pdf | 9 | 2 | MOUNT, PUMP | A042K673
12408-05_drw.pdf |  |  | 9
12408-05_drw.pdf |  |  | 8
12408-05_drw.pdf |  |  | 3
12408-05_obs_drw.pdf | 1 | 1 | FRAME, WELDMENT, STANDARD, CFP5.9/7E, | CFP8.3/9E9891
12408-05_obs_drw.pdf | 2 | 2 | ANGLE, HRS, 8.0 X 8.0 X 0.50, 26.00" | 12504
12408-05_obs_drw.pdf | 3 | 2 | PLATE, PUMP BRACE, .25" x 3.50" x 22.00" | 12505-03
12408-05_obs_drw.pdf |  | 15.00
12408-05_obs_drw.pdf |  |  | TYP
12408-05_obs_drw.pdf |  |  | 29.00
12408-05_obs_drw.pdf | to the the document as | receiver accepts in | confidence. the writing by CUMMINS FIRE POWER LLC CORPORATE OFFICE | DESIGN UPFIT CENTER
12408-05_obs_drw.pdf | ittrawdiellse(c1r)etnoitnfuosrematthieondotchuemreenitn,or(2a)nynoctopcyoptyhetrheeofdoocrumtehnet, or the | ittrawdiellse(c1r)etnoitnfuosrematthieondotchuemreenitn,or(2a)nynoctopcyoptyhetrheeofdoocrumtehnet, confidential | WHITE BEAR LAKE, MN or trade WWW.CUMMINSFIREPOWER.COM | DEPERE, WISCONSIN
12408-05_obs_drw.pdf |  | cPoopwieersLtLhCereof, | anFd RAME, PEERLESS 08AEF15
12408-05_obs_drw.pdf | DIMENSION |  | TOLERANCESCAFREP8.3, 1710 UL LISTED
12408-05_obs_drw.pdf |  |  | DWG UNITS: DRAWN BY:S DUBICK | 05/04/09
12408-06_drw.pdf | 1 | 4 | HOOK, LIFTING, CFP59 | 22294
12408-06_drw.pdf | 2 | 2 | CHANNEL, SIDE | A042K661
12408-06_drw.pdf | 3 | 1 | CHANNEL, END | A042K662
12408-06_drw.pdf | 4 | 1 | CHANNEL, END | A042K663
12408-06_drw.pdf | 5 | 4 | GUSSET, ENGINE MOUNT | A042K674
12408-06_drw.pdf | 6 | 1 | MOUNT, ENGINE | A042K675
12408-06_drw.pdf | 7 | 1 | MOUNT, ENGINE | A042K676
12408-06_drw.pdf | 8 | 2 | GUSSET | A042K677
12408-06_drw.pdf | 9 | 2 | MOUNT, PUMP | A042K678
12408-06_drw.pdf |  |  | 4
12408-06_drw.pdf |  | 9
12408-06_drw.pdf |  |  | 8
12408-06_drw.pdf |  |  | 2
12408-06_drw.pdf |  |  | SCALE 0.080
12408-06_obs_drw.pdf | ITEM
12408-06_obs_drw.pdf | 1 | 1 | FRAME, WELDMENT, STD, MID RISE, CFP5.9/7E, CFP8.3/9E | 12326
12408-06_obs_drw.pdf | 2 | 2 | ANGLE, HRS, 8.0 X 8.0 X 0.50, 26.00" LENGTH | 12504
12408-06_obs_drw.pdf | 3 | 2 | PLATE, PUMP BRACE, .25" x 5.50" x 22.00" | 13627-04
12408-06_obs_drw.pdf |  |  | TYP
12408-06_obs_drw.pdf |  | TYP
12408-06_obs_drw.pdf |  |  | .25
12408-06_obs_drw.pdf | A
12408-06_obs_drw.pdf |  |  | 26.00
12408-06_obs_drw.pdf |  |  | 29.00
12408-06_obs_drw.pdf | confidential Fire Power and | and trade and is given retaining of | secret information, is the to the receiver in confidence. document accepts the CUMMINS FIRE POWER LLC CORPORATE OFFICE AND | DESIGN UPFIT CENTER
12408-06_obs_drw.pdf | and agrees ittrawdiellse(c1r)etnoitnfuosrematthieondotchuemreenitn,or(2a)nynoctopcyoptyhetrheeofdoocrumtehnet, | that, except ittrawdiellse(c1r)etnoitnfuosrematthieondotchuemreenitn,or(2a)nynoctopcyoptyhetrheeofdoocrumtehnet, | as authorized in writing by 1600 BUERKLE ROAD WHITE BEAR LAKE, MN trade | LAWRENCE DRIVE DEPERE, WISCONSIN
12408-06_obs_drw.pdf | therein, and dmoactuemreinatl,coorpiuepdonthdeermeafnrdo,m.retCuOrPnYRtIhGeHTdoCcuummmeinnts,Failrle | (4) upon dmoactuemreinatl,coorpiuepdonthdeermeafnrdo,m.retCuOrPnYRtIhGeHTdoCcuummmeinnts,Failrle | of the need to retain cPoopwieersLtLhCereof, anFd 08AEF17
12408-06_obs_drw.pdf |  | ALL | DIMENSION TOLERANCESCAFREP8.3, 1710 UL LISTED
12408-06_obs_drw.pdf | # | 1IM$PERIAL | METRIC UNITS DWG UNITS: DRAWN BY:S DUBICK DATE: | 05/04/09
12408-06_obs_drw.pdf |  | # 0.005 T==OLE##RAN00C..E00S3105 | .XX= # 0.2 F..OXXRXM==TOL##ERA00N..C84ES DRAWING | NO:
12408-06_obs_drw.pdf |  | F..AXXBXXXTO==LER##ANC00E..S006300 | F..AXXBX T==OLE##RAN10C..E58S EST WEIGHT: 465.887 1 OF 1 | 12408-06_OBS
12408-07_drw.pdf | 1 | 4 | HOOK, LIFTING, CFP59 | 22294
12408-07_drw.pdf | 2 | 2 | CHANNEL, SIDE | A042K661
12408-07_drw.pdf | 3 | 1 | CHANNEL, END | A042K662
12408-07_drw.pdf | 4 | 1 | CHANNEL, END | A042K663
12408-07_drw.pdf | 5 | 4 | GUSSET, ENGINE MOUNT | A042K674
12408-07_drw.pdf | 6 | 1 | MOUNT, ENGINE | A042K675
12408-07_drw.pdf | 7 | 1 | MOUNT, ENGINE | A042K676
12408-07_drw.pdf | 8 | 2 | GUSSET | A042K677
12408-07_drw.pdf | 9 | 2 | MOUNT, PUMP | A042K678
12408-07_drw.pdf |  |  | 4
12408-07_drw.pdf |  |  | 8
12408-07_drw.pdf |  |  | 2
12408-07_drw.pdf |  |  | 5 SCALE 0.080
12408-07_obs_drw.pdf | ITEM
12408-07_obs_drw.pdf | 1 | 1 | FRAME, WELDMENT, STD, MID RISE, CFP5.9/7E,
12408-07_obs_drw.pdf |  |  | 8.0 X 8.0 X 0.50, 26.00" LENGTH | 12504
12408-07_obs_drw.pdf |  |  |  | 13627-04
12408-07_obs_drw.pdf |  | 3.50
12408-07_obs_drw.pdf |  | 9.50
12408-07_obs_drw.pdf |  |  | 19.00
12408-07_obs_drw.pdf |  |  | TYP
12408-07_obs_drw.pdf |  | 5.75
12408-07_obs_drw.pdf |  | 8.00
12408-07_obs_drw.pdf |  |  | 29.00
12408-07_obs_drw.pdf | and LLC and retaining | trade secret given to the of the | information, is the receiver in confidence. accepts the CUMMINS FIRE POWER LLC CORPORATE OFFICE AND | DESIGN UPFIT CENTER
12408-07_obs_drw.pdf | agrees that, ittrawdiellse(c1r)etnoitnfuosrematthieondotchuemreenitn,or(2a)nynoctopcyoptyhetrheeofdoocrumtehnet, | except as ittrawdiellse(c1r)etnoitnfuosrematthieondotchuemreenitn,or(2a)nynoctopcyoptyhetrheeofdoocrumtehnet, | in writing by 1600 BUERKLE ROAD 875 WHITE BEAR LAKE, MN | LAWRENCE DRIVE WISCONSIN
12408-07_obs_drw.pdf | the and (4) upon | or the completion | of the need to retain cPoopwieersLtLhCereof,
12408-07_obs_drw.pdf |  | DIMENSION | TOLERANCESCAFREP8.3, 1710 UL LISTED
12408-07_obs_drw.pdf | 1IM$PERIAL | UNITS | METRIC UNITS DWG UNITS: DRAWN BY:S DUBICK DATE: | 05/04/09
12408-07_obs_drw.pdf | MACHINE .XX=#0.010 | TOLERANCES | MACHINE TOLERANCES .X=#0.4 IN/LB/S PRO-ENGINEERREF | DRWG:
12408-07_obs_drw.pdf |  |  | SCALE: 0.100 SHEET 1 | 12408-07_OBS
12408-08_drw.pdf | 1 | 4 | HOOK, LIFTING, CFP59 | 22294
12408-08_drw.pdf | 2 | 2 | CHANNEL, SIDE | A042K661
12408-08_drw.pdf | 3 | 1 | CHANNEL, END | A042K662
12408-08_drw.pdf | 4 | 1 | CHANNEL, END | A042K663
12408-08_drw.pdf | 5 | 4 | GUSSET, ENGINE MOUNT | A042K674
12408-08_drw.pdf | 6 | 1 | MOUNT, ENGINE | A042K675
12408-08_drw.pdf | 7 | 1 | MOUNT, ENGINE | A042K676
12408-08_drw.pdf | 8 | 2 | GUSSET | A042K677
12408-08_drw.pdf | 9 | 2 | MOUNT, PUMP | A042K679
12408-08_drw.pdf |  |  | 4
12408-08_drw.pdf |  |  | 8
12408-08_drw.pdf |  |  | 2
12408-08_drw.pdf |  |  | 5 SCALE 0.080
12408-08_obs_drw.pdf | ITEM
12408-08_obs_drw.pdf | 1 | 1 | FRAME, WELDMENT, STD, MID RISE, CFP5.9/7E,
12408-08_obs_drw.pdf |  |  | 8.0 X 8.0 X 0.50, 26.00" LENGTH | 12504
12408-08_obs_drw.pdf |  |  |  | 13627-04
12408-08_obs_drw.pdf |  | 9.50
12408-08_obs_drw.pdf |  |  | 19.00
12408-08_obs_drw.pdf |  |  | TYP
12408-08_obs_drw.pdf |  | A
12408-08_obs_drw.pdf |  | 5.75
12408-08_obs_drw.pdf |  | 8.00
12408-08_obs_drw.pdf |  |  | 29.00
12408-08_obs_drw.pdf | and LLC and retaining | trade secret given to the of the | information, is the receiver in confidence. accepts the CUMMINS FIRE POWER LLC CORPORATE OFFICE AND | DESIGN UPFIT CENTER
12408-08_obs_drw.pdf | agrees that, ittrawdiellse(c1r)etnoitnfuosrematthieondotchuemreenitn,or(2a)nynoctopcyoptyhetrheeofdoocrumtehnet, | except as ittrawdiellse(c1r)etnoitnfuosrematthieondotchuemreenitn,or(2a)nynoctopcyoptyhetrheeofdoocrumtehnet, | in writing by 1600 BUERKLE ROAD 875 WHITE BEAR LAKE, MN | LAWRENCE DRIVE WISCONSIN
12408-08_obs_drw.pdf | the and (4) upon | or the completion | of the need to retain cPoopwieersLtLhCereof,
12408-08_obs_drw.pdf |  | DIMENSION | TOLERANCESCAFREP8.3, 1710 UL LISTED
12408-08_obs_drw.pdf | 1IM$PERIAL | UNITS | METRIC UNITS DWG UNITS: DRAWN BY:S DUBICK DATE: | 05/04/09
12408-08_obs_drw.pdf | MACHINE .XX=#0.010 | TOLERANCES | MACHINE TOLERANCES .X=#0.4 IN/LB/S PRO-ENGINEERREF | DRWG:
12408-08_obs_drw.pdf |  |  | SCALE: 0.100 SHEET 1 | 12408-08_OBS
12408-09_drw.pdf | 1 | 4 | HOOK, LIFTING, CFP59 | 22294
12408-09_drw.pdf | 2 | 2 | CHANNEL, SIDE | A042K661
12408-09_drw.pdf | 3 | 1 | CHANNEL, END | A042K662
12408-09_drw.pdf | 4 | 1 | CHANNEL, END | A042K663
12408-09_drw.pdf | 5 | 4 | GUSSET, ENGINE MOUNT | A042K674
12408-09_drw.pdf | 6 | 1 | MOUNT, ENGINE | A042K675
12408-09_drw.pdf | 7 | 1 | MOUNT, ENGINE | A042K676
12408-09_drw.pdf | 8 | 2 | MOUNT, PUMP | A042K680
12408-09_drw.pdf | 9 | 2 | GUSSET | A042K681
12408-09_drw.pdf |  |  | 9
12408-09_drw.pdf |  |  | 2
12408-09_drw.pdf |  |  | 5 SCALE 0.080
12408-09_obs_drw.pdf | ITEM
12408-09_obs_drw.pdf | 1 | 1 | FRAME, WELDMENT, STD, MID RISE, CFP5.9/7E,
12408-09_obs_drw.pdf |  |  | 8.0 X 8.0 X 0.50, 26.00" LENGTH | 12504
12408-09_obs_drw.pdf |  |  |  | 12507-04
12408-09_obs_drw.pdf |  | 8.50
12408-09_obs_drw.pdf |  |  | 17.00
12408-09_obs_drw.pdf |  |  | TYP
12408-09_obs_drw.pdf |  |  | DETAIL
12408-09_obs_drw.pdf |  | 8.00
12408-09_obs_drw.pdf |  |  | 29.00
12408-09_obs_drw.pdf | and LLC and retaining | trade secret given to the of the | information, is the receiver in confidence. accepts the CUMMINS FIRE POWER LLC CORPORATE OFFICE AND | DESIGN UPFIT CENTER
12408-09_obs_drw.pdf | agrees that, not use the information | except as document or therein, (2) | in writing by copy thereof or the not copy the document, 1600 BUERKLE ROAD 875 WHITE BEAR LAKE, MN | LAWRENCE DRIVE WISCONSIN
12408-09_obs_drw.pdf | the and (4) upon | or the completion | of the need to retain cPoopwieersLtLhCereof,
12408-09_obs_drw.pdf |  | DIMENSION | TOLERANCESCAFREP8.3, 1710 UL LISTED
12408-09_obs_drw.pdf | 1IM$PERIAL | UNITS | METRIC UNITS DWG UNITS: DRAWN BY:S DUBICK DATE: | 05/04/09
12408-09_obs_drw.pdf | MACHINE .XX=#0.010 | TOLERANCES | MACHINE TOLERANCES .X=#0.4 IN/LB/S PRO-ENGINEERREF | DRWG:
12408-09_obs_drw.pdf |  |  | SCALE: 0.100 SHEET 1 | 12408-09_OBS
12410-01_drw.pdf | 1 | 4 | HOOK, LIFTING, CFP59 | 22294
12410-01_drw.pdf | 2 | 4 | GUSSET, ENGINE MOUNT | A042K759
12410-01_drw.pdf | 3 | 2 | CHANNEL, SIDE | A042K760
12410-01_drw.pdf | 4 | 1 | CHANNEL, END | A042K761
12410-01_drw.pdf | 5 | 1 | CHANNEL, END | A042K762
12410-01_drw.pdf | 6 | 2 | MOUNT, ENGINE | A042K763
12410-01_drw.pdf | 7 | 2 | MOUNT, PUMP | A042K764
12410-01_drw.pdf | 8 | 2 | GUSSET | A042K765
12410-01_drw.pdf |  |  |  | 5
12410-01_drw.pdf |  |  | 7
12410-01_drw.pdf |  |  | 8
12410-01_drw.pdf |  |  | 3
12410-01_drw.pdf |  |  | 2
12410-01_drw.pdf | 1
12410-01_obs_drw.pdf | 1 | 1 | FRAME, WLDMNT, STANDARD, CFP11E | 9896
12410-01_obs_drw.pdf | 3.50
12410-01_obs_drw.pdf | 9.50
12410-01_obs_drw.pdf |  |  | TYP
12410-01_obs_drw.pdf |  | .25
12410-01_obs_drw.pdf | 6.88A | 6.88A
12410-01_obs_drw.pdf | 6.88A | 6.88A
12410-01_obs_drw.pdf | 8.00
12410-01_obs_drw.pdf |  |  | 26.00
12410-01_obs_drw.pdf | receiver in accepts in | confidence. by | CUMMINS FIRE POWER LLC CORPORATE OFFICE AND | DESIGN UPFIT CENTER
12410-01_obs_drw.pdf | ittrawdiellse(c1r)etnoitnfuosrematthieondotchuemreenitn,or(2a)nynoctopcyoptyhetrheeofdoocrumtehnet, | ittrawdiellse(c1r)etnoitnfuosrematthieondotchuemreenitn,or(2a)nynoctopcyoptyhetrheeofdoocrumtehnet, | WHITE BEAR LAKE, MN | WISCONSIN
12410-02_drw.pdf | 1 | 4 | HOOK, LIFTING, CFP59 | 22294
12410-02_drw.pdf | 2 | 4 | GUSSET, ENGINE MOUNT | A042K759
12410-02_drw.pdf | 3 | 2 | CHANNEL, SIDE | A042K760
12410-02_drw.pdf | 4 | 1 | CHANNEL, END | A042K761
12410-02_drw.pdf | 5 | 1 | CHANNEL, END | A042K762
12410-02_drw.pdf | 6 | 2 | MOUNT, ENGINE | A042K763
12410-02_drw.pdf | 7 | 2 | MOUNT, PUMP | A042K766
12410-02_drw.pdf | 8 | 2 | GUSSET | A042K767
12410-02_drw.pdf |  |  | 8
12410-02_drw.pdf |  |  | 3
12410-02_drw.pdf |  |  | 2 SCALE 0.080
12410-02_obs_drw.pdf | 1 | 1 | FRAME, WLDMNT, STANDARD, CFP11E | 9896
12410-02_obs_drw.pdf |  |  | TYP
12410-02_obs_drw.pdf |  | .25
12410-02_obs_drw.pdf | 5.88A | 5.88A
12410-02_obs_drw.pdf | 5.88A | 5.88A
12410-02_obs_drw.pdf | 8.00
12410-02_obs_drw.pdf |  |  | 26.00
12410-02_obs_drw.pdf |  |  | 29.00
12410-02_obs_drw.pdf | receiver in accepts in | confidence. by | CUMMINS FIRE POWER LLC CORPORATE OFFICE AND | DESIGN UPFIT CENTER
12410-02_obs_drw.pdf | ittrawdiellse(c1r)etnoitnfuosrematthieondotchuemreenitn,or(2a)nynoctopcyoptyhetrheeofdoocrumtehnet, | ittrawdiellse(c1r)etnoitnfuosrematthieondotchuemreenitn,or(2a)nynoctopcyoptyhetrheeofdoocrumtehnet, | WHITE BEAR LAKE, MN | WISCONSIN
12410-03_drw.pdf | 1 | 4 | HOOK, LIFTING, CFP59 | 22294
12410-03_drw.pdf | 2 | 4 | GUSSET, ENGINE MOUNT | A042K759
12410-03_drw.pdf | 3 | 2 | CHANNEL, SIDE | A042K760
12410-03_drw.pdf | 4 | 1 | CHANNEL, END | A042K761
12410-03_drw.pdf | 5 | 1 | CHANNEL, END | A042K762
12410-03_drw.pdf | 6 | 2 | MOUNT, ENGINE | A042K763
12410-03_drw.pdf | 7 | 2 | MOUNT, PUMP | A042K768
12410-03_drw.pdf | 8 | 2 | GUSSET | A042K769
12410-03_drw.pdf |  |  | 8
12410-03_drw.pdf |  |  | 3
12410-03_drw.pdf |  |  | 2 SCALE 0.080
12410-03_obs_drw.pdf | 1 | 1 | FRAME, WLDMNT, STANDARD, CFP11E | 9896
12410-03_obs_drw.pdf | 3.50
12410-03_obs_drw.pdf | 9.50
12410-03_obs_drw.pdf |  |  | TYP
12410-03_obs_drw.pdf | 3.88A | 3.88A
12410-03_obs_drw.pdf | 8.00
12410-03_obs_drw.pdf |  |  | 26.00
12410-03_obs_drw.pdf |  |  | 29.00
12410-03_obs_drw.pdf | receiver in accepts in | confidence. by | CUMMINS FIRE POWER LLC CORPORATE OFFICE AND | DESIGN UPFIT CENTER
12410-03_obs_drw.pdf | ittrawdiellse(c1r)etnoitnfuosrematthieondotchuemreenitn,or(2a)nynoctopcyoptyhetrheeofdoocrumtehnet, | ittrawdiellse(c1r)etnoitnfuosrematthieondotchuemreenitn,or(2a)nynoctopcyoptyhetrheeofdoocrumtehnet, | WHITE BEAR LAKE, MN | WISCONSIN
12410-04_drw.pdf | 1 | 4 | HOOK, LIFTING, CFP59 | 22294
12410-04_drw.pdf | 2 | 4 | GUSSET, ENGINE MOUNT | A042K759
12410-04_drw.pdf | 3 | 2 | GUSSET | A042K769
12410-04_drw.pdf | 4 | 2 | CHANNEL, SIDE | A042K770
12410-04_drw.pdf | 5 | 1 | CHANNEL, END | A042K771
12410-04_drw.pdf | 6 | 1 | CHANNEL, END | A042K772
12410-04_drw.pdf | 7 | 2 | MOUNT, ENGINE | A042K773
12410-04_drw.pdf | 8 | 2 | MOUNT, PUMP | A042K774
12410-04_drw.pdf |  |  |  | 6
12410-04_drw.pdf |  |  | 8
12410-04_drw.pdf |  |  | 3
12410-04_drw.pdf |  |  | 4
12410-04_drw.pdf |  |  | 2
12410-04_drw.pdf | 1
12410-04_obs_drw.pdf | 1 | 1 | FRAME, WLDMNT, LARGE, CFP11E | 12375
12410-04_obs_drw.pdf | 4.50
12410-04_obs_drw.pdf | 9.50
12410-04_obs_drw.pdf |  | 19.00
12410-04_obs_drw.pdf |  |  | TYP
12410-04_obs_drw.pdf | 8.00
12410-04_obs_drw.pdf |  |  | 28.00
12410-04_obs_drw.pdf | receiver in accepts in | confidence. by | CUMMINS FIRE POWER LLC CORPORATE OFFICE AND | DESIGN UPFIT CENTER
12410-04_obs_drw.pdf | ittrawdiellse(c1r)etnoitnfuosrematthieondotchuemreenitn,or(2a)nynoctopcyoptyhetrheeofdoocrumtehnet, | ittrawdiellse(c1r)etnoitnfuosrematthieondotchuemreenitn,or(2a)nynoctopcyoptyhetrheeofdoocrumtehnet, | WHITE BEAR LAKE, MN | WISCONSIN
12410-05_drw.pdf | 1 | 4 | HOOK, LIFTING, CFP59 | 22294
12410-05_drw.pdf | 2 | 4 | GUSSET, ENGINE MOUNT | A042K759
12410-05_drw.pdf | 3 | 2 | GUSSET | A042K769
12410-05_drw.pdf | 4 | 2 | CHANNEL, SIDE | A042K770
12410-05_drw.pdf | 5 | 1 | CHANNEL, END | A042K771
12410-05_drw.pdf | 6 | 1 | CHANNEL, END | A042K772
12410-05_drw.pdf | 7 | 2 | MOUNT, ENGINE | A042K773
12410-05_drw.pdf | 8 | 2 | MOUNT, PUMP | A042K777
12410-05_drw.pdf |  |  |  | 6
12410-05_drw.pdf |  |  | 8
12410-05_drw.pdf |  |  | 3
12410-05_drw.pdf |  |  | 4
12410-05_drw.pdf |  |  | 2
12410-05_drw.pdf | 1
12410-05_obs_drw.pdf | 1 | 1 | FRAME, WLDMNT, LARGE, CFP11E | 12375
12410-05_obs_drw.pdf | 4.50
12410-05_obs_drw.pdf | 9.50
12410-05_obs_drw.pdf |  | 19.00
12410-05_obs_drw.pdf |  |  | TYP
12410-05_obs_drw.pdf | 8.00
12410-05_obs_drw.pdf |  |  | 28.00
12410-05_obs_drw.pdf | receiver in accepts in | confidence. by | CUMMINS FIRE POWER LLC CORPORATE OFFICE AND | DESIGN UPFIT CENTER
12410-05_obs_drw.pdf | ittrawdiellse(c1r)etnoitnfuosrematthieondotchuemreenitn,or(2a)nynoctopcyoptyhetrheeofdoocrumtehnet, | ittrawdiellse(c1r)etnoitnfuosrematthieondotchuemreenitn,or(2a)nynoctopcyoptyhetrheeofdoocrumtehnet, | WHITE BEAR LAKE, MN | WISCONSIN
12410-06_drw.pdf | 1 | 4 | HOOK, LIFTING, CFP59 | 22294
12410-06_drw.pdf | 2 | 2 | CHANNEL, SIDE | A042K770
12410-06_drw.pdf | 3 | 1 | CHANNEL, END | A042K771
12410-06_drw.pdf | 4 | 1 | CHANNEL, END | A042K772
12410-06_drw.pdf | 5 | 4 | GUSSET, ENGINE MOUNT | A042K778
12410-06_drw.pdf | 6 | 2 | GUSSET | A042K779
12410-06_drw.pdf | 7 | 2 | MOUNT, ENGINE | A042K780
12410-06_drw.pdf | 8 | 2 | MOUNT, PUMP | A042K781
12410-06_drw.pdf |  |  |  | 4
12410-06_drw.pdf |  |  | 8
12410-06_drw.pdf |  |  | 6
12410-06_drw.pdf |  |  | SCALE 0.080
12410-06_drw.pdf | 1
12410-06_obs_drw.pdf | 1 | 1 | FRAME, WLDMNT, MID RISE LRG, CFP11E | 12374
12410-06_obs_drw.pdf |  | 17.00
12410-06_obs_drw.pdf |  |  | TYP
12410-06_obs_drw.pdf |  | A
12410-06_obs_drw.pdf | 5.38
12410-06_obs_drw.pdf | 8.00
12410-06_obs_drw.pdf |  |  | 31.00
12410-06_obs_drw.pdf | receiver in accepts in | confidence. by | CUMMINS FIRE POWER LLC CORPORATE OFFICE AND | DESIGN UPFIT CENTER
12410-06_obs_drw.pdf | ittrawdiellse(c1r)etnoitnfuosrematthieondotchuemreenitn,or(2a)nynoctopcyoptyhetrheeofdoocrumtehnet, | ittrawdiellse(c1r)etnoitnfuosrematthieondotchuemreenitn,or(2a)nynoctopcyoptyhetrheeofdoocrumtehnet, | WHITE BEAR LAKE, MN | WISCONSIN
12412-01_drw.pdf | ITEM
12412-01_drw.pdf | 1 | 1 | FRAME, WELDMENT, STD, SHORT RISE, CFP5.9/7E, CFP8.3/9E | 12325
12412-01_drw.pdf | 2 | 2 | ANGLE, HRS, 8.0 X 8.0 X 0.50, 26.00" LENGTH | 12504
12412-01_drw.pdf | 3 | 2 | PLATE, PUMP BRACE, .25" x 4.00" x 22.00" | 13621
12412-01_drw.pdf | 4 | 2 | PLATE, PUMP BRACE, .25" x 2.750" x 22.00" | 13621-02
12412-01_drw.pdf |  |  | TYP .25
12412-01_drw.pdf |  |  | .25
12412-01_drw.pdf |  |  | 3.00
12412-01_drw.pdf |  |  | 45° BEVEL TYP
12412-01_drw.pdf | TYP |  | 29.00
12412-01_drw.pdf | confidential Fire Power and | and trade and is given retaining of | secret information, is the to the receiver in confidence. document accepts the CUMMINS FIRE POWER LLC CORPORATE OFFICE AND | DESIGN UPFIT CENTER
12412-01_drw.pdf | and agrees ittrawdiellse(c1r)etnoitnfuosrematthieondotchuemreenitn,or(2a)nynoctopcyoptyhetrheeofdoocrumtehnet, | that, except ittrawdiellse(c1r)etnoitnfuosrematthieondotchuemreenitn,or(2a)nynoctopcyoptyhetrheeofdoocrumtehnet, | as authorized in writing by 1600 BUERKLE ROAD WHITE BEAR LAKE, MN | LAWRENCE DRIVE DEPERE, WISCONSIN
12412-01_drw.pdf | therein, and dmoactuemreinatl,coorpiuepdonthdeermeafnrdo,m.retCuOrPnYRtIhGeHTdoCcuummmeinnts,Failrle | (4) upon dmoactuemreinatl,coorpiuepdonthdeermeafnrdo,m.retCuOrPnYRtIhGeHTdoCcuummmeinnts,Failrle | of the need to retain cPoopwieersLtLhCereof, anFd 6x4x12_8100
12412-01_drw.pdf |  | ALL | DIMENSION TOLERANCESCAFREP5.9, 1610 DRIVESHAFT
12412-01_drw.pdf | # |  | METRIC UNITS DWG UNITS: DRAWN BY:S DUBICK DATE: | 05/06/09
12412-01_drw.pdf |  | # 0.005 F..OXXRXXMXT==OLE##RAN00C..E00S3105 | .XX= # 0.2 F..OXXRXM==TOL##ERA00N..C84ES DRAWING | NO:
12412-01_drw.pdf |  | F..AXXBXXXTO==LER##ANC00E..S006300 | F..AXXBXT==OLE##RAN10C..E58S EST WEIGHT: 468.356 1 OF 1
12412-03_drw.pdf | 1 | 1 | FRAME, WELDMENT, STANDARD, CFP5.9/7E, | CFP8.3/9E9891
12412-03_drw.pdf | 2 | 2 | ANGLE, HRS, 8.0 X 8.0 X 0.50, 26.00" | 12504
12412-03_drw.pdf | 3 | 2 | PLATE, PUMP BRACE, .25" x 4.00" x 22.00" | 13621
12412-03_drw.pdf | 4 | 2 | PLATE, PUMP BRACE, .25" x 2.750" x 22.00" | 13621-02
12412-03_drw.pdf | 13.00
12412-03_drw.pdf |  |  | TYP
12412-03_drw.pdf |  |  | 3.00
12412-03_drw.pdf |  |  |  | 3.00
12412-03_drw.pdf |  |  | 45° BEVEL TYP
12412-03_drw.pdf |  |  | 29.00
12412-03_drw.pdf | to the the document as | receiver accepts in | confidence. the writing by CUMMINS FIRE POWER LLC CORPORATE OFFICE | DESIGN UPFIT CENTER
12412-03_drw.pdf | ittrawdiellse(c1r)etnoitnfuosrematthieondotchuemreenitn,or(2a)nynoctopcyoptyhetrheeofdoocrumtehnet, or the | ittrawdiellse(c1r)etnoitnfuosrematthieondotchuemreenitn,or(2a)nynoctopcyoptyhetrheeofdoocrumtehnet, confidential | WHITE BEAR LAKE, MN or trade WWW.CUMMINSFIREPOWER.COM | DEPERE, WISCONSIN
12412-03_drw.pdf |  | cPoopwieersLtLhCereof, | anFd RAME, ITT PUMP 8x6x12_8100
12412-03_drw.pdf | DIMENSION |  | TOLERANCESCAFREP5.9, 1610 DRIVESHAFT
12412-03_drw.pdf |  |  | DWG UNITS: DRAWN BY:S DUBICK | 05/06/09
12412-04_drw.pdf | 1 | 1 | FRAME, WELDMENT, STANDARD, CFP5.9/7E, | CFP8.3/9E9891
12412-04_drw.pdf | 2 | 2 | ANGLE, HRS, 8.0 X 8.0 X 0.50, 26.00" | 12504
12412-04_drw.pdf | 3 | 2 | PLATE, PUMP BRACE, .25" x 4.00" x 22.00" | 13621
12412-04_drw.pdf | 4 | 2 | PLATE, PUMP BRACE, .25" x 3.875" x 22.00" | 13621-01
12412-04_drw.pdf | 14.24
12412-04_drw.pdf |  |  | TYP
12412-04_drw.pdf | A |  |  | 3.00
12412-04_drw.pdf |  |  | 45° BEVEL TYP
12412-04_drw.pdf |  |  | 29.00
12412-04_drw.pdf | to the the document as | receiver accepts in | confidence. the writing by CUMMINS FIRE POWER LLC CORPORATE OFFICE | DESIGN UPFIT CENTER
12412-04_drw.pdf | ittrawdiellse(c1r)etnoitnfuosrematthieondotchuemreenitn,or(2a)nynoctopcyoptyhetrheeofdoocrumtehnet, or the | ittrawdiellse(c1r)etnoitnfuosrematthieondotchuemreenitn,or(2a)nynoctopcyoptyhetrheeofdoocrumtehnet, confidential | WHITE BEAR LAKE, MN or trade WWW.CUMMINSFIREPOWER.COM | DEPERE, WISCONSIN
12412-04_drw.pdf |  | cPoopwieersLtLhCereof, | anFd RAME, ITT PUMP 8x6x13_8100
12412-04_drw.pdf | DIMENSION |  | TOLERANCESCAFREP5.9, 1610 DRIVESHAFT
12412-04_drw.pdf |  |  | DWG UNITS: DRAWN BY:S DUBICK | 05/06/09
12412-05_drw.pdf | 1 | 1 | FRAME, WELDMENT, STANDARD, CFP5.9/7E, | CFP8.3/9E9891
12412-05_drw.pdf | 2 | 2 | ANGLE, HRS, 8.0 X 8.0 X 0.50, 26.00" | 12504
12412-05_drw.pdf | 3 | 2 | PLATE, PUMP BRACE, .25" x 4.00" x 22.00" | 13621
12412-05_drw.pdf | 4 | 2 | PLATE, PUMP BRACE, .25" x 2.750" x 22.00" | 13621-02
12412-05_drw.pdf | 14.24
12412-05_drw.pdf |  |  | TYP
12412-05_drw.pdf |  |  | 3.00
12412-05_drw.pdf | A |  |  | 3.00
12412-05_drw.pdf |  |  | 45° BEVEL TYP
12412-05_drw.pdf |  |  | 26.00
12412-05_drw.pdf | to the the document as | receiver accepts in | confidence. the writing by CUMMINS FIRE POWER LLC CORPORATE OFFICE | DESIGN UPFIT CENTER
12412-05_drw.pdf | ittrawdiellse(c1r)etnoitnfuosrematthieondotchuemreenitn,or(2a)nynoctopcyoptyhetrheeofdoocrumtehnet, or the | ittrawdiellse(c1r)etnoitnfuosrematthieondotchuemreenitn,or(2a)nynoctopcyoptyhetrheeofdoocrumtehnet, confidential | WHITE BEAR LAKE, MN or trade WWW.CUMMINSFIREPOWER.COM | DEPERE, WISCONSIN
12412-05_drw.pdf |  | cPoopwieersLtLhCereof, | anFd RAME, ITT PUMP 8x6x18_8100
12412-05_drw.pdf | DIMENSION |  | TOLERANCESCAFREP5.9, 1610 DRIVESHAFT
12412-05_drw.pdf |  |  | DWG UNITS: DRAWN BY:S DUBICK | 05/06/09
12412-06_drw.pdf | 1 | 1 | FRAME, WELDMENT, STANDARD, CFP5.9/7E, | CFP8.3/9E9891
12412-06_drw.pdf | 2 | 2 | ANGLE, HRS, 8.0 X 8.0 X 0.50, 26.00" | 12504
12412-06_drw.pdf | 3 | 2 | PLATE, PUMP BRACE, .25" x 4.00" x 22.00" | 13621
12412-06_drw.pdf | 4 | 2 | PLATE, PUMP BRACE, .25" x 3.875" x 22.00" | 13621-01
12412-06_drw.pdf | 14.24
12412-06_drw.pdf |  |  | TYP
12412-06_drw.pdf | A |  |  | 3.00
12412-06_drw.pdf |  |  | 45° BEVEL TYP
12412-06_drw.pdf |  |  | 29.00
12412-06_drw.pdf | to the the document as | receiver accepts in | confidence. the writing by CUMMINS FIRE POWER LLC CORPORATE OFFICE | DESIGN UPFIT CENTER
12412-06_drw.pdf | ittrawdiellse(c1r)etnoitnfuosrematthieondotchuemreenitn,or(2a)nynoctopcyoptyhetrheeofdoocrumtehnet, or the | ittrawdiellse(c1r)etnoitnfuosrematthieondotchuemreenitn,or(2a)nynoctopcyoptyhetrheeofdoocrumtehnet, confidential | WHITE BEAR LAKE, MN or trade WWW.CUMMINSFIREPOWER.COM | DEPERE, WISCONSIN
12412-06_drw.pdf |  | cPoopwieersLtLhCereof, | anFd RAME, ITT PUMP 8x8x12_8100
12412-06_drw.pdf | DIMENSION |  | TOLERANCESCAFREP5.9, 1610 DRIVESHAFT
12412-06_drw.pdf |  |  | DWG UNITS: DRAWN BY:S DUBICK | 05/06/09
12412-07_drw.pdf | 1 | 1 | FRAME, WELDMENT, STANDARD, CFP5.9/7E, | CFP8.3/9E9891
12412-07_drw.pdf | 2 | 2 | ANGLE, HRS, 8.0 X 8.0 X 0.50, 26.00" | 12504
12412-07_drw.pdf | 3 | 2 | PLATE, PUMP BRACE, .25" x 2.25" x 22.00" | 12506-04
12412-07_drw.pdf | 4 | 2 | PLATE, PUMP BRACE, .25" x 4.00" x 22.00" | 13621
12412-07_drw.pdf |  | 16.00
12412-07_drw.pdf |  |  | TYP
12412-07_drw.pdf |  |  | B 3.00
12412-07_drw.pdf | A
12412-07_drw.pdf |  |  | 29.00
12412-07_drw.pdf | to the the document as | receiver accepts in | confidence. the writing by CUMMINS FIRE POWER LLC CORPORATE OFFICE | DESIGN UPFIT CENTER
12412-07_drw.pdf | or any (2) not or the | copy copy the confidential | or the document, or trade WHITE BEAR LAKE, MN WWW.CUMMINSFIREPOWER.COM | DEPERE, WISCONSIN
12412-07_drw.pdf |  | cPoopwieersLtLhCereof, | anFd RAME, ITT PUMP 8x8x17_8100
12412-07_drw.pdf | DIMENSION |  | CFP5.9, 1610 DRIVESHAFT ARE
12412-07_drw.pdf |  | MMEACTHIRNEITCOLERUANNCEISTS | DWG UNITS: DRAWN BY:S DUBICK | 05/06/09
12412-08_drw.pdf | 1 | 1 | FRAME, WELDMENT, STANDARD, CFP5.9/7E, | CFP8.3/9E9891
12412-08_drw.pdf | 2 | 2 | ANGLE, HRS, 8.0 X 8.0 X 0.50, 26.00" | 12504
12412-08_drw.pdf | 3 | 2 | PLATE, PUMP BRACE, .25" x 3.50" x 22.00" | 12505-03
12412-08_drw.pdf |  | 16.00
12412-08_drw.pdf |  |  | TYP
12412-08_drw.pdf |  |  | 29.00
12412-08_drw.pdf | to the the document as | receiver accepts in | confidence. the writing by CUMMINS FIRE POWER LLC CORPORATE OFFICE | DESIGN UPFIT CENTER
12412-08_drw.pdf | ittrawdiellse(c1r)etnoitnfuosrematthieondotchuemreenitn,or(2a)nynoctopcyoptyhetrheeofdoocrumtehnet, or the | ittrawdiellse(c1r)etnoitnfuosrematthieondotchuemreenitn,or(2a)nynoctopcyoptyhetrheeofdoocrumtehnet, confidential | WHITE BEAR LAKE, MN or trade WWW.CUMMINSFIREPOWER.COM | DEPERE, WISCONSIN
12412-08_drw.pdf |  | cPoopwieersLtLhCereof, | anFd RAME, ITT PUMP 10x8x17_8100
12412-08_drw.pdf | DIMENSION |  | TOLERANCESCAFREP5.9, 1610 DRIVESHAFT
12412-08_drw.pdf |  |  | DWG UNITS: DRAWN BY:S DUBICK | 05/06/09
12412-09_drw.pdf | ITEM
12412-09_drw.pdf | 1 | 1 | FRAME, WELDMENT, STD, MID RISE, CFP5.9/7E,
12412-09_drw.pdf |  |  | 8.0 X 8.0 X 0.50, 26.00" LENGTH | 12504
12412-09_drw.pdf |  |  |  | 12505-03
12412-09_drw.pdf |  | 4.00
12412-09_drw.pdf |  |  | .25
12412-09_drw.pdf |  | 3.69
12412-09_drw.pdf |  | 8.00
12412-09_drw.pdf | and LLC and retaining | trade secret given to the of the | information, is the receiver in confidence. accepts the CUMMINS FIRE POWER LLC CORPORATE OFFICE AND | DESIGN UPFIT CENTER
12412-09_drw.pdf | agrees that, ittrawdiellse(c1r)etnoitnfuosrematthieondotchuemreenitn,or(2a)nynoctopcyoptyhetrheeofdoocrumtehnet, | except as ittrawdiellse(c1r)etnoitnfuosrematthieondotchuemreenitn,or(2a)nynoctopcyoptyhetrheeofdoocrumtehnet, | in writing by 1600 BUERKLE ROAD 875 WHITE BEAR LAKE, MN | LAWRENCE DRIVE WISCONSIN
12412-09_drw.pdf | the and (4) upon | or the completion | confidential of the need to retain cPoopwieersLtLhCereof,
12412-09_drw.pdf |  | DIMENSION | TOLERANCESCAFREP5.9, 1610 DRIVESHAFT
12412-09_drw.pdf | 1IM$PERIAL | UNITS | METRIC UNITS DWG UNITS: DRAWN BY:S DUBICK DATE: | 05/06/09
12412-09_drw.pdf | # | 0.005 | M.AXCHI=NE#TOL0E.R4ANCES IN/LB/S PRO-ENGINEERINIT .XX= # 0.2 | ECO:
12412-09_drw.pdf |  |  | F..OXXRXM==TOL##ERA00N..C84ES SCALE: 0.100 SHEET 1
12412-10_drw.pdf | ITEM
12412-10_drw.pdf | 1 | 1 | FRAME, WELDMENT, STD, MID RISE, CFP5.9/7E,
12412-10_drw.pdf |  |  | 8.0 X 8.0 X 0.50, 26.00" LENGTH | 12504
12412-10_drw.pdf |  |  |  | 13627-04
12412-10_drw.pdf |  | 5.00
12412-10_drw.pdf |  | 8.00
12412-10_drw.pdf |  |  | .25
12412-10_drw.pdf |  | 8.00
12412-10_drw.pdf | and LLC and retaining | trade secret given to the of the | information, is the receiver in confidence. accepts the CUMMINS FIRE POWER LLC CORPORATE OFFICE AND | DESIGN UPFIT CENTER
12412-10_drw.pdf | agrees that, ittrawdiellse(c1r)etnoitnfuosrematthieondotchuemreenitn,or(2a)nynoctopcyoptyhetrheeofdoocrumtehnet, | except as ittrawdiellse(c1r)etnoitnfuosrematthieondotchuemreenitn,or(2a)nynoctopcyoptyhetrheeofdoocrumtehnet, | in writing by 1600 BUERKLE ROAD 875 WHITE BEAR LAKE, MN | LAWRENCE DRIVE WISCONSIN
12412-10_drw.pdf | the and (4) upon | or the completion | confidential of the need to retain cPoopwieersLtLhCereof,
12412-10_drw.pdf |  | DIMENSION | TOLERANCESCAFREP5.9, 1610 DRIVESHAFT
12412-10_drw.pdf | 1IM$PERIAL | UNITS | METRIC UNITS DWG UNITS: DRAWN BY:S DUBICK DATE: | 05/06/09
12412-10_drw.pdf | # | 0.005 | M.AXCHI=NE#TOL0E.R4ANCES IN/LB/S PRO-ENGINEERINIT .XX= # 0.2 | ECO:
12412-10_drw.pdf |  |  | F..OXXRXM==TOL##ERA00N..C84ES SCALE: 0.100 SHEET 1
12412-11_drw.pdf | 1 | 1 | FRAME, WELDMENT, STANDARD, CFP5.9/7E, | CFP8.3/9E9891
12412-11_drw.pdf | 2 | 2 | ANGLE, HRS, 8.0 X 8.0 X 0.50, 26.00" | 12504
12412-11_drw.pdf | 3 | 2 | PLATE, PUMP BRACE, .25" x 2.50" x 22.00" | 12506-01
12412-11_drw.pdf | 4 | 1 | PLATE, A-36, .50 x 4.0 x 6.0 | 12509
12412-11_drw.pdf | 2.38
12412-11_drw.pdf | 10.62
12412-11_drw.pdf |  | 21.24
12412-11_drw.pdf |  |  | TYP
12412-11_drw.pdf |  |  | 29.00
12412-11_drw.pdf | to the the document as | receiver accepts in | confidence. the writing by CUMMINS FIRE POWER LLC CORPORATE OFFICE | DESIGN UPFIT CENTER
12412-11_drw.pdf | ittrawdiellse(c1r)etnoitnfuosrematthieondotchuemreenitn,or(2a)nynoctopcyoptyhetrheeofdoocrumtehnet, or the | ittrawdiellse(c1r)etnoitnfuosrematthieondotchuemreenitn,or(2a)nynoctopcyoptyhetrheeofdoocrumtehnet, confidential | WHITE BEAR LAKE, MN or trade WWW.CUMMINSFIREPOWER.COM | DEPERE, WISCONSIN
12412-11_drw.pdf |  | cPoopwieersLtLhCereof, | anFd RAME, ITT PUMP 8x6x14_8200
12412-11_drw.pdf | DIMENSION |  | TOLERANCESCAFREP5.9, 1610 DRIVESHAFT
12412-11_drw.pdf |  |  | DWG UNITS: DRAWN BY:S DUBICK | 05/06/09
12412-12_drw.pdf | ITEM
12412-12_drw.pdf | 1 | 1 | FRAME, WELDMENT, STD, MID RISE, CFP5.9/7E,
12412-12_drw.pdf |  |  | 8.0 X 8.0 X 0.50, 26.00" LENGTH | 12504
12412-12_drw.pdf |  |  |  | 12505-05
12412-12_drw.pdf | 4
12412-12_drw.pdf |  | 10.62
12412-12_drw.pdf |  |  | .25 TYP
12412-12_drw.pdf | TYP
12412-12_drw.pdf |  |  | A
12412-12_drw.pdf |  | 4.69
12412-12_drw.pdf |  | 8.00
12412-12_drw.pdf | and LLC and retaining | trade secret given to the of the | information, is the receiver in confidence. accepts the CUMMINS FIRE POWER LLC CORPORATE OFFICE AND | DESIGN UPFIT CENTER
12412-12_drw.pdf | agrees that, ittrawdiellse(c1r)etnoitnfuosrematthieondotchuemreenitn,or(2a)nynoctopcyoptyhetrheeofdoocrumtehnet, | except as ittrawdiellse(c1r)etnoitnfuosrematthieondotchuemreenitn,or(2a)nynoctopcyoptyhetrheeofdoocrumtehnet, | in writing by 1600 BUERKLE ROAD 875 WHITE BEAR LAKE, MN | LAWRENCE DRIVE WISCONSIN
12412-12_drw.pdf | the and (4) upon | or the completion | confidential of the need to retain cPoopwieersLtLhCereof,
12412-12_drw.pdf |  | DIMENSION | TOLERANCESCAFREP5.9, 1610 DRIVESHAFT
12412-12_drw.pdf | 1IM$PERIAL | UNITS | METRIC UNITS DWG UNITS: DRAWN BY:S DUBICK DATE: | 05/06/09
12412-12_drw.pdf | # | 0.005 | M.AXCHI=NE#TOL0E.R4ANCES IN/LB/S PRO-ENGINEERINIT .XX= # 0.2 | ECO:
12412-12_drw.pdf |  |  | F..OXXRXM==TOL##ERA00N..C84ES SCALE: 0.100 SHEET 1
12414-01_drw.pdf | 1 | 1 | FRAME, WELDMENT, STANDARD, CFP5.9/7E, | CFP8.3/9E9891
12414-01_drw.pdf | 2 | 2 | ANGLE, HRS, 8.0 X 8.0 X 0.50, 26.00" | 12504
12414-01_drw.pdf | 3 | 2 | PLATE, PUMP BRACE, .25" x 4.00" x 22.00" | 13621
12414-01_drw.pdf | 4 | 2 | PLATE, PUMP BRACE, .25" x 2.750" x 22.00" | 13621-02
12414-01_drw.pdf |  | 14.24
12414-01_drw.pdf |  |  | TYP
12414-01_drw.pdf |  |  | 3.00
12414-01_drw.pdf |  |  | 29.00
12414-01_drw.pdf | to the the document as | receiver accepts in | confidence. the writing by CUMMINS FIRE POWER LLC CORPORATE OFFICE | DESIGN UPFIT CENTER
12414-01_drw.pdf | or any (2) not or the | copy copy the confidential | or the document, or trade WHITE BEAR LAKE, MN WWW.CUMMINSFIREPOWER.COM | DEPERE, WISCONSIN
12414-01_drw.pdf |  | cPoopwieersLtLhCereof, | anFd RAME, ITT PUMP 8x6x18_8100
12414-01_drw.pdf | DIMENSION |  | CFP8.3, 1710 UL LISTED ARE
12414-01_drw.pdf |  |  | DWG UNITS: DRAWN BY:S DUBICK | 05/11/09
12414-03_drw.pdf | 1 | 1 | FRAME, WELDMENT, STANDARD, CFP5.9/7E, | CFP8.3/9E9891
12414-03_drw.pdf | 2 | 2 | ANGLE, HRS, 8.0 X 8.0 X 0.50, 26.00" | 12504
12414-03_drw.pdf | 3 | 2 | PLATE, PUMP BRACE, .25" x 5.00" x 22.00" | 13627-05
12414-03_drw.pdf |  | 16.00
12414-03_drw.pdf |  |  | TYP
12414-03_drw.pdf | .25
12414-03_drw.pdf | to the the document as | receiver accepts in | confidence. the writing by CUMMINS FIRE POWER LLC CORPORATE OFFICE | DESIGN UPFIT CENTER
12414-03_drw.pdf | or any (2) not or the | copy copy the confidential | or the document, or trade WHITE BEAR LAKE, MN WWW.CUMMINSFIREPOWER.COM | DEPERE, WISCONSIN
12414-03_drw.pdf |  | cPoopwieersLtLhCereof, | anFd RAME, ITT PUMP 8x8x17_8100
12414-03_drw.pdf | DIMENSION |  | CFP8.3, 1710 UL LISTED ARE
12414-03_drw.pdf |  |  | DWG UNITS: DRAWN BY:S DUBICK | 05/11/09
12414-04_drw.pdf | 1 | 1 | FRAME, WELDMENT, STANDARD, CFP5.9/7E, | CFP8.3/9E9891
12414-04_drw.pdf | 2 | 2 | ANGLE, HRS, 8.0 X 8.0 X 0.50, 26.00" | 12504
12414-04_drw.pdf | 3 | 2 | PLATE, PUMP BRACE, .25" x 3.50" x 22.00" | 12505-03
12414-04_drw.pdf |  | 16.00
12414-04_drw.pdf |  |  | TYP
12414-04_drw.pdf | .25
12414-04_drw.pdf | A
12414-04_drw.pdf | to the the document as | receiver accepts in | confidence. the writing by CUMMINS FIRE POWER LLC CORPORATE OFFICE | DESIGN UPFIT CENTER
12414-04_drw.pdf | or any (2) not or the | copy copy the confidential | or the document, or trade WHITE BEAR LAKE, MN WWW.CUMMINSFIREPOWER.COM | DEPERE, WISCONSIN
12414-04_drw.pdf |  | cPoopwieersLtLhCereof, | anFd RAME, ITT PUMP 10x8x17_8100
12414-04_drw.pdf | DIMENSION |  | CFP8.3, 1710 UL LISTED ARE
12414-04_drw.pdf |  |  | DWG UNITS: DRAWN BY:S DUBICK | 05/11/09
12414-05_drw.pdf | ITEM
12414-05_drw.pdf | 1 | 1 | FRAME, WELDMENT, STD, MID RISE, CFP5.9/7E,
12414-05_drw.pdf |  |  | 8.0 X 8.0 X 0.50, 26.00" LENGTH | 12504
12414-05_drw.pdf |  |  |  | 12505-03
12414-05_drw.pdf |  |  | TYP
12414-05_drw.pdf | TYP
12414-05_drw.pdf |  | A
12414-05_drw.pdf |  | 8.00
12414-05_drw.pdf | TphriospedrotcyumoefntCucmomnitnasinFsirceonPfoiwdeerntLiLaClaanndditsragdievesnectroetthienfroercmeaitvieorn,iniscotnhfeidence. retaining | TphriospedrotcyumoefntCucmomnitnasinFsirceonPfoiwdeerntLiLaClaanndditsragdievesnectroetthienfroercmeaitvieorn,iniscotnhfeidence. of the | CUMMINS FIRE POWER LLC accepts the CORPORATE OFFICE AND | DESIGN UPFIT CENTER
12414-05_drw.pdf | agrees that, ittrawdiellse(c1r)etnoitnfuosrematthieondotchuemreenitn,or(2a)nynoctopcyoptyhetrheeofdoocrumtehnet, | except as ittrawdiellse(c1r)etnoitnfuosrematthieondotchuemreenitn,or(2a)nynoctopcyoptyhetrheeofdoocrumtehnet, | in writing by 1600 BUERKLE ROAD 875 WHITE BEAR LAKE, MN | LAWRENCE DRIVE WISCONSIN
12414-05_drw.pdf | the and (4) upon | or the completion | of the need to retain cPoopwieersLtLhCereof,
12414-05_drw.pdf |  | DIMENSION | TOLERANCESCAFREP8.3, 1710 UL LISTED
12414-05_drw.pdf | 1IM$PERIAL | UNITS | METRIC UNITS DWG UNITS: DRAWN BY:S DUBICK DATE: | 05/11/09
12414-05_drw.pdf | # | 0.005 | M.AXCHI=NE#TOL0E.R4ANCES IN/LB/S PRO-ENGINEERREF .XX= # 0.2 | DRWG:
12414-05_drw.pdf |  |  | F..OXXRXM==TOL##ERA00N..C84ES SCALE: 0.100 SHEET 1
12414-06_drw.pdf | ITEM
12414-06_drw.pdf | 1 | 1 | FRAME, WELDMENT, STD, MID RISE, CFP5.9/7E,
12414-06_drw.pdf |  |  | 8.0 X 8.0 X 0.50, 26.00" LENGTH | 12504
12414-06_drw.pdf |  |  |  | 13627-04
12414-06_drw.pdf |  |  | TYP
12414-06_drw.pdf |  | A
12414-06_drw.pdf |  |  | 26.00
12414-06_drw.pdf |  |  | 29.00
12414-06_drw.pdf | and LLC and retaining | trade secret given to the of the | information, is the receiver in confidence. accepts the CUMMINS FIRE POWER LLC CORPORATE OFFICE AND | DESIGN UPFIT CENTER
12414-06_drw.pdf | agrees that, ittrawdiellse(c1r)etnoitnfuosrematthieondotchuemreenitn,or(2a)nynoctopcyoptyhetrheeofdoocrumtehnet, | except as ittrawdiellse(c1r)etnoitnfuosrematthieondotchuemreenitn,or(2a)nynoctopcyoptyhetrheeofdoocrumtehnet, | in writing by 1600 BUERKLE ROAD 875 WHITE BEAR LAKE, MN | LAWRENCE DRIVE WISCONSIN
12414-06_drw.pdf | the and (4) upon | or the completion | of the need to retain cPoopwieersLtLhCereof,
12414-06_drw.pdf |  | DIMENSION | TOLERANCESCAFREP8.3, 1710 UL LISTED
12414-06_drw.pdf | 1IM$PERIAL | UNITS | METRIC UNITS DWG UNITS: DRAWN BY:S DUBICK DATE: | 05/11/09
12414-06_drw.pdf | MACHINE PROJECTION12..XXXXX5== ## | TOLERANCES 00..001005 | MACHINE TOLERANCES ..XXX== ## 00..42 IN/LB/S PRO-ENGINEERREF | DRWG:
12414-06_drw.pdf |  |  | F..OXXRXM==TOL##ERA00N..C84ES SCALE: 0.100 SHEET 1
12414-08_drw.pdf | ITEM
12414-08_drw.pdf | 1 | 1 | FRAME, WELDMENT, STD, MID RISE, CFP5.9/7E,
12414-08_drw.pdf |  |  | 8.0 X 8.0 X 0.50, 26.00" LENGTH | 12504
12414-08_drw.pdf |  |  |  | 12505-05
12414-08_drw.pdf | 4
12414-08_drw.pdf |  |  | TYP
12414-08_drw.pdf |  | A
12414-08_drw.pdf |  |  | 26.00
12414-08_drw.pdf |  | 6.00 | 29.00
12414-08_drw.pdf | and LLC and retaining | trade secret given to the of the | information, is the receiver in confidence. accepts the CUMMINS FIRE POWER LLC CORPORATE OFFICE AND | DESIGN UPFIT CENTER
12414-08_drw.pdf | agrees that, ittrawdiellse(c1r)etnoitnfuosrematthieondotchuemreenitn,or(2a)nynoctopcyoptyhetrheeofdoocrumtehnet, | except as ittrawdiellse(c1r)etnoitnfuosrematthieondotchuemreenitn,or(2a)nynoctopcyoptyhetrheeofdoocrumtehnet, | in writing by 1600 BUERKLE ROAD 875 WHITE BEAR LAKE, MN | LAWRENCE DRIVE WISCONSIN
12414-08_drw.pdf | the and (4) upon | or the completion | of the need to retain cPoopwieersLtLhCereof,
12414-08_drw.pdf |  | DIMENSION | TOLERANCESCAFREP8.3, 1710 UL LISTED
12414-08_drw.pdf | 1IM$PERIAL | UNITS | METRIC UNITS DWG UNITS: DRAWN BY:S DUBICK DATE: | 05/11/09
12414-08_drw.pdf | MACHINE PROJECTION12..XXXXX5== ## | TOLERANCES 00..001005 | MACHINE TOLERANCES ..XXX== ## 00..42 IN/LB/S PRO-ENGINEERREF | DRWG:
12414-08_drw.pdf |  |  | F..OXXRXM==TOL##ERA00N..C84ES SCALE: 0.100 SHEET 1
12414-09_drw.pdf | ITEM
12414-09_drw.pdf | 1 | 1 | FRAME, WELDMENT, STD, MID RISE, CFP5.9/7E,
12414-09_drw.pdf |  |  | 8.0 X 8.0 X 0.50, 26.00" LENGTH | 12504
12414-09_drw.pdf |  |  |  | 12505-05
12414-09_drw.pdf |  | 11.00
12414-09_drw.pdf |  |  |  | 4.750
12414-09_drw.pdf |  |  |  | $
12414-09_drw.pdf |  | .25
12414-09_drw.pdf | TYP
12414-09_drw.pdf |  |  | DETAIL
12414-09_drw.pdf |  |  | A
12414-09_drw.pdf |  |  | 26.00
12414-09_drw.pdf |  |  | 29.00
12414-09_drw.pdf | and LLC and retaining | trade secret given to the of the | information, is the receiver in confidence. accepts the CUMMINS FIRE POWER LLC CORPORATE OFFICE AND | DESIGN UPFIT CENTER
12414-09_drw.pdf | agrees that, not use the information | except as document or therein, (2) | in writing by copy thereof or the not copy the document, 1600 BUERKLE ROAD 875 WHITE BEAR LAKE, MN | LAWRENCE DRIVE WISCONSIN
12414-09_drw.pdf | the and (4) upon | or the completion | of the need to retain cPoopwieersLtLhCereof,
12414-09_drw.pdf |  | DIMENSION | CFP8.3, 1710 UL LISTED TOLERANCES ARE
12414-09_drw.pdf | 1IM$PERIAL | UNITS | METRIC UNITS DWG UNITS: DRAWN BY:S DUBICK DATE: | 05/11/09
12414-09_drw.pdf | MACHINE PROJECTION12..XXXXX5== ## | TOLERANCES 00..001005 | MACHINE TOLERANCES ..XXX== ## 00..42 IN/LB/S PRO-ENGINEERREF | DRWG:
12414-09_drw.pdf |  |  | F..OXXRXM==TOL##ERA00N..C84ES SCALE: 0.100 SHEET 1
12414-10_drw.pdf | ITEM
12414-10_drw.pdf | 1 | 1 | FRAME, WELDMENT, LRG, MID RISE, CFP5.9/7E,
12414-10_drw.pdf |  |  | 8.0 X 8.0 X 0.50, 28.00" LENGTH | 12504-01
12414-10_drw.pdf |  |  |  | 12507-03
12414-10_drw.pdf |  |  | TYP
12414-10_drw.pdf | A
12414-10_drw.pdf |  |  | A
12414-10_drw.pdf | and LLC and retaining | trade secret given to the of the | information, is the receiver in confidence. accepts the CUMMINS FIRE POWER LLC CORPORATE OFFICE AND | DESIGN UPFIT CENTER
12414-10_drw.pdf | agrees that, not use the information | except as document or therein, (2) | in writing by copy thereof or the not copy the document, 1600 BUERKLE ROAD 875 WHITE BEAR LAKE, MN | LAWRENCE DRIVE WISCONSIN
12414-10_drw.pdf | the and (4) upon | or the completion | of the need to retain cPoopwieersLtLhCereof,
12414-10_drw.pdf |  | DIMENSION | CFP8.3, 1710 UL LISTED TOLERANCES ARE
12414-10_drw.pdf | 1IM$PERIAL | UNITS | METRIC UNITS DWG UNITS: DRAWN BY:S DUBICK DATE: | 05/11/09
12414-10_drw.pdf | MACHINE PROJECTION12..XXXXX5== ## | TOLERANCES 00..001005 | MACHINE TOLERANCES ..XXX== ## 00..42 IN/LB/S PRO-ENGINEERREF | DRWG:
12414-10_drw.pdf |  |  | F..OXXRXM==TOL##ERA00N..C84ES SCALE: 0.091 SHEET 1
12414-11_drw.pdf | ITEM
12414-11_drw.pdf | 1 | 1 | FRAME, WELDMENT, LRG, TALL RISE, CFP5.9/7E,
12414-11_drw.pdf |  |  | 8.0 X 8.0 X 0.50, 28.00" LENGTH | 12504-01
12414-11_drw.pdf |  |  |  | 12507-01
12414-11_drw.pdf |  |  | TYP
12414-11_drw.pdf | A
12414-11_drw.pdf |  |  | A
12414-11_drw.pdf | and LLC and retaining | trade secret given to the of the | information, is the receiver in confidence. accepts the CUMMINS FIRE POWER LLC CORPORATE OFFICE AND | DESIGN UPFIT CENTER
12414-11_drw.pdf | agrees that, not use the information | except as document or therein, (2) | in writing by copy thereof or the not copy the document, 1600 BUERKLE ROAD 875 WHITE BEAR LAKE, MN | LAWRENCE DRIVE WISCONSIN
12414-11_drw.pdf | the and (4) upon | or the completion | of the need to retain cPoopwieersLtLhCereof,
12414-11_drw.pdf |  | DIMENSION | CFP8.3, 1710 UL LISTED TOLERANCES ARE
12414-11_drw.pdf | 1IM$PERIAL | UNITS | METRIC UNITS DWG UNITS: DRAWN BY:S DUBICK DATE: | 05/11/09
12414-11_drw.pdf | MACHINE PROJECTION12..XXXXX5== ## | TOLERANCES 00..001005 | MACHINE TOLERANCES ..XXX== ## 00..42 IN/LB/S PRO-ENGINEERREF | DRWG:
12414-11_drw.pdf |  |  | F..OXXRXM==TOL##ERA00N..C84ES SCALE: 0.091 SHEET 1
12415-04_drw.pdf | 1 | 1 | FRAME, ITT PUMP 10x8x17_8100, CFP8.3, 1710 UL LISTED | 12414-04
12415-04_drw.pdf | 2 | 1 | ASSEMBLY, POWER MODULE, CFP83-F10/20/30 | 15548
12415-04_drw.pdf | 3 | 1 | COMPANION FLANGE, STD BORE, 1710 DRIVE SHAFT | 10005
12415-04_drw.pdf | 4 | 1 | ADAPTER, U-JOINT, SAE#3, 1710/1810 | 13350
12415-04_drw.pdf | 5 | 1 | DRIVESHAFT, 1710 SHORT COUPLED, UL LISTED | 13421
12415-04_drw.pdf | 6 | 1 | ASSEMBLY, SHAFT GUARD, SAE #3, LARGE | 14144
12415-04_drw.pdf | 7 | 1 | BASE EXTENSION, 24 LG X 30.75 WIDE | 16038
12415-04_drw.pdf | 8 | 1 | PUMP, ITT/GOULDS | 10X8X17_8100
12416-01_drw.pdf | 1 | 1 | FRAME, WLDMNT, LARGE, CFP11E | 12375
12416-01_drw.pdf | 2 | 2 | ANGLE, HRS, 8.0 X 8.0 X 0.50, 28.00"
12416-01_drw.pdf | 6.00
12416-01_drw.pdf | 8.00
12416-01_drw.pdf |  |  | TYP
12416-01_drw.pdf |  | A
12416-01_drw.pdf | 5.88
12416-01_drw.pdf |  |  | 28.00
12416-01_drw.pdf |  |  | A
12416-01_drw.pdf | information, receiver accepts | is the in the | CUMMINS FIRE POWER LLC CORPORATE OFFICE AND | DESIGN UPFIT CENTER
12416-01_drw.pdf | in ittrawdiellse(c1r)etnoitnfuosrematthieondotchuemreenitn,or(2a)nynoctopcyoptyhetrheeofdoocrumtehnet, | writing ittrawdiellse(c1r)etnoitnfuosrematthieondotchuemreenitn,or(2a)nynoctopcyoptyhetrheeofdoocrumtehnet, | 1600 BUERKLE ROAD 875 WHITE BEAR LAKE, MN | LAWRENCE DRIVE WISCONSIN
12416-01_drw.pdf | of the need | to retain | WWW.CUMMINSFIREPOWER.COM
12416-02_drw.pdf | 1 | 1 | FRAME, WLDMNT, LARGE, CFP11E | 12375
12416-02_drw.pdf | 2 | 2 | ANGLE, HRS, 8.0 X 8.0 X 0.50, 28.00"
12416-02_drw.pdf | 5.00
12416-02_drw.pdf | 9.00
12416-02_drw.pdf |  |  | TYP
12416-02_drw.pdf |  |  | 28.00
12416-02_drw.pdf |  |  | A
12416-02_drw.pdf | information, receiver accepts | is the in the | CUMMINS FIRE POWER LLC CORPORATE OFFICE AND | DESIGN UPFIT CENTER
12416-02_drw.pdf | in ittrawdiellse(c1r)etnoitnfuosrematthieondotchuemreenitn,or(2a)nynoctopcyoptyhetrheeofdoocrumtehnet, | writing ittrawdiellse(c1r)etnoitnfuosrematthieondotchuemreenitn,or(2a)nynoctopcyoptyhetrheeofdoocrumtehnet, | 1600 BUERKLE ROAD 875 WHITE BEAR LAKE, MN | LAWRENCE DRIVE WISCONSIN
12416-02_drw.pdf | of the need | to retain | WWW.CUMMINSFIREPOWER.COM
12416-03_drw.pdf | 1 | 1 | FRAME, WLDMNT, LARGE, CFP11E | 12375
12416-03_drw.pdf | 2 | 2 | ANGLE, HRS, 8.0 X 8.0 X 0.50, 28.00"
12416-03_drw.pdf | 6.00
12416-03_drw.pdf | 8.00
12416-03_drw.pdf |  |  | TYP
12416-03_drw.pdf |  | A
12416-03_drw.pdf | 3.88
12416-03_drw.pdf |  |  | 28.00
12416-03_drw.pdf |  |  | A
12416-03_drw.pdf | information, receiver accepts | is the in the | CUMMINS FIRE POWER LLC CORPORATE OFFICE AND | DESIGN UPFIT CENTER
12416-03_drw.pdf | in ittrawdiellse(c1r)etnoitnfuosrematthieondotchuemreenitn,or(2a)nynoctopcyoptyhetrheeofdoocrumtehnet, | writing ittrawdiellse(c1r)etnoitnfuosrematthieondotchuemreenitn,or(2a)nynoctopcyoptyhetrheeofdoocrumtehnet, | 1600 BUERKLE ROAD 875 WHITE BEAR LAKE, MN | LAWRENCE DRIVE WISCONSIN
12416-03_drw.pdf | of the need | to retain | WWW.CUMMINSFIREPOWER.COM
12416-04_drw.pdf | 1 | 1 | FRAME, WLDMNT, LARGE, CFP11E | 12375
12416-04_drw.pdf | 2 | 2 | ANGLE, HRS, 8.0 X 8.0 X 0.50, 28.00"
12416-04_drw.pdf |  |  | 45 $
12416-04_drw.pdf | 11.00
12416-04_drw.pdf |  |  | 2.00
12416-04_drw.pdf |  |  |  | PLATE AS
12416-04_drw.pdf |  |  |  | NOT EXTEND
12416-04_drw.pdf |  |  | DETAIL
12416-04_drw.pdf |  |  | TYP
12416-04_drw.pdf |  | 2.88
12416-04_drw.pdf |  |  | 28.00
12416-04_drw.pdf |  |  | A
12416-04_drw.pdf |  |  | SEE DETAIL
12416-04_drw.pdf | information, receiver accepts | is the in the | CUMMINS FIRE POWER LLC CORPORATE OFFICE AND | DESIGN UPFIT CENTER
12416-04_drw.pdf | in ittrawdiellse(c1r)etnoitnfuosrematthieondotchuemreenitn,or(2a)nynoctopcyoptyhetrheeofdoocrumtehnet, | writing ittrawdiellse(c1r)etnoitnfuosrematthieondotchuemreenitn,or(2a)nynoctopcyoptyhetrheeofdoocrumtehnet, | 1600 BUERKLE ROAD 875 WHITE BEAR LAKE, MN | LAWRENCE DRIVE WISCONSIN
12416-04_drw.pdf | of the need | to retain | WWW.CUMMINSFIREPOWER.COM
12416-05_drw.pdf | 1 | 1 | FRAME, WLDMNT, MID RISE EX LRG, CFP11E | 12383
12416-05_drw.pdf | 2 | 2 | ANGLE, HRS, 8.0 X 8.0 X 0.50, 28.00"
12416-05_drw.pdf |  |  | TYP
12416-05_drw.pdf |  | A
12416-05_drw.pdf | 8.00
12416-05_drw.pdf |  |  | 32.00
12416-05_drw.pdf |  |  | 35.00
12416-05_drw.pdf | information, receiver accepts | is the in the | CUMMINS FIRE POWER LLC CORPORATE OFFICE AND | DESIGN UPFIT CENTER
12416-05_drw.pdf | in ittrawdiellse(c1r)etnoitnfuosrematthieondotchuemreenitn,or(2a)nynoctopcyoptyhetrheeofdoocrumtehnet, | writing ittrawdiellse(c1r)etnoitnfuosrematthieondotchuemreenitn,or(2a)nynoctopcyoptyhetrheeofdoocrumtehnet, | 1600 BUERKLE ROAD 875 WHITE BEAR LAKE, MN | LAWRENCE DRIVE WISCONSIN
12416-05_drw.pdf | of the need | to retain | WWW.CUMMINSFIREPOWER.COM
12416-06_drw.pdf | 1 | 1 | FRAME, WLDMNT, MID RISE EX LRG, CFP11E | 12383
12416-06_drw.pdf | 2 | 2 | ANGLE, HRS, 8.0 X 8.0 X 0.50, 28.00"
12416-06_drw.pdf |  |  | TYP
12416-06_drw.pdf |  | A
12416-06_drw.pdf | 1.88
12416-06_drw.pdf | 8.00
12416-06_drw.pdf |  |  | 32.00
12416-06_drw.pdf |  |  | 35.00
12416-06_drw.pdf | information, receiver accepts | is the in the | CUMMINS FIRE POWER LLC CORPORATE OFFICE AND | DESIGN UPFIT CENTER
12416-06_drw.pdf | in ittrawdiellse(c1r)etnoitnfuosrematthieondotchuemreenitn,or(2a)nynoctopcyoptyhetrheeofdoocrumtehnet, | writing ittrawdiellse(c1r)etnoitnfuosrematthieondotchuemreenitn,or(2a)nynoctopcyoptyhetrheeofdoocrumtehnet, | 1600 BUERKLE ROAD 875 WHITE BEAR LAKE, MN | LAWRENCE DRIVE WISCONSIN
12416-06_drw.pdf | of the need | to retain | WWW.CUMMINSFIREPOWER.COM
12418_drw.pdf | ITEM | QTY
12418_drw.pdf | 1 | 2 | END PANEL, CRATE, CFP23E | 12421
12418_drw.pdf | 4 | 1 | SKID, ENCLOSED, 60 X 144 SHIPPING | A042C956
12419_drw.pdf | ITEM
12419_drw.pdf | 1 | 2 | END PANEL, CRATE, CFP23E | 12421
12419_drw.pdf | 2 | 2 | SIDE PANEL, CRATE, HORZ FRAME, CFP23E | 12422
12419_drw.pdf | 3 | 1 | COVER, CRATE, HORZ FRAME, CFP23E | 12423
12419_drw.pdf | 4 | 1 | SKID, ENCLOSED, 60 X 192 SHIPPING | A042C955
12419_drw.pdf |  |  | 3
12419_drw.pdf | 1
12419_drw.pdf |  |  | 4
12419_drw.pdf | confidential Power LLC and | and trade and is given of the | information, is the to the receiver in confidence. document accepts the CUMMINS FIRE POWER LLC CORPORATE OFFICE AND | DESIGN UPFIT CENTER
12419_drw.pdf | and agrees ittrawdiellse(c1r)etnoitnfuosrematthieondotchuemreenitn,or(2a)nynoctopcyoptyhetrheeofdoocrumtehnet, | that, except ittrawdiellse(c1r)etnoitnfuosrematthieondotchuemreenitn,or(2a)nynoctopcyoptyhetrheeofdoocrumtehnet, | authorized in writing by 1600 BUERKLE ROAD WHITE BEAR LAKE, MN | LAWRENCE DRIVE DEPERE, WISCONSIN
12419_drw.pdf | dmoactuemreinatl,coorpiuepdonthdeermeafnrdo,m.retCuOrPnYRtIhGeHTdoCcuummmeinnts,Failrle | dmoactuemreinatl,coorpiuepdonthdeermeafnrdo,m.retCuOrPnYRtIhGeHTdoCcuummmeinnts,Failrle | cPoopwieersLtLhCereof, and PUMP
12419_drw.pdf | SPECIFIED | ALL | DIMENSION TOLERANCES ACREFP23E
12419_drw.pdf | # 1 |  | MUENTIRTISC DWG UNITS: DRAWN BY:S DUBICK DATE: | 10/20/09
12419_drw.pdf |  |  | FO..RXXMX T==OL##ERAN00C..E84S DRAWING | NO:
12419_drw.pdf |  | ..FXXAXXBX | T==OLE##RAN00C..E00S6300 F..AXXBXT==OLE##RAN10C..E58S EST WEIGHT: 3078.813 1 OF 1 12419
12420_drw.pdf | 1 | 4 | HARDWOOD, 3x4x192 (3 X 3 5/8), HEAT TREATED & MARKED | 12420_01
12420_drw.pdf | 2 | 16 | HARDWOOD, 2x4x60 (1 1/2 x 4), HEAT TREATED & MARKED | 12420_02
12420_drw.pdf | 3 | 4 | HARDWOOD, 2x6x186 (1 1/2 x 6), HEAT TREATED & MARKED | 12420_03
12420_drw.pdf | 4 | 2 | HARDWOOD, 2x4x28 (1 1/2 x 4), HEAT TREATED & MARKED | 12420_04
12420_drw.pdf | 5 | 1 | PLYWOOD, 24" X 28" X 1/2", HEAT TREATED, MARKED, - | 12420_05
12421_drw.pdf | 1 | 3 | LUMBER, 2 x 4 x 83.5, HEAT TREATED & | MARKED"HT1"2421_01
12421_drw.pdf | 2 | 2 | LUMBER, 2 x 4 x 60, HEAT TREATED &
12421_drw.pdf | 3 | 1 | PLYWOOD, 48" x 92" x 1/2", HEAT TREATED, | MARKE1D2421_04
12421_drw.pdf | 4 | 1 | PLYWOOD, 12" x 92" x 1/2", HEAT TREATED,
12421_drw.pdf | to the the document as | receiver accepts in | confidence. the writing by CUMMINS FIRE POWER LLC CORPORATE OFFICE | DESIGN UPFIT CENTER
12421_drw.pdf | ittrawdiellse(c1r)etnoitnfuosrematthieondotchuemreenitn,or(2a)nynoctopcyoptyhetrheeofdoocrumtehnet, or the | ittrawdiellse(c1r)etnoitnfuosrematthieondotchuemreenitn,or(2a)nynoctopcyoptyhetrheeofdoocrumtehnet, confidential | WHITE BEAR LAKE, MN or trade WWW.CUMMINSFIREPOWER.COM | DEPERE, WISCONSIN
12421_drw.pdf |  | cPoopwieersLtLhCereof, | anEd ND PANEL, CRATE
12421_drw.pdf | DIMENSION |  | TOLERANCESCAFREP23E
12421_drw.pdf |  |  | DWG UNITS: DRAWN BY:S DUBICK | 06/29/09
12422_drw.pdf | ITEM
12422_drw.pdf | 1 | 5 | LUMBER, 2 x 4 x 82 SOFTWOOD, HEAT TREATED & MARKED | 12422_01
12422_drw.pdf | 2 | 2 | LUMBER, 2 x 4 x 189 SOFTWOOD, HEAT TREATED & MARKED | 12422_02
12422_drw.pdf | 3 | 4 | PLYWOOD, 48" x 94" x 1/2", HEAT TREATED, MARKED | 12422_04
12422_drw.pdf | TYP
12422_drw.pdf |  |  | 94.00 A
12422_drw.pdf | confidential Power LLC and | and trade and is given of the | information, is the to the receiver in confidence. document accepts the CUMMINS FIRE POWER LLC CORPORATE OFFICE AND | DESIGN UPFIT CENTER
12422_drw.pdf | and agrees ittrawdiellse(c1r)etnoitnfuosrematthieondotchuemreenitn,or(2a)nynoctopcyoptyhetrheeofdoocrumtehnet, | that, except ittrawdiellse(c1r)etnoitnfuosrematthieondotchuemreenitn,or(2a)nynoctopcyoptyhetrheeofdoocrumtehnet, | authorized in writing by 1600 BUERKLE ROAD WHITE BEAR LAKE, MN | LAWRENCE DRIVE DEPERE, WISCONSIN
12422_drw.pdf | therein, and dmoactuemreinatl,coorpiuepdonthdeermeafnrdo,m.retCuOrPnYRtIhGeHTdoCcuummmeinnts,Failrle | upon dmoactuemreinatl,coorpiuepdonthdeermeafnrdo,m.retCuOrPnYRtIhGeHTdoCcuummmeinnts,Failrle | of the need to retain cPoopwieersLtLhCereof, andSIDE HORZ FRAME
12422_drw.pdf | SPECIFIED | ALL | DIMENSION TOLERANCES ACREFP23E
12422_drw.pdf | # 1 |  | MUENTIRTISC DWG UNITS: DRAWN BY:S DUBICK DATE: | 11/04/09
12422_drw.pdf |  |  | FO..RXXMX T==OL##ERAN00C..E84S DRAWING | NO:
12422_drw.pdf |  | ..FXXAXXBX | T==OLE##RAN00C..E00S6300 F..AXXBXT==OLE##RAN10C..E58S EST WEIGHT: 634.038 1 OF 1 12422
12423_drw.pdf | ITEM
12423_drw.pdf | 1 | 5 | LUMBER, 2 x 4 x 60 SOFTWOOD, HEAT TREATED & | MARKED12423_01
12423_drw.pdf |  |  | x 60" x 1/2", HEAT TREATED, MARKED | 12423_04
12423_drw.pdf | 60.00
12423_drw.pdf |  |  | * COMPONENTS ARE SHIPPED LOOSE
12423_drw.pdf |  |  | AND ATTACHED AT FINAL CLOSURE.
12423_drw.pdf | and LLC and retaining | trade secret given to the of the | information, is the receiver in confidence. accepts the CUMMINS FIRE POWER LLC CORPORATE OFFICE AND | DESIGN UPFIT CENTER
12423_drw.pdf | agrees that, ittrawdiellse(c1r)etnoitnfuosrematthieondotchuemreenitn,or(2a)nynoctopcyoptyhetrheeofdoocrumtehnet, | except as ittrawdiellse(c1r)etnoitnfuosrematthieondotchuemreenitn,or(2a)nynoctopcyoptyhetrheeofdoocrumtehnet, | in writing by 1600 BUERKLE ROAD 875 WHITE BEAR LAKE, MN | LAWRENCE DRIVE WISCONSIN
12423_drw.pdf | the and (4) upon | or the completion | of the need to retain cPoopwieersLtLhCereof,
12423_drw.pdf |  | DIMENSION | TOLERANCESCAFREP23E
12423_drw.pdf | 1IM$PERIAL | UNITS | METRIC UNITS DWG UNITS: DRAWN BY:S DUBICK DATE: | 06/30/09
12423_drw.pdf | # | 0.005 | M.AXCHI=NE#TOL0E.R4ANCES IN/LB/S PRO-ENGINEERINIT .XX= # 0.2 | ECO: 2010-120
12423_drw.pdf | F..OXXRXXMX |  | F..OXXRXM==TOL##ERA00N..C84ES SCALE: 0.050 SHEET 1
12424_drw.pdf | ITEM
12424_drw.pdf | 1 | 4 | LUMBER, 2 x 4 x 82, HEAT TREATED & MARKED"HT" | 12424_01
12424_drw.pdf | 2 | 2 | LUMBER, 2 x 4 X 141, HEAT TREATED & MARKED"HT" | 12424_02
12424_drw.pdf | 3 | 3 | PLYWOOD, 48" x 94" x 1/2", HEAT TREATED, MARKED | 12424_04
12424_drw.pdf |  | 1
12424_drw.pdf |  |  | 3.50
12424_drw.pdf | TphriospedrotcyumoefntCucmomnitnasinFsirceonPfoiwdeerntLiLaClaanndditsragdievesnectroetthienfroercmeaitvieorn,iniscotnhfeidence. and | TphriospedrotcyumoefntCucmomnitnasinFsirceonPfoiwdeerntLiLaClaanndditsragdievesnectroetthienfroercmeaitvieorn,iniscotnhfeidence. of the | CUMMINS FIRE POWER LLC document accepts the CORPORATE OFFICE AND | DESIGN UPFIT CENTER
12424_drw.pdf | and agrees ittrawdiellse(c1r)etnoitnfuosrematthieondotchuemreenitn,or(2a)nynoctopcyoptyhetrheeofdoocrumtehnet, | that, except ittrawdiellse(c1r)etnoitnfuosrematthieondotchuemreenitn,or(2a)nynoctopcyoptyhetrheeofdoocrumtehnet, | authorized in writing by 1600 BUERKLE ROAD WHITE BEAR LAKE, MN | LAWRENCE DRIVE DEPERE, WISCONSIN
12424_drw.pdf | therein, and dmoactuemreinatl,coorpiuepdonthdeermeafnrdo,m.retCuOrPnYRtIhGeHTdoCcuummmeinnts,Failrle | upon dmoactuemreinatl,coorpiuepdonthdeermeafnrdo,m.retCuOrPnYRtIhGeHTdoCcuummmeinnts,Failrle | of the need to retain cPoopwieersLtLhCereof, andSIDE VERT FRAME
12424_drw.pdf | SPECIFIED | ALL | DIMENSION TOLERANCES ACREFP23E
12424_drw.pdf | # 1 |  | MUENTIRTISC DWG UNITS: DRAWN BY:S DUBICK DATE: | 06/30/09
12424_drw.pdf |  |  | FO..RXXMX T==OL##ERAN00C..E84S DRAWING | NO:
12424_drw.pdf |  | ..FXXAXXBX | T==OLE##RAN00C..E00S6300 F..AXXBXT==OLE##RAN10C..E58S EST WEIGHT: 174.321 1 OF 1 12424
12425_drw.pdf | 1 | 3 | PLYWOOD, 48" x 60" x 1/2", HEAT TREATED, | MARKE1D2425-04
12425_drw.pdf | 2 | 4 | LUMBER, 2 x 4 x 60, HEAT TREATED &
12425_drw.pdf |  |  | NOTE:
12425_drw.pdf |  |  | * COMPONENTS ARE SHIPPED LOOSE,
12425_drw.pdf |  |  | ASSEMBLED AT FINAL CLOSURE.
12425_drw.pdf | to the the document as | receiver accepts in | confidence. the writing by CUMMINS FIRE POWER LLC CORPORATE OFFICE | DESIGN UPFIT CENTER
12425_drw.pdf | ittrawdiellse(c1r)etnoitnfuosrematthieondotchuemreenitn,or(2a)nynoctopcyoptyhetrheeofdoocrumtehnet, or the | ittrawdiellse(c1r)etnoitnfuosrematthieondotchuemreenitn,or(2a)nynoctopcyoptyhetrheeofdoocrumtehnet, confidential | WHITE BEAR LAKE, MN or trade WWW.CUMMINSFIREPOWER.COM | DEPERE, WISCONSIN
12425_drw.pdf |  | cPoopwieersLtLhCereof, | anCd OVER, CRATE, VERT FRAME
12425_drw.pdf | DIMENSION |  | TOLERANCESCAFREP23E
12425_drw.pdf |  |  | DWG UNITS: DRAWN BY:S DUBICK | 06/30/09
12426_drw.pdf | 1 | 1 | FRAME, WELDMENT, CFP3.3 / 3.9 / 5E | FRAME_CFP33-39
12426_drw.pdf | 3 | 2 | PLATE, PUMP BRACE, .25" x 3.00" x 22.00" | 12506
12426_drw.pdf | 6.00 |  | 20.00
12426_drw.pdf | 6.00
12428_drw.pdf | 1 | 1 | FRAME, WELDMENT, CFP3.3 / 3.9 / 5E | FRAME_CFP33-39
12428_drw.pdf | 3 | 2 | PLATE, PUMP BRACE, .25" x 4.00" x 22.00" | 13621
12428_drw.pdf |  |  | 15.38
12428_drw.pdf |  |  | 2.31
12428_drw.pdf |  |  | 20.00
12428_drw.pdf | 6.00
12430_drw.pdf | 1 | 1 | FRAME, WLDMNT, MID, CFP3.3 / 3.9 / 5E | 12376
12430_drw.pdf | 2 | 2 | ANGLE, HRS, 8.0 X 8.0 X 0.50, 20.00"
12430_drw.pdf | 15.38
12430_drw.pdf | 2.31
12430_drw.pdf | TYP
12430_drw.pdf |  | A
12430_drw.pdf | 3.97
12430_drw.pdf | 8.00
12430_drw.pdf |  |  | 20.00
12430_drw.pdf | to the document | in accepts the | confidence. CUMMINS FIRE POWER LLC CORPORATE OFFICE | CUSTOM DESIGN UPFIT CENTER
12430_drw.pdf | ittrawdiellse(c1r)etnoitnfuosrematthieondotchuemreenitn,or(2a)nynoctopcyoptyhetrheeofdoocrumtehnet, or the | ittrawdiellse(c1r)etnoitnfuosrematthieondotchuemreenitn,or(2a)nynoctopcyoptyhetrheeofdoocrumtehnet, | 1600 BUERKLE ROAD WHITE BEAR LAKE, MN or trade | LAWRENCE DRIVE DEPERE, WISCONSIN
12430_drw.pdf | of | need to cPoopwieersLtLhCereof, | retain anFd
12430_drw.pdf | DIMENSION | TOLERANCESCAFREP3.3, | 1410 UL LISTED
12431_drw.pdf | ITEM
12431_drw.pdf | 1 | 1 | ASSEMBLY, TELESCOPING SHAFT GUARD, SAE #4, | FIREPUMP9488
12431_drw.pdf | 2 | 1 | FRAME, AMERICAN MARSH, CFP3.3, 1410 UL LISTED | 12430
12431_drw.pdf | 3 | 1 | ASSEMBLY, POWER MODULE, CFP33-F10/20/30 | 15540
12431_drw.pdf | 4 | 1 | COMP FLANGE, 1.625 / .500x.250, 1410 DRIVE SHAFT | 8606-26
12431_drw.pdf | 5 | 1 | ADAPTER, U-JOINT, SAE 10, 1410 | 9673
12431_drw.pdf | 6 | 1 | DRIVESHAFT, SHORT COUPLED, 1410 UL LISTED | 13417
12431_drw.pdf | 7 | 1 | PUMP, AMERICAN MARSH | 5x6x15
12431_drw.pdf |  |  | A
12431_drw.pdf |  |  | DISCHARGE
12432_drw.pdf | 1 | 1 | FRAME, WLDMNT, STD, CFP3.3 / 3.9 / 5E | 9893
12432_drw.pdf | 3 | 2 | PLATE, PUMP BRACE, .25" x 2.00" x 22.00" | 12506-02
12432_drw.pdf |  |  | 2.31
12432_drw.pdf |  |  | 2.13
12432_drw.pdf |  |  | 8.00
12432_drw.pdf | 6.00 |  | 20.00
12432_drw.pdf | 6.00
12434-01_drw.pdf | 1 | 1 | FRAME, WELDMENT, STANDARD, CFP5.9/7E, | CFP8.3/9E9891
12434-01_drw.pdf | 2 | 2 | ANGLE, HRS, 8.0 X 8.0 X 0.50, 26.00" | 12504
12434-01_drw.pdf | 3 | 2 | PLATE, PUMP BRACE, .25" x 4.00" x 22.00" | 12505-01
12434-01_drw.pdf | 15.38
12434-01_drw.pdf |  |  | TYP
12434-01_drw.pdf |  | A
12434-01_drw.pdf | 4.31
12434-01_drw.pdf |  |  | 26.00
12434-01_drw.pdf |  |  | 29.00
12434-01_drw.pdf | to the the document as | receiver accepts in | confidence. the writing by CUMMINS FIRE POWER LLC CORPORATE OFFICE | DESIGN UPFIT CENTER
12434-01_drw.pdf | ittrawdiellse(c1r)etnoitnfuosrematthieondotchuemreenitn,or(2a)nynoctopcyoptyhetrheeofdoocrumtehnet, or the | ittrawdiellse(c1r)etnoitnfuosrematthieondotchuemreenitn,or(2a)nynoctopcyoptyhetrheeofdoocrumtehnet, confidential | WHITE BEAR LAKE, MN or trade WWW.CUMMINSFIREPOWER.COM | DEPERE, WISCONSIN
12434-01_drw.pdf |  | cPoopwieersLtLhCereof, | anFd RAME, AMERICAN MARSH 4X5X18
12434-01_drw.pdf | DIMENSION |  | TOLERANCESCAFREP5.9, 1610 DRIVESHAFT
12434-01_drw.pdf |  |  | DWG UNITS: DRAWN BY:S DUBICK | 08/04/09
12434-02_drw.pdf | ITEM
12434-02_drw.pdf | 1 | 1 | FRAME, WELDMENT, STD, MID RISE, CFP5.9/7E,
12434-02_drw.pdf |  |  | 8.0 X 8.0 X 0.50, 26.00" LENGTH | 12504
12434-02_drw.pdf |  |  |  | 12505-02
12434-02_drw.pdf |  | 3.34
12434-02_drw.pdf |  | 9.66
12434-02_drw.pdf |  |  | 19.32
12434-02_drw.pdf |  |  | TYP
12434-02_drw.pdf |  |  | .25
12434-02_drw.pdf |  | 4.00
12434-02_drw.pdf |  | 8.00
12434-02_drw.pdf |  |  | 29.00
12434-02_drw.pdf | and LLC and retaining | trade secret given to the of the | information, is the receiver in confidence. accepts the CUMMINS FIRE POWER LLC CORPORATE OFFICE AND | DESIGN UPFIT CENTER
12434-02_drw.pdf | agrees that, ittrawdiellse(c1r)etnoitnfuosrematthieondotchuemreenitn,or(2a)nynoctopcyoptyhetrheeofdoocrumtehnet, | except as ittrawdiellse(c1r)etnoitnfuosrematthieondotchuemreenitn,or(2a)nynoctopcyoptyhetrheeofdoocrumtehnet, | in writing by 1600 BUERKLE ROAD 875 WHITE BEAR LAKE, MN | LAWRENCE DRIVE WISCONSIN
12434-02_drw.pdf | the and (4) upon | or the completion | confidential of the need to retain cPoopwieersLtLhCereof,
12434-02_drw.pdf |  | DIMENSION | TOLERANCESCAFREP5.9, 1610 DRIVESHAFT
12434-02_drw.pdf | 1IM$PERIAL | UNITS | METRIC UNITS DWG UNITS: DRAWN BY:S DUBICK DATE: | 08/04/09
12434-02_drw.pdf | # | 0.005 | M.AXCHI=NE#TOL0E.R4ANCES IN/LB/S PRO-ENGINEERREF .XX= # 0.2 | DRWG:
12434-02_drw.pdf |  |  | F..OXXRXM==TOL##ERA00N..C84ES SCALE: 0.100 SHEET 1
12434-03_drw.pdf | ITEM
12434-03_drw.pdf | 1 | 1 | FRAME, WELDMENT, STD, MID RISE, CFP5.9/7E,
12434-03_drw.pdf |  |  | 8.0 X 8.0 X 0.50, 26.00" LENGTH | 12504
12434-03_drw.pdf |  |  |  | 12506-04
12434-03_drw.pdf |  |  | TYP
12434-03_drw.pdf |  |  | A
12434-03_drw.pdf |  | 2.44
12434-03_drw.pdf |  | 8.00
12434-03_drw.pdf |  |  | 29.00
12434-03_drw.pdf | and LLC and retaining | trade secret given to the of the | information, is the receiver in confidence. accepts the CUMMINS FIRE POWER LLC CORPORATE OFFICE AND | DESIGN UPFIT CENTER
12434-03_drw.pdf | agrees that, ittrawdiellse(c1r)etnoitnfuosrematthieondotchuemreenitn,or(2a)nynoctopcyoptyhetrheeofdoocrumtehnet, | except as ittrawdiellse(c1r)etnoitnfuosrematthieondotchuemreenitn,or(2a)nynoctopcyoptyhetrheeofdoocrumtehnet, | in writing by 1600 BUERKLE ROAD 875 WHITE BEAR LAKE, MN | LAWRENCE DRIVE WISCONSIN
12434-03_drw.pdf | the and (4) upon | or the completion | confidential of the need to retain cPoopwieersLtLhCereof,
12434-03_drw.pdf |  | DIMENSION | TOLERANCESCAFREP5.9, 1610 DRIVESHAFT
12434-03_drw.pdf | 1IM$PERIAL | UNITS | METRIC UNITS DWG UNITS: DRAWN BY:S DUBICK DATE: | 08/04/09
12434-03_drw.pdf | # | 0.005 | M.AXCHI=NE#TOL0E.R4ANCES IN/LB/S PRO-ENGINEERREF .XX= # 0.2 | DRWG:
12434-03_drw.pdf |  |  | F..OXXRXM==TOL##ERA00N..C84ES SCALE: 0.100 SHEET 1
12436-01_drw.pdf | ITEM
12436-01_drw.pdf | 1 | 1 | FRAME, WELDMENT, STD, MID RISE, CFP5.9/7E,
12436-01_drw.pdf | 2 | 2 | ANGLE, HRS, 8.0 X 8.0 X 0.50, 26.00" LENGTH | 12504
12436-01_drw.pdf |  |  |  | 12505-02
12436-01_drw.pdf |  | 9.66
12436-01_drw.pdf |  |  | .25
12436-01_drw.pdf |  |  | .25
12436-01_drw.pdf |  |  | A
12436-01_drw.pdf |  |  | 26.00
12436-01_drw.pdf | and | trade secret | information, is the
12436-01_drw.pdf | LLC and and retaining agrees that, | is given to of the except as | receiver in confidence. accepts the authorized in writing by CORPORATE OFFICE 1600 BUERKLE ROAD AND 875 | UPFIT CENTER LAWRENCE DRIVE
12436-01_drw.pdf | either the | document or the | WHITE BEAR LAKE, MN confidential or trade of the need to retain WWW.CUMMINSFIREPOWER.COM | WISCONSIN
12436-01_drw.pdf | dmoactuemreinatl,coorpiuepdonthdeermeafnrdo,m.retCuOrPnYRtIhGeHTdoCcuummmeinnts,Failrle | dmoactuemreinatl,coorpiuepdonthdeermeafnrdo,m.retCuOrPnYRtIhGeHTdoCcuummmeinnts,Failrle | cPoopwieersLtLhCereof, anFd RAME, AMERICAN MARSH 5X8X18
12436-01_drw.pdf | SPECIFIED | ALL DIMENSION | TOLERANCESCAFREP8.3, 1710 UL LISTED
12436-01_drw.pdf |  | UNITS | DWG UNITS: M.AXCHI=NE#TOL0E.R4ANCES
12436-01_drw.pdf | 12.XXX5= # | 0.005 | .XX= # 0.2 F..OXXRXM==TOL##ERA00N..C84ES SCALE: 0.100 SHEET DRAWING | NO:
12436-01_drw.pdf |  |  | F..AXXBXT==OLE##RAN10C..E58S EST WEIGHT: 465.887 1 OF 1
12436-02_drw.pdf | ITEM
12436-02_drw.pdf | 1 | 1 | FRAME, WELDMENT, STD, MID RISE, CFP5.9/7E,
12436-02_drw.pdf | 2 | 2 | ANGLE, HRS, 8.0 X 8.0 X 0.50, 26.00" LENGTH | 12504
12436-02_drw.pdf |  |  |  | 12506-04
12436-02_drw.pdf |  | 9.66
12436-02_drw.pdf |  |  | .25
12436-02_drw.pdf |  | TYP | .25
12436-02_drw.pdf |  | 2.50
12436-02_drw.pdf |  |  | 26.00
12436-02_drw.pdf | and | trade secret | information, is the
12436-02_drw.pdf | LLC and and retaining agrees that, | is given to of the except as | receiver in confidence. accepts the authorized in writing by CORPORATE OFFICE 1600 BUERKLE ROAD AND 875 | UPFIT CENTER LAWRENCE DRIVE
12436-02_drw.pdf | either the | document or the | WHITE BEAR LAKE, MN confidential or trade of the need to retain WWW.CUMMINSFIREPOWER.COM | WISCONSIN
12436-02_drw.pdf | dmoactuemreinatl,coorpiuepdonthdeermeafnrdo,m.retCuOrPnYRtIhGeHTdoCcuummmeinnts,Failrle | dmoactuemreinatl,coorpiuepdonthdeermeafnrdo,m.retCuOrPnYRtIhGeHTdoCcuummmeinnts,Failrle | cPoopwieersLtLhCereof, anFd RAME, AMERICAN MARSH 6X8X18
12436-02_drw.pdf | SPECIFIED | ALL DIMENSION | TOLERANCESCAFREP8.3, 1710 UL LISTED
12436-02_drw.pdf |  | UNITS | DWG UNITS: M.AXCHI=NE#TOL0E.R4ANCES
12436-02_drw.pdf | 12.XXX5= # | 0.005 | .XX= # 0.2 F..OXXRXM==TOL##ERA00N..C84ES SCALE: 0.100 SHEET DRAWING | NO:
12436-02_drw.pdf |  |  | F..AXXBXT==OLE##RAN10C..E58S EST WEIGHT: 465.887 1 OF 1
12436-03_drw.pdf | ITEM
12436-03_drw.pdf | 1 | 1 | FRAME, WELDMENT, STD, MID RISE, CFP5.9/7E,
12436-03_drw.pdf | 2 | 2 | ANGLE, HRS, 8.0 X 8.0 X 0.50, 26.00" LENGTH | 12504
12436-03_drw.pdf |  |  |  | 12506-04
12436-03_drw.pdf |  | 9.66
12436-03_drw.pdf |  |  | .25
12436-03_drw.pdf |  | TYP | .25
12436-03_drw.pdf |  | 2.50
12436-03_drw.pdf |  |  | 26.00
12436-03_drw.pdf | and | trade secret | information, is the
12436-03_drw.pdf | LLC and and retaining agrees that, | is given to of the except as | receiver in confidence. accepts the authorized in writing by CORPORATE OFFICE 1600 BUERKLE ROAD AND 875 | UPFIT CENTER LAWRENCE DRIVE
12436-03_drw.pdf | either the | document or the | WHITE BEAR LAKE, MN confidential or trade of the need to retain WWW.CUMMINSFIREPOWER.COM | WISCONSIN
12436-03_drw.pdf | dmoactuemreinatl,coorpiuepdonthdeermeafnrdo,m.retCuOrPnYRtIhGeHTdoCcuummmeinnts,Failrle | dmoactuemreinatl,coorpiuepdonthdeermeafnrdo,m.retCuOrPnYRtIhGeHTdoCcuummmeinnts,Failrle | cPoopwieersLtLhCereof, anFd RAME, AMERICAN MARSH 8X10X18
12436-03_drw.pdf | SPECIFIED | ALL DIMENSION | TOLERANCESCAFREP8.3, 1710 UL LISTED
12436-03_drw.pdf |  | UNITS | DWG UNITS: M.AXCHI=NE#TOL0E.R4ANCES
12436-03_drw.pdf | 12.XXX5= # | 0.005 | .XX= # 0.2 F..OXXRXM==TOL##ERA00N..C84ES SCALE: 0.100 SHEET DRAWING | NO:
12436-03_drw.pdf |  |  | F..AXXBXT==OLE##RAN10C..E58S EST WEIGHT: 465.887 1 OF 1
12438-01_drw.pdf | 1 | 1 | FRAME, WLDMNT, MID, CFP3.3 / 3.9 / 5E | 12376
12438-01_drw.pdf | 2 | 2 | ANGLE, HRS, 8.0 X 8.0 X 0.50, 20.00"
12438-01_drw.pdf |  |  | .25
12438-01_drw.pdf |  | 15.38
12438-01_drw.pdf | 7.69
12438-01_drw.pdf | 2.31
12438-01_drw.pdf |  | .25
12438-01_drw.pdf | 4.81
12438-01_drw.pdf |  |  | 20.00
12438-01_drw.pdf |  |  | 23.00
12438-01_drw.pdf | to the document | in accepts the | confidence. CUMMINS FIRE POWER LLC CORPORATE OFFICE | CUSTOM DESIGN UPFIT CENTER
12438-01_drw.pdf | ittrawdiellse(c1r)etnoitnfuosrematthieondotchuemreenitn,or(2a)nynoctopcyoptyhetrheeofdoocrumtehnet, or the | ittrawdiellse(c1r)etnoitnfuosrematthieondotchuemreenitn,or(2a)nynoctopcyoptyhetrheeofdoocrumtehnet, | 1600 BUERKLE ROAD WHITE BEAR LAKE, MN or trade | LAWRENCE DRIVE DEPERE, WISCONSIN
12438-01_drw.pdf | of | need to cPoopwieersLtLhCereof, | retain anFd
12438-01_drw.pdf |  | TOLERANCESCAFREP5E, | 1610 DRIVESHAFT
12438-02_drw.pdf | 1 | 1 | FRAME, WLDMNT, MID, CFP3.3 / 3.9 / 5E | 12376
12438-02_drw.pdf | 2 | 2 | ANGLE, HRS, 8.0 X 8.0 X 0.50, 20.00"
12438-02_drw.pdf |  |  | .25
12438-02_drw.pdf |  | 15.38
12438-02_drw.pdf | 7.69
12438-02_drw.pdf | 2.31
12438-02_drw.pdf |  | .25
12438-02_drw.pdf | 4.81
12438-02_drw.pdf |  |  | 20.00
12438-02_drw.pdf |  |  | 23.00
12438-02_drw.pdf | to the document | in accepts the | confidence. CUMMINS FIRE POWER LLC CORPORATE OFFICE | CUSTOM DESIGN UPFIT CENTER
12438-02_drw.pdf | ittrawdiellse(c1r)etnoitnfuosrematthieondotchuemreenitn,or(2a)nynoctopcyoptyhetrheeofdoocrumtehnet, or the | ittrawdiellse(c1r)etnoitnfuosrematthieondotchuemreenitn,or(2a)nynoctopcyoptyhetrheeofdoocrumtehnet, | 1600 BUERKLE ROAD WHITE BEAR LAKE, MN or trade | LAWRENCE DRIVE DEPERE, WISCONSIN
12438-02_drw.pdf | of | need to cPoopwieersLtLhCereof, | retain anFd
12438-02_drw.pdf |  | TOLERANCESCAFREP5E, | 1610 DRIVESHAFT
12438-03_drw.pdf | 1 | 1 | FRAME, WLDMNT, LRG TALL, CFP3.3 / 3.9 / | 5E 12382
12438-03_drw.pdf | 2 | 2 | ANGLE, HRS, 8.0 X 8.0 X 0.50, 26.00" | 12504
12438-03_drw.pdf |  |  | TYP
12438-03_drw.pdf |  |  | 8.00
12438-03_drw.pdf |  |  | 26.00
12438-03_drw.pdf |  |  | 29.00
12438-03_drw.pdf | to the document | in accepts the | confidence. CUMMINS FIRE POWER LLC CORPORATE OFFICE | CUSTOM DESIGN UPFIT CENTER
12438-03_drw.pdf | ittrawdiellse(c1r)etnoitnfuosrematthieondotchuemreenitn,or(2a)nynoctopcyoptyhetrheeofdoocrumtehnet, or the | ittrawdiellse(c1r)etnoitnfuosrematthieondotchuemreenitn,or(2a)nynoctopcyoptyhetrheeofdoocrumtehnet, | 1600 BUERKLE ROAD WHITE BEAR LAKE, MN or trade | LAWRENCE DRIVE DEPERE, WISCONSIN
12438-03_drw.pdf | of | need to cPoopwieersLtLhCereof, | retain anFd
12438-03_drw.pdf |  | TOLERANCESCAFREP5E, | 1610 DRIVESHAFT
12438-04_drw.pdf | 1 | 1 | FRAME, WLDMNT, LRG TALL, CFP3.3 / 3.9 / | 5E 12382
12438-04_drw.pdf | 2 | 2 | ANGLE, HRS, 8.0 X 8.0 X 0.50, 26.00" | 12504
12438-04_drw.pdf |  |  | TYP
12438-04_drw.pdf |  |  | 8.00
12438-04_drw.pdf |  |  | 26.00
12438-04_drw.pdf |  |  | 29.00
12438-04_drw.pdf | to the document | in accepts the | confidence. CUMMINS FIRE POWER LLC CORPORATE OFFICE | CUSTOM DESIGN UPFIT CENTER
12438-04_drw.pdf | ittrawdiellse(c1r)etnoitnfuosrematthieondotchuemreenitn,or(2a)nynoctopcyoptyhetrheeofdoocrumtehnet, or the | ittrawdiellse(c1r)etnoitnfuosrematthieondotchuemreenitn,or(2a)nynoctopcyoptyhetrheeofdoocrumtehnet, | 1600 BUERKLE ROAD WHITE BEAR LAKE, MN or trade | LAWRENCE DRIVE DEPERE, WISCONSIN
12438-04_drw.pdf | of | need to cPoopwieersLtLhCereof, | retain anFd
12438-04_drw.pdf |  | TOLERANCESCAFREP5E, | 1610 DRIVESHAFT
12440-01_drw.pdf | ITEM
12440-01_drw.pdf | 1 | 1 | FRAME, WELDMENT, STD, MID RISE, CFP5.9/7E,
12440-01_drw.pdf |  |  | 8.0 X 8.0 X 0.50, 26.00" LENGTH | 12504
12440-01_drw.pdf |  |  |  | 12505-02
12440-01_drw.pdf |  | 3.34
12440-01_drw.pdf |  | 9.66
12440-01_drw.pdf |  |  | TYP
12440-01_drw.pdf | A
12440-01_drw.pdf |  | 4.06A
12440-01_drw.pdf |  |  | 26.00
12440-01_drw.pdf |  |  | 29.00
12440-01_drw.pdf | and LLC and retaining | trade secret given to the of the | information, is the receiver in confidence. accepts the CUMMINS FIRE POWER LLC CORPORATE OFFICE AND | DESIGN UPFIT CENTER
12440-01_drw.pdf | agrees that, ittrawdiellse(c1r)etnoitnfuosrematthieondotchuemreenitn,or(2a)nynoctopcyoptyhetrheeofdoocrumtehnet, | except as ittrawdiellse(c1r)etnoitnfuosrematthieondotchuemreenitn,or(2a)nynoctopcyoptyhetrheeofdoocrumtehnet, | in writing by 1600 BUERKLE ROAD 875 WHITE BEAR LAKE, MN | LAWRENCE DRIVE WISCONSIN
12440-01_drw.pdf | the and (4) upon | or the completion | confidential of the need to retain cPoopwieersLtLhCereof,
12440-01_drw.pdf |  | DIMENSION | TOLERANCESCAFREP7E, 1710 UL LISTED
12440-01_drw.pdf | 1IM$PERIAL | UNITS | METRIC UNITS DWG UNITS: DRAWN BY:S DUBICK DATE: | 08/04/09
12440-01_drw.pdf | # | 0.005 | M.AXCHI=NE#TOL0E.R4ANCES IN/LB/S PRO-ENGINEERREF .XX= # 0.2 | DRWG:
12440-01_drw.pdf |  |  | F..OXXRXM==TOL##ERA00N..C84ES SCALE: 0.100 SHEET 1
12440-02_drw.pdf | ITEM
12440-02_drw.pdf | 1 | 1 | FRAME, WELDMENT, STD, MID RISE, CFP5.9/7E,
12440-02_drw.pdf |  |  | 8.0 X 8.0 X 0.50, 26.00" LENGTH | 12504
12440-02_drw.pdf |  |  |  | 12506-04
12440-02_drw.pdf |  | 3.34
12440-02_drw.pdf |  |  | 19.32
12440-02_drw.pdf | A
12440-02_drw.pdf |  |  | A
12440-02_drw.pdf |  | 2.50
12440-02_drw.pdf |  |  | 26.00
12440-02_drw.pdf | and LLC and retaining | trade secret given to the of the | information, is the receiver in confidence. accepts the CUMMINS FIRE POWER LLC CORPORATE OFFICE AND | DESIGN UPFIT CENTER
12440-02_drw.pdf | agrees that, ittrawdiellse(c1r)etnoitnfuosrematthieondotchuemreenitn,or(2a)nynoctopcyoptyhetrheeofdoocrumtehnet, | except as ittrawdiellse(c1r)etnoitnfuosrematthieondotchuemreenitn,or(2a)nynoctopcyoptyhetrheeofdoocrumtehnet, | in writing by 1600 BUERKLE ROAD 875 WHITE BEAR LAKE, MN | LAWRENCE DRIVE WISCONSIN
12440-02_drw.pdf | the and (4) upon | or the completion | of the need to retain cPoopwieersLtLhCereof,
12440-02_drw.pdf |  | DIMENSION | TOLERANCESCAFREP7E, 1710 UL LISTED
12440-02_drw.pdf | 1IM$PERIAL | UNITS | METRIC UNITS DWG UNITS: DRAWN BY:S DUBICK DATE: | 08/04/09
12440-02_drw.pdf | # | 0.005 | M.AXCHI=NE#TOL0E.R4ANCES IN/LB/S PRO-ENGINEERREF .XX= # 0.2 | DRWG:
12440-02_drw.pdf |  |  | F..OXXRXM==TOL##ERA00N..C84ES SCALE: 0.100 SHEET 1
12440-03_drw.pdf | ITEM
12440-03_drw.pdf | 1 | 1 | FRAME, WELDMENT, STD, MID RISE, CFP5.9/7E,
12440-03_drw.pdf |  |  | 8.0 X 8.0 X 0.50, 26.00" LENGTH | 12504
12440-03_drw.pdf |  |  |  | 12506-04
12440-03_drw.pdf |  |  | .25
12440-03_drw.pdf |  | TYP | .25
12440-03_drw.pdf | A
12440-03_drw.pdf |  |  | A
12440-03_drw.pdf |  |  | 26.00
12440-03_drw.pdf | 6.00
12440-03_drw.pdf | and LLC and retaining | trade secret given to the of the | information, is the receiver in confidence. accepts the CUMMINS FIRE POWER LLC CORPORATE OFFICE AND | DESIGN UPFIT CENTER
12440-03_drw.pdf | agrees that, ittrawdiellse(c1r)etnoitnfuosrematthieondotchuemreenitn,or(2a)nynoctopcyoptyhetrheeofdoocrumtehnet, | except as ittrawdiellse(c1r)etnoitnfuosrematthieondotchuemreenitn,or(2a)nynoctopcyoptyhetrheeofdoocrumtehnet, | in writing by 1600 BUERKLE ROAD 875 WHITE BEAR LAKE, MN | LAWRENCE DRIVE WISCONSIN
12440-03_drw.pdf | the and (4) upon | or the completion | confidential of the need to retain cPoopwieersLtLhCereof,
12440-03_drw.pdf |  | DIMENSION | TOLERANCESCAFREP7E, 1710 UL LISTED
12440-03_drw.pdf | 1IM$PERIAL | UNITS | METRIC UNITS DWG UNITS: DRAWN BY:S DUBICK DATE: | 08/04/09
12440-03_drw.pdf | # | 0.005 | M.AXCHI=NE#TOL0E.R4ANCES IN/LB/S PRO-ENGINEERREF .XX= # 0.2 | DRWG:
12440-03_drw.pdf |  |  | F..OXXRXM==TOL##ERA00N..C84ES SCALE: 0.100 SHEET 1
12442-01_drw.pdf | ITEM
12442-01_drw.pdf | 1 | 1 | FRAME, WELDMENT, LRG, MID RISE, CFP5.9/7E,
12442-01_drw.pdf |  |  | 8.0 X 8.0 X 0.50, 28.00" LENGTH | 12504-01
12442-01_drw.pdf |  |  |  | 12505-02
12442-01_drw.pdf |  | A
12442-01_drw.pdf | 4.34
12442-01_drw.pdf |  |  | TYP
12442-01_drw.pdf |  | 4.12A
12442-01_drw.pdf |  |  | A
12442-01_drw.pdf |  |  | 31.00
12442-01_drw.pdf | and LLC and retaining | trade secret given to the of the | information, is the receiver in confidence. accepts the CUMMINS FIRE POWER LLC CORPORATE OFFICE AND | DESIGN UPFIT CENTER
12442-01_drw.pdf | agrees that, ittrawdiellse(c1r)etnoitnfuosrematthieondotchuemreenitn,or(2a)nynoctopcyoptyhetrheeofdoocrumtehnet, | except as ittrawdiellse(c1r)etnoitnfuosrematthieondotchuemreenitn,or(2a)nynoctopcyoptyhetrheeofdoocrumtehnet, | in writing by 1600 BUERKLE ROAD 875 WHITE BEAR LAKE, MN | LAWRENCE DRIVE WISCONSIN
12442-01_drw.pdf | the and (4) upon | or the completion | confidential of the need to retain cPoopwieersLtLhCereof,
12442-01_drw.pdf |  | DIMENSION | TOLERANCESCAFREP9E, 3172 - UL LISTED
12442-01_drw.pdf | 1IM$PERIAL | UNITS | METRIC UNITS DWG UNITS: DRAWN BY:S DUBICK DATE: | 08/04/09
12442-01_drw.pdf | # | 0.005 | M.AXCHI=NE#TOL0E.R4ANCES IN/LB/S PRO-ENGINEERREF .XX= # 0.2 | DRWG:
12442-01_drw.pdf |  |  | F..OXXRXM==TOL##ERA00N..C84ES SCALE: 0.083 SHEET 1
12442-02_drw.pdf | ITEM
12442-02_drw.pdf | 1 | 1 | FRAME, WELDMENT, LRG, MID RISE, CFP5.9/7E,
12442-02_drw.pdf |  |  | 8.0 X 8.0 X 0.50, 28.00" LENGTH | 12504-01
12442-02_drw.pdf |  |  |  | 12506-04
12442-02_drw.pdf |  | A
12442-02_drw.pdf | 4.34
12442-02_drw.pdf |  |  | TYP
12442-02_drw.pdf |  |  | A
12442-02_drw.pdf |  |  | 31.00
12442-02_drw.pdf | and LLC and retaining | trade secret given to the of the | information, is the receiver in confidence. accepts the CUMMINS FIRE POWER LLC CORPORATE OFFICE AND | DESIGN UPFIT CENTER
12442-02_drw.pdf | agrees that, ittrawdiellse(c1r)etnoitnfuosrematthieondotchuemreenitn,or(2a)nynoctopcyoptyhetrheeofdoocrumtehnet, | except as ittrawdiellse(c1r)etnoitnfuosrematthieondotchuemreenitn,or(2a)nynoctopcyoptyhetrheeofdoocrumtehnet, | in writing by 1600 BUERKLE ROAD 875 WHITE BEAR LAKE, MN | LAWRENCE DRIVE WISCONSIN
12442-02_drw.pdf | the and (4) upon | or the completion | confidential of the need to retain cPoopwieersLtLhCereof,
12442-02_drw.pdf |  | DIMENSION | TOLERANCESCAFREP9E, 3172 - UL LISTED
12442-02_drw.pdf | 1IM$PERIAL | UNITS | METRIC UNITS DWG UNITS: DRAWN BY:S DUBICK DATE: | 08/04/09
12442-02_drw.pdf | # | 0.005 | M.AXCHI=NE#TOL0E.R4ANCES IN/LB/S PRO-ENGINEERREF .XX= # 0.2 | DRWG:
12442-02_drw.pdf |  |  | F..OXXRXM==TOL##ERA00N..C84ES SCALE: 0.083 SHEET 1
12442-03_drw.pdf | ITEM
12442-03_drw.pdf | 1 | 1 | FRAME, WELDMENT, LRG, MID RISE, CFP5.9/7E,
12442-03_drw.pdf |  |  | 8.0 X 8.0 X 0.50, 28.00" LENGTH | 12504-01
12442-03_drw.pdf |  |  |  | 12506-04
12442-03_drw.pdf |  | A
12442-03_drw.pdf | 4.34
12442-03_drw.pdf |  |  | TYP
12442-03_drw.pdf |  |  | A
12442-03_drw.pdf |  |  | 31.00
12442-03_drw.pdf | and LLC and retaining | trade secret given to the of the | information, is the receiver in confidence. accepts the CUMMINS FIRE POWER LLC CORPORATE OFFICE AND | DESIGN UPFIT CENTER
12442-03_drw.pdf | agrees that, ittrawdiellse(c1r)etnoitnfuosrematthieondotchuemreenitn,or(2a)nynoctopcyoptyhetrheeofdoocrumtehnet, | except as ittrawdiellse(c1r)etnoitnfuosrematthieondotchuemreenitn,or(2a)nynoctopcyoptyhetrheeofdoocrumtehnet, | in writing by 1600 BUERKLE ROAD 875 WHITE BEAR LAKE, MN | LAWRENCE DRIVE WISCONSIN
12442-03_drw.pdf | the and (4) upon | or the completion | confidential of the need to retain cPoopwieersLtLhCereof,
12442-03_drw.pdf |  | DIMENSION | TOLERANCESCAFREP9E, 3172 - UL LISTED
12442-03_drw.pdf | 1IM$PERIAL | UNITS | METRIC UNITS DWG UNITS: DRAWN BY:S DUBICK DATE: | 08/04/09
12442-03_drw.pdf | # | 0.005 | M.AXCHI=NE#TOL0E.R4ANCES IN/LB/S PRO-ENGINEERREF .XX= # 0.2 | DRWG:
12442-03_drw.pdf |  |  | F..OXXRXM==TOL##ERA00N..C84ES SCALE: 0.083 SHEET 1
12442-04_drw.pdf | ITEM
12442-04_drw.pdf | 1 | 1 | FRAME, WELDMENT, LRG, MID RISE, CFP5.9/7E, CFP8.3/9E | 12323
12442-04_drw.pdf | 2 | 2 | ANGLE, HRS, 8.0 X 8.0 X 0.50, 26.00" LENGTH | 12504
12442-04_drw.pdf | 3 | 2 | PLATE, PUMP BRACE, .25" x 2.00" x 22.00" | 12506-02
12442-04_drw.pdf |  |  | TYP
12442-04_drw.pdf |  | TYP
12442-04_drw.pdf |  |  | 2.00
12442-04_drw.pdf |  |  | 8.00
12442-04_drw.pdf |  |  | 6.00
12442-04_drw.pdf |  |  | TYP 31.00
12442-04_drw.pdf | confidential Fire Power and | and trade and is given retaining of | secret information, is the to the receiver in confidence. document accepts the CUMMINS FIRE POWER LLC CORPORATE OFFICE AND | DESIGN UPFIT CENTER
12442-04_drw.pdf | and agrees ittrawdiellse(c1r)etnoitnfuosrematthieondotchuemreenitn,or(2a)nynoctopcyoptyhetrheeofdoocrumtehnet, | that, except ittrawdiellse(c1r)etnoitnfuosrematthieondotchuemreenitn,or(2a)nynoctopcyoptyhetrheeofdoocrumtehnet, | as authorized in writing by 1600 BUERKLE ROAD WHITE BEAR LAKE, MN trade | LAWRENCE DRIVE DEPERE, WISCONSIN
12442-04_drw.pdf | therein, and dmoactuemreinatl,coorpiuepdonthdeermeafnrdo,m.retCuOrPnYRtIhGeHTdoCcuummmeinnts,Failrle | (4) upon dmoactuemreinatl,coorpiuepdonthdeermeafnrdo,m.retCuOrPnYRtIhGeHTdoCcuummmeinnts,Failrle | of the need to retain cPoopwieersLtLhCereof, anFd 8X10X18
12442-04_drw.pdf |  | ALL | DIMENSION TOLERANCESCAFREP9E, 3172 - UL LISTED
12442-04_drw.pdf | # | 1IM$PERIAL | METRIC UNITS DWG UNITS: DRAWN BY:S DUBICK DATE: | 08/04/09
12442-04_drw.pdf |  | # 0.005 T==OLE##RAN00C..E00S3105 | .XX= # 0.2 F..OXXRXM==TOL##ERA00N..C84ES DRAWING | NO:
12442-04_drw.pdf |  | F..AXXBXXXTO==LER##ANC00E..S006300 | F..AXXBXT==OLE##RAN10C..E58S EST WEIGHT: 465.887 1 OF 1
12444-01_drw.pdf | 1 | 1 | FRAME, WLDMNT, MID RISE LRG, CFP11E | 12374
12444-01_drw.pdf | 2 | 2 | ANGLE, HRS, 8.0 X 8.0 X 0.50, 28.00"
12444-01_drw.pdf | 4.34
12444-01_drw.pdf | 9.66
12444-01_drw.pdf |  | A
12444-01_drw.pdf | 8.00
12444-01_drw.pdf |  |  | 28.00
12444-01_drw.pdf | TYP |  | A
12444-01_drw.pdf | the | is in | the confidence. CUMMINS FIRE POWER LLC | CUSTOM DESIGN
12444-01_drw.pdf | document authorized | the in writing | by CORPORATE OFFICE 1600 BUERKLE ROAD | UPFIT CENTER LAWRENCE DRIVE
12444-01_drw.pdf | the of the | or need to | trade retain WWW.CUMMINSFIREPOWER.COM
12444-01_drw.pdf |  | cPoopwieersLtLhCereof, | RAME, AMERICAN MARSH 8X10X18
12445-01_drw.pdf | ITEM
12445-01_drw.pdf | 1 | 1 | FRAME, AMERICAN MARSH 8X10X18, CFP11E, 3172 UL LISTED | 12444-01
12445-01_drw.pdf | 2 | 1 | ASSEMBLY, POWER MODULE, CFP11E-F10/20 | 15551
12445-01_drw.pdf | 5 | 1 | SHAFT, U3172, SHORT COUPLED | 13430
12445-01_drw.pdf | 6
12445-01_drw.pdf | 7 | 1 | PUMP, AMERICAN MARSH | 8x10x18
12445-01_drw.pdf | SUCTION
12445_drw.pdf | 1 | 1 | ASSEMBLY, POWER MODULE, CFP11E-F10/20 | 15551
12445_drw.pdf | 3 | 1 | COMPANION FLANGE, STD BORE, 1810 / 3172 | SEE TABLE
12445_drw.pdf | 4 | 1 | ADAPTER, U-JOINT, SAE#1 FW, 1710/1810/U3172/ DRIVESHAFTS | 12578
12445_drw.pdf | 5 | 1 | SHAFT, U3172, SHORT COUPLED | 13430
12445_drw.pdf | 7 | 1
12445_drw.pdf |  |  | 10015 FRM_11E_AM_MARSH PUMP_AM_MARSH
12445_drw.pdf | 12445-01 |  | 10015-18 12444-01 8X10X18
12446-01_drw.pdf | 1 | 1 | FRAME, HORIZONTAL, 138" LG, CFP15E | 14503
12446-01_drw.pdf |  |  | .25
12446-01_drw.pdf |  |  | .25
12446-01_drw.pdf |  |  | 9.66
12446-01_drw.pdf | A
12446-01_drw.pdf |  | 10.00
12446-01_drw.pdf | 6.00 |  | 30.75
12446-01_drw.pdf |  |  | 34.00
12446-01_drw.pdf | information, receiver | is the | CUMMINS FIRE POWER LLC | DESIGN
12446-01_drw.pdf | accepts in | the writing by | CORPORATE OFFICE 1600 BUERKLE ROAD | UPFIT CENTER LAWRENCE DRIVE
12446-01_drw.pdf | confidential | or trade | WHITE BEAR LAKE, MN WWW.CUMMINSFIREPOWER.COM | WISCONSIN
12446-02_drw.pdf | 1 | 1 | FRAME, HORIZONTAL, 138" LG, CFP15E | 14503
12446-02_drw.pdf |  |  | .25
12446-02_drw.pdf |  |  | 13.78
12446-02_drw.pdf |  |  | (REF)
12446-02_drw.pdf | (REF)
12446-02_drw.pdf | A
12446-02_drw.pdf | 6.00
12446-02_drw.pdf |  |  | 34.00
12446-02_drw.pdf | information, receiver in | is the | CUMMINS FIRE POWER LLC | DESIGN
12446-02_drw.pdf | accepts in | the writing by | CORPORATE OFFICE 1600 BUERKLE ROAD | UPFIT CENTER LAWRENCE DRIVE
12446-02_drw.pdf | confidential | or trade | WHITE BEAR LAKE, MN WWW.CUMMINSFIREPOWER.COM | WISCONSIN
12448-01_drw.pdf |  |  | HORIZONTAL PUMP, CFP23E
12448-01_drw.pdf |  |  | HRS, 8.0 X 8.0 X 0.50, 42.00"
12448-02_drw.pdf |  |  | HORIZONTAL PUMP, CFP23E
12448-02_drw.pdf |  |  | HRS, 8.0 X 8.0 X 0.50, 42.00"
12450-01_drw.pdf | 1 | 1 | FRAME, WLDMNT, STD, CFP3.3 / 3.9 / 5E | 9893
12450-01_drw.pdf | 3 | 2 | PLATE, PUMP BRACE, .25" x 5.50" x 36.00" | 13868
12450-01_drw.pdf |  |  | 4.30
12450-01_drw.pdf |  |  | 2.97
12450-02_drw.pdf | 1 | 1 | FRAME, WLDMNT, STD, CFP3.3 / 3.9 / 5E | 9893
12450-02_drw.pdf | 3 | 2 | PLATE, PUMP BRACE, .25" x 3.50" x 22.00" | 12505-03
12450-02_drw.pdf |  |  | 4.30
12450-02_drw.pdf |  |  | 3.78
12450-02_drw.pdf |  |  | 8.00
12450-02_drw.pdf | 6.00
12450-03_drw.pdf | 1 | 1 | FRAME, WLDMNT, STD, CFP3.3 / 3.9 / 5E | 9893
12450-03_drw.pdf | 3 | 2 | PLATE, PUMP BRACE, .25" x 5.50" x 36.00" | 13868
12450-03_drw.pdf |  |  | 3.30
12450-03_drw.pdf |  |  | 2.97
12450-04_drw.pdf | 1 | 1 | FRAME, WLDMNT, MID, CFP3.3 / 3.9 / 5E | 12376
12450-04_drw.pdf | 3 | 2 | PLATE, PUMP BRACE, .25" x 1.75" x 22.00" | 13624
12450-04_drw.pdf |  |  | 3.30
12450-04_drw.pdf |  |  | 2.06
12450-04_drw.pdf |  |  | 8.00
12450-04_drw.pdf | 6.00
12450-05_drw.pdf | 1 | 1 | FRAME, WLDMNT, TALL, CFP3.3 / 3.9 / 5E | 12377
12450-05_drw.pdf | 3 | 2 | PLATE, PUMP BRACE, .25" x 7.00" x 18.00" | 13628
12450-05_drw.pdf |  |  | 1.06
12450-05_drw.pdf | 6.00 |  | 20.00
12450-05_drw.pdf | 6.00
12450-06_drw.pdf | 1 | 1 | FRAME, WLDMNT, STD, CFP3.3 / 3.9 / 5E | 9893
12450-06_drw.pdf | 2 | 2 | ANGLE, HRS, 8.0 X 8.0 X 0.50, 20.00" | 12504-03
12450-06_drw.pdf | 3 | 2 | PLATE, PUMP BRACE, .25" x 3.50" x 22.00" | 12505-03
12450-06_drw.pdf |  |  | .25
12450-06_drw.pdf | TYP
12450-06_drw.pdf |  |  | 20.00
12450-06_drw.pdf | to the the document as | receiver accepts in | confidence. the writing by CUMMINS FIRE POWER LLC CORPORATE OFFICE | DESIGN UPFIT CENTER
12450-06_drw.pdf | ittrawdiellse(c1r)etnoitnfuosrematthieondotchuemreenitn,or(2a)nynoctopcyoptyhetrheeofdoocrumtehnet, or the | ittrawdiellse(c1r)etnoitnfuosrematthieondotchuemreenitn,or(2a)nynoctopcyoptyhetrheeofdoocrumtehnet, confidential | WHITE BEAR LAKE, MN or trade WWW.CUMMINSFIREPOWER.COM | DEPERE, WISCONSIN
12450-06_drw.pdf |  | cPoopwieersLtLhCereof, | anFd RAME, SPP TE08
12450-06_drw.pdf | DIMENSION |  | TOLERANCESCAFREP3.3, 1410 UL LISTED
12450-06_drw.pdf |  |  | DWG UNITS: DRAWN BY:S DUBICK | 08/19/09
12452-01_drw.pdf | 1 | 1 | FRAME, WLDMNT, STD, CFP3.3 / 3.9 / 5E | 9893
12452-01_drw.pdf | 3 | 2 | PLATE, PUMP BRACE, .25" x 4.00" x 22.00" | 12505-01
12452-01_drw.pdf |  |  | 20.00
12452-01_drw.pdf | 6.00
12452-02_drw.pdf | 1 | 1 | FRAME, WLDMNT, STD, CFP3.3 / 3.9 / 5E | 9893
12452-02_drw.pdf | 3 | 2 | PLATE, PUMP BRACE, .25" x 4.00" x 22.00" | 12505-01
12452-02_drw.pdf |  |  | 3.30
12452-02_drw.pdf |  |  | 4.12
12452-02_drw.pdf |  |  | 8.00
12452-02_drw.pdf | 6.00
12452-03_drw.pdf | 1 | 1 | FRAME, WLDMNT, MID, CFP3.3 / 3.9 / 5E | 12376
12452-03_drw.pdf | 3 | 2 | PLATE, PUMP BRACE, .25" x 3.25" x 22.00" | 12505-04
12452-03_drw.pdf |  |  | 3.30
12452-03_drw.pdf |  |  | 3.21
12452-04_drw.pdf | 1 | 1 | FRAME, WLDMNT, TALL, CFP3.3 / 3.9 / 5E | 12377
12452-04_drw.pdf | 3 | 2 | PLATE, PUMP BRACE, .25" x 2.25" x 22.00" | 12506-04
12452-04_drw.pdf |  |  | 8.85
12452-04_drw.pdf |  |  | 1.15
12452-04_drw.pdf |  |  | 8.00
12452-04_drw.pdf | 6.00
12452-05_drw.pdf | 1 | 1 | FRAME, WLDMNT, STD, CFP3.3 / 3.9 / 5E | 9893
12452-05_drw.pdf | 3 | 2 | PLATE, PUMP BRACE, .25" x 4.00" x 22.00" | 12505-01
12452-05_drw.pdf |  |  | 2.30
12452-05_drw.pdf |  |  | 4.12
12452-05_drw.pdf |  |  | 8.00
12452-05_drw.pdf | 6.00
12452-06_drw.pdf | 1 | 1 | FRAME, WLDMNT, STD, CFP3.3 / 3.9 / 5E | 9893
12452-06_drw.pdf | 3 | 2 | PLATE, PUMP BRACE, .25" x 2.00" x 22.00" | 12506-02
12452-06_drw.pdf |  |  | 2.30
12452-06_drw.pdf |  |  | 2.12
12452-06_drw.pdf |  |  | 20.00
12452-06_drw.pdf | 6.00
12452-07_drw.pdf | 1 | 1 | FRAME, WLDMNT, MID, CFP3.3 / 3.9 / 5E | 12376
12452-07_drw.pdf | 3 | 2 | PLATE, PUMP BRACE, .25" x 3.25" x 22.00" | 12505-04
12452-07_drw.pdf |  |  | 3.30
12452-07_drw.pdf |  |  | 3.21
12454-01_drw.pdf | 1 | 1 | FRAME, WELDMENT, STANDARD, CFP5.9/7E, | CFP8.3/9E9891
12454-01_drw.pdf | 2 | 2 | ANGLE, HRS, 8.0 X 8.0 X 0.50, 26.00" | 12504
12454-01_drw.pdf | 3 | 2 | PLATE, PUMP BRACE, .25" x 6.00" x 22.00" | 13627-01
12454-01_drw.pdf | 13.40
12454-01_drw.pdf |  |  | TYP
12454-01_drw.pdf | 6.29
12454-01_drw.pdf | 8.00
12454-01_drw.pdf |  |  | 29.00
12454-01_drw.pdf | to the the document as | receiver accepts in | confidence. the writing by CUMMINS FIRE POWER LLC CORPORATE OFFICE | DESIGN UPFIT CENTER
12454-01_drw.pdf | ittrawdiellse(c1r)etnoitnfuosrematthieondotchuemreenitn,or(2a)nynoctopcyoptyhetrheeofdoocrumtehnet, or the | ittrawdiellse(c1r)etnoitnfuosrematthieondotchuemreenitn,or(2a)nynoctopcyoptyhetrheeofdoocrumtehnet, confidential | WHITE BEAR LAKE, MN or trade WWW.CUMMINSFIREPOWER.COM | DEPERE, WISCONSIN
12454-01_drw.pdf |  | cPoopwieersLtLhCereof, | anFd RAME, SPP TD12
12454-01_drw.pdf | DIMENSION |  | TOLERANCESCAFREP5.9, 1610 DRIVESHAFT
12454-01_drw.pdf |  |  | DWG UNITS: DRAWN BY:S DUBICK | 08/21/09
12454-02_drw.pdf | 1 | 1 | FRAME, WELDMENT, STANDARD, CFP5.9/7E, | CFP8.3/9E9891
12454-02_drw.pdf | 2 | 2 | ANGLE, HRS, 8.0 X 8.0 X 0.50, 26.00" | 12504
12454-02_drw.pdf | 3 | 2 | PLATE, PUMP BRACE, .25" x 2.25" x 22.00" | 12506-04
12454-02_drw.pdf | 13.40
12454-02_drw.pdf |  |  | TYP
12454-02_drw.pdf |  |  | 29.00
12454-02_drw.pdf | to the the document as | receiver accepts in | confidence. the writing by CUMMINS FIRE POWER LLC CORPORATE OFFICE | DESIGN UPFIT CENTER
12454-02_drw.pdf | ittrawdiellse(c1r)etnoitnfuosrematthieondotchuemreenitn,or(2a)nynoctopcyoptyhetrheeofdoocrumtehnet, or the | ittrawdiellse(c1r)etnoitnfuosrematthieondotchuemreenitn,or(2a)nynoctopcyoptyhetrheeofdoocrumtehnet, confidential | WHITE BEAR LAKE, MN or trade WWW.CUMMINSFIREPOWER.COM | DEPERE, WISCONSIN
12454-02_drw.pdf |  | cPoopwieersLtLhCereof, | anFd RAME, SPP TD15
12454-02_drw.pdf | DIMENSION |  | TOLERANCESCAFREP5.9, 1610 DRIVESHAFT
12454-02_drw.pdf |  |  | DWG UNITS: DRAWN BY:S DUBICK | 08/21/09
12454-03_drw.pdf | ITEM
12454-03_drw.pdf | 1 | 1 | FRAME, WELDMENT, STD, MID RISE, CFP5.9/7E,
12454-03_drw.pdf |  |  | 8.0 X 8.0 X 0.50, 26.00" LENGTH | 12504
12454-03_drw.pdf |  |  |  | 12506-04
12454-03_drw.pdf |  | 4.15
12454-03_drw.pdf |  | 8.85
12454-03_drw.pdf |  |  | 17.70
12454-03_drw.pdf |  |  | TYP
12454-03_drw.pdf |  |  | A
12454-03_drw.pdf |  | 2.39
12454-03_drw.pdf |  | 8.00
12454-03_drw.pdf |  |  | 29.00
12454-03_drw.pdf | and LLC and retaining | trade secret given to the of the | information, is the receiver in confidence. accepts the CUMMINS FIRE POWER LLC CORPORATE OFFICE AND | DESIGN UPFIT CENTER
12454-03_drw.pdf | agrees that, ittrawdiellse(c1r)etnoitnfuosrematthieondotchuemreenitn,or(2a)nynoctopcyoptyhetrheeofdoocrumtehnet, | except as ittrawdiellse(c1r)etnoitnfuosrematthieondotchuemreenitn,or(2a)nynoctopcyoptyhetrheeofdoocrumtehnet, | in writing by 1600 BUERKLE ROAD 875 WHITE BEAR LAKE, MN | LAWRENCE DRIVE WISCONSIN
12454-03_drw.pdf | the and (4) upon | or the completion | confidential of the need to retain cPoopwieersLtLhCereof,
12454-03_drw.pdf |  | DIMENSION | TOLERANCESCAFREP5.9, 1610 DRIVESHAFT
12454-03_drw.pdf | 1IM$PERIAL | UNITS | METRIC UNITS DWG UNITS: DRAWN BY:S DUBICK DATE: | 08/21/09
12454-03_drw.pdf | # | 0.005 | M.AXCHI=NE#TOL0E.R4ANCES IN/LB/S PRO-ENGINEERREF .XX= # 0.2 | DRWG:
12454-03_drw.pdf |  |  | F..OXXRXM==TOL##ERA00N..C84ES SCALE: 0.100 SHEET 1
12454-04_drw.pdf | ITEM
12454-04_drw.pdf | 1 | 1 | FRAME, WELDMENT, STD, MID RISE, CFP5.9/7E,
12454-04_drw.pdf |  |  | 8.0 X 8.0 X 0.50, 26.00" LENGTH | 12504
12454-04_drw.pdf |  |  |  | 12506-04
12454-04_drw.pdf |  | 4.15
12454-04_drw.pdf |  | 8.85
12454-04_drw.pdf |  |  | 17.70
12454-04_drw.pdf |  |  | TYP
12454-04_drw.pdf |  |  | A
12454-04_drw.pdf |  | 2.39
12454-04_drw.pdf |  | 8.00
12454-04_drw.pdf |  |  | 29.00
12454-04_drw.pdf | and LLC and retaining | trade secret given to the of the | information, is the receiver in confidence. accepts the CUMMINS FIRE POWER LLC CORPORATE OFFICE AND | DESIGN UPFIT CENTER
12454-04_drw.pdf | agrees that, ittrawdiellse(c1r)etnoitnfuosrematthieondotchuemreenitn,or(2a)nynoctopcyoptyhetrheeofdoocrumtehnet, | except as ittrawdiellse(c1r)etnoitnfuosrematthieondotchuemreenitn,or(2a)nynoctopcyoptyhetrheeofdoocrumtehnet, | in writing by 1600 BUERKLE ROAD 875 WHITE BEAR LAKE, MN | LAWRENCE DRIVE WISCONSIN
12454-04_drw.pdf | the and (4) upon | or the completion | confidential of the need to retain cPoopwieersLtLhCereof,
12454-04_drw.pdf |  | DIMENSION | TOLERANCESCAFREP5.9, 1610 DRIVESHAFT
12454-04_drw.pdf | 1IM$PERIAL | UNITS | METRIC UNITS DWG UNITS: DRAWN BY:S DUBICK DATE: | 08/21/09
12454-04_drw.pdf | # | 0.005 | M.AXCHI=NE#TOL0E.R4ANCES IN/LB/S PRO-ENGINEERREF .XX= # 0.2 | DRWG:
12454-04_drw.pdf |  |  | F..OXXRXM==TOL##ERA00N..C84ES SCALE: 0.100 SHEET 1
12454-05_drw.pdf | 1 | 1 | FRAME, WELDMENT, STANDARD, CFP5.9/7E, | CFP8.3/9E9891
12454-05_drw.pdf | 2 | 2 | ANGLE, HRS, 8.0 X 8.0 X 0.50, 26.00" | 12504
12454-05_drw.pdf | 3 | 2 | PLATE, PUMP BRACE, .25" x 6.00" x 22.00" | 13627-01
12454-05_drw.pdf | 15.40
12454-05_drw.pdf |  |  | TYP
12454-05_drw.pdf | 6.29
12454-05_drw.pdf | 8.00
12454-05_drw.pdf |  |  | 29.00
12454-05_drw.pdf | to the the document as | receiver accepts in | confidence. the writing by CUMMINS FIRE POWER LLC CORPORATE OFFICE | DESIGN UPFIT CENTER
12454-05_drw.pdf | ittrawdiellse(c1r)etnoitnfuosrematthieondotchuemreenitn,or(2a)nynoctopcyoptyhetrheeofdoocrumtehnet, or the | ittrawdiellse(c1r)etnoitnfuosrematthieondotchuemreenitn,or(2a)nynoctopcyoptyhetrheeofdoocrumtehnet, confidential | WHITE BEAR LAKE, MN or trade WWW.CUMMINSFIREPOWER.COM | DEPERE, WISCONSIN
12454-05_drw.pdf |  | cPoopwieersLtLhCereof, | anFd RAME, SPP TE10
12454-05_drw.pdf | DIMENSION |  | TOLERANCESCAFREP5.9, 1610 DRIVESHAFT
12454-05_drw.pdf |  |  | DWG UNITS: DRAWN BY:S DUBICK | 08/21/09
12454-06_drw.pdf | 1 | 1 | FRAME, WELDMENT, STANDARD, CFP5.9/7E, | CFP8.3/9E9891
12454-06_drw.pdf | 2 | 2 | ANGLE, HRS, 8.0 X 8.0 X 0.50, 26.00" | 12504
12454-06_drw.pdf | 3 | 2 | PLATE, PUMP BRACE, .25" x 4.00" x 22.00" | 12505-01
12454-06_drw.pdf | 15.40
12454-06_drw.pdf |  |  | TYP
12454-06_drw.pdf | 4.29
12454-06_drw.pdf |  |  | 29.00
12454-06_drw.pdf | to the the document as | receiver accepts in | confidence. the writing by CUMMINS FIRE POWER LLC CORPORATE OFFICE | DESIGN UPFIT CENTER
12454-06_drw.pdf | ittrawdiellse(c1r)etnoitnfuosrematthieondotchuemreenitn,or(2a)nynoctopcyoptyhetrheeofdoocrumtehnet, or the | ittrawdiellse(c1r)etnoitnfuosrematthieondotchuemreenitn,or(2a)nynoctopcyoptyhetrheeofdoocrumtehnet, confidential | WHITE BEAR LAKE, MN or trade WWW.CUMMINSFIREPOWER.COM | DEPERE, WISCONSIN
12454-06_drw.pdf |  | cPoopwieersLtLhCereof, | anFd RAME, SPP TE12
12454-06_drw.pdf | DIMENSION |  | TOLERANCESCAFREP5.9, 1610 DRIVESHAFT
12454-06_drw.pdf |  |  | DWG UNITS: DRAWN BY:S DUBICK | 08/21/09
12454-07_drw.pdf | 1 | 1 | FRAME, WELDMENT, STANDARD, CFP5.9/7E, | CFP8.3/9E9891
12454-07_drw.pdf | 2 | 2 | ANGLE, HRS, 8.0 X 8.0 X 0.50, 26.00" | 12504
12454-07_drw.pdf | 3 | 2 | PLATE, PUMP BRACE, .25" x 2.25" x 22.00" | 12506-04
12454-07_drw.pdf | 13.40
12454-07_drw.pdf |  |  | TYP
12454-07_drw.pdf |  |  | 29.00
12454-07_drw.pdf | to the the document as | receiver accepts in | confidence. the writing by CUMMINS FIRE POWER LLC CORPORATE OFFICE | DESIGN UPFIT CENTER
12454-07_drw.pdf | ittrawdiellse(c1r)etnoitnfuosrematthieondotchuemreenitn,or(2a)nynoctopcyoptyhetrheeofdoocrumtehnet, or the | ittrawdiellse(c1r)etnoitnfuosrematthieondotchuemreenitn,or(2a)nynoctopcyoptyhetrheeofdoocrumtehnet, confidential | WHITE BEAR LAKE, MN or trade WWW.CUMMINSFIREPOWER.COM | DEPERE, WISCONSIN
12454-07_drw.pdf |  | cPoopwieersLtLhCereof, | anFd RAME, SPP TE15
12454-07_drw.pdf | DIMENSION |  | TOLERANCESCAFREP5.9, 1610 DRIVESHAFT
12454-07_drw.pdf |  |  | DWG UNITS: DRAWN BY:S DUBICK | 08/21/09
12454-08_drw.pdf | ITEM
12454-08_drw.pdf | 1 | 1 | FRAME, WELDMENT, STD, MID RISE, CFP5.9/7E,
12454-08_drw.pdf |  |  | 8.0 X 8.0 X 0.50, 26.00" LENGTH | 12504
12454-08_drw.pdf |  |  |  | 12506-04
12454-08_drw.pdf |  |  | 19.30
12454-08_drw.pdf |  |  | TYP
12454-08_drw.pdf |  |  | A
12454-08_drw.pdf |  | 2.39
12454-08_drw.pdf |  | 8.00
12454-08_drw.pdf |  |  | 29.00
12454-08_drw.pdf | and LLC and retaining | trade secret given to the of the | information, is the receiver in confidence. accepts the CUMMINS FIRE POWER LLC CORPORATE OFFICE AND | DESIGN UPFIT CENTER
12454-08_drw.pdf | agrees that, ittrawdiellse(c1r)etnoitnfuosrematthieondotchuemreenitn,or(2a)nynoctopcyoptyhetrheeofdoocrumtehnet, | except as ittrawdiellse(c1r)etnoitnfuosrematthieondotchuemreenitn,or(2a)nynoctopcyoptyhetrheeofdoocrumtehnet, | in writing by 1600 BUERKLE ROAD 875 WHITE BEAR LAKE, MN | LAWRENCE DRIVE WISCONSIN
12454-08_drw.pdf | the and (4) upon | or the completion | confidential of the need to retain cPoopwieersLtLhCereof,
12454-08_drw.pdf |  | DIMENSION | TOLERANCESCAFREP5.9, 1610 DRIVESHAFT
12454-08_drw.pdf | 1IM$PERIAL | UNITS | METRIC UNITS DWG UNITS: DRAWN BY:S DUBICK DATE: | 08/21/09
12454-08_drw.pdf | # | 0.005 | M.AXCHI=NE#TOL0E.R4ANCES IN/LB/S PRO-ENGINEERREF .XX= # 0.2 | DRWG:
12454-08_drw.pdf |  |  | F..OXXRXM==TOL##ERA00N..C84ES SCALE: 0.100 SHEET 1
12454-09_drw.pdf | ITEM
12454-09_drw.pdf | 1 | 1 | FRAME, WELDMENT, STD, MID RISE, CFP5.9/7E, CFP8.3/9E | 12326
12454-09_drw.pdf | 2 | 2 | ANGLE, HRS, 8.0 X 8.0 X 0.50, 26.00" LENGTH | 12504
12454-09_drw.pdf | 3 | 2 | PLATE, PUMP BRACE, .25" x 2.25" x 22.00" | 12506-04
12454-09_drw.pdf |  |  | 19.30
12454-09_drw.pdf |  |  | .25 TYP
12454-09_drw.pdf |  | TYP | .25
12454-09_drw.pdf |  |  | 26.00
12454-09_drw.pdf |  |  | 29.00
12454-09_drw.pdf | confidential Power LLC and | and trade and is given of the | information, is the to the receiver in confidence. document accepts the CUMMINS FIRE POWER LLC CORPORATE OFFICE AND | DESIGN UPFIT CENTER
12454-09_drw.pdf | and agrees ittrawdiellse(c1r)etnoitnfuosrematthieondotchuemreenitn,or(2a)nynoctopcyoptyhetrheeofdoocrumtehnet, | that, except ittrawdiellse(c1r)etnoitnfuosrematthieondotchuemreenitn,or(2a)nynoctopcyoptyhetrheeofdoocrumtehnet, | authorized in writing by 1600 BUERKLE ROAD WHITE BEAR LAKE, MN | LAWRENCE DRIVE DEPERE, WISCONSIN
12454-09_drw.pdf | therein, and dmoactuemreinatl,coorpiuepdonthdeermeafnrdo,m.retCuOrPnYRtIhGeHTdoCcuummmeinnts,Failrle | upon dmoactuemreinatl,coorpiuepdonthdeermeafnrdo,m.retCuOrPnYRtIhGeHTdoCcuummmeinnts,Failrle | of the need to retain cPoopwieersLtLhCereof, and
12454-09_drw.pdf | SPECIFIED | ALL | DIMENSION TOLERANCES ACREFP5.9, 1610 DRIVESHAFT B
12454-09_drw.pdf | # 1 |  | MUENTIRTISC DWG UNITS: DRAWN BY:S DUBICK DATE: | 08/21/09
12454-09_drw.pdf |  |  | FO..RXXMX T==OL##ERAN00C..E84S DRAWING | NO:
12454-09_drw.pdf |  | ..FXXAXXBX | T==OLE##RAN00C..E00S6300 F..AXXBXT==OLE##RAN10C..E58S EST WEIGHT: 465.887 1 OF 1
12454-10_drw.pdf | 1 | 1 | FRAME, WELDMENT, LARGE, CFP5.9/7E, | 12321
12454-10_drw.pdf | 2 | 2 | ANGLE, HRS, 8.0 X 8.0 X 0.50, 28.00" | 12504-01
12454-10_drw.pdf | 3 | 2 | PLATE, PUMP BRACE, .25" x 1.75" x 22.00" | 13624
12454-10_drw.pdf | TYP
12454-10_drw.pdf |  |  | 28.00
12454-10_drw.pdf | to the the document as | receiver accepts in | confidence. the writing by CUMMINS FIRE POWER LLC CORPORATE OFFICE | DESIGN UPFIT CENTER
12454-10_drw.pdf | ittrawdiellse(c1r)etnoitnfuosrematthieondotchuemreenitn,or(2a)nynoctopcyoptyhetrheeofdoocrumtehnet, or the | ittrawdiellse(c1r)etnoitnfuosrematthieondotchuemreenitn,or(2a)nynoctopcyoptyhetrheeofdoocrumtehnet, confidential | WHITE BEAR LAKE, MN or trade WWW.CUMMINSFIREPOWER.COM | DEPERE, WISCONSIN
12454-10_drw.pdf |  | cPoopwieersLtLhCereof, | anFd RAME, SPP TY12
12454-10_drw.pdf | DIMENSION |  | TOLERANCESCAFREP5.9, 1610 DRIVESHAFT
12454-10_drw.pdf |  |  | DWG UNITS: DRAWN BY:S DUBICK | 08/21/09
12454-11_drw.pdf | 1 | 1 | FRAME, WELDMENT, LARGE, CFP5.9/7E, | 12321
12454-11_drw.pdf | 2 | 2 | ANGLE, HRS, 8.0 X 8.0 X 0.50, 28.00" | 12504-01
12454-11_drw.pdf | 3 | 2 | PLATE, PUMP BRACE, .25" x 1.75" x 22.00" | 13624
12454-11_drw.pdf | TYP
12454-11_drw.pdf |  |  | 28.00
12454-11_drw.pdf | to the the document as | receiver accepts in | confidence. the writing by CUMMINS FIRE POWER LLC CORPORATE OFFICE | DESIGN UPFIT CENTER
12454-11_drw.pdf | ittrawdiellse(c1r)etnoitnfuosrematthieondotchuemreenitn,or(2a)nynoctopcyoptyhetrheeofdoocrumtehnet, or the | ittrawdiellse(c1r)etnoitnfuosrematthieondotchuemreenitn,or(2a)nynoctopcyoptyhetrheeofdoocrumtehnet, confidential | WHITE BEAR LAKE, MN or trade WWW.CUMMINSFIREPOWER.COM | DEPERE, WISCONSIN
12454-11_drw.pdf |  | cPoopwieersLtLhCereof, | anFd RAME, SPP TY15
12454-11_drw.pdf | DIMENSION |  | TOLERANCESCAFREP5.9, 1610 DRIVESHAFT
12454-11_drw.pdf |  |  | DWG UNITS: DRAWN BY:S DUBICK | 08/21/09
12456-01_drw.pdf | ITEM
12456-01_drw.pdf | 1 | 1 | FRAME, WELDMENT, STD, MID RISE, CFP5.9/7E,
12456-01_drw.pdf |  |  | 8.0 X 8.0 X 0.50, 26.00" LENGTH | 12504
12456-01_drw.pdf |  |  |  | 12506-04
12456-01_drw.pdf |  |  | TYP
12456-01_drw.pdf |  |  | .25
12456-01_drw.pdf |  |  | A
12456-01_drw.pdf |  | 2.45
12456-01_drw.pdf |  | 8.00
12456-01_drw.pdf |  |  | 26.00
12456-01_drw.pdf |  |  | 29.00
12456-01_drw.pdf | and LLC and retaining | trade secret given to the of the | information, is the receiver in confidence. accepts the CUMMINS FIRE POWER LLC CORPORATE OFFICE AND | DESIGN UPFIT CENTER
12456-01_drw.pdf | agrees that, ittrawdiellse(c1r)etnoitnfuosrematthieondotchuemreenitn,or(2a)nynoctopcyoptyhetrheeofdoocrumtehnet, | except as ittrawdiellse(c1r)etnoitnfuosrematthieondotchuemreenitn,or(2a)nynoctopcyoptyhetrheeofdoocrumtehnet, | in writing by 1600 BUERKLE ROAD 875 WHITE BEAR LAKE, MN | LAWRENCE DRIVE WISCONSIN
12456-01_drw.pdf | the and (4) upon | or the completion | of the need to retain cPoopwieersLtLhCereof,
12456-01_drw.pdf |  | DIMENSION | TOLERANCESCAFREP8.3, 1710 UL LISTED
12456-01_drw.pdf | 1IM$PERIAL | UNITS | METRIC UNITS DWG UNITS: DRAWN BY:S DUBICK DATE: | 08/24/09
12456-01_drw.pdf | # | 0.005 | M.AXCHI=NE#TOL0E.R4ANCES IN/LB/S PRO-ENGINEERREF .XX= # 0.2 | DRWG:
12456-01_drw.pdf |  |  | F..OXXRXM==TOL##ERA00N..C84ES SCALE: 0.100 SHEET 1
12456-02_drw.pdf | ITEM
12456-02_drw.pdf | 1 | 1 | FRAME, WELDMENT, STD, MID RISE, CFP5.9/7E,
12456-02_drw.pdf |  |  | 8.0 X 8.0 X 0.50, 26.00" LENGTH | 12504
12456-02_drw.pdf |  |  |  | 12506-04
12456-02_drw.pdf |  |  | TYP
12456-02_drw.pdf |  | TYP
12456-02_drw.pdf |  |  | A
12456-02_drw.pdf |  |  | 29.00
12456-02_drw.pdf | and LLC and retaining | trade secret given to the of the | information, is the receiver in confidence. accepts the CUMMINS FIRE POWER LLC CORPORATE OFFICE AND | DESIGN UPFIT CENTER
12456-02_drw.pdf | agrees that, ittrawdiellse(c1r)etnoitnfuosrematthieondotchuemreenitn,or(2a)nynoctopcyoptyhetrheeofdoocrumtehnet, | except as ittrawdiellse(c1r)etnoitnfuosrematthieondotchuemreenitn,or(2a)nynoctopcyoptyhetrheeofdoocrumtehnet, | in writing by 1600 BUERKLE ROAD 875 WHITE BEAR LAKE, MN | LAWRENCE DRIVE WISCONSIN
12456-02_drw.pdf | the and (4) upon | or the completion | of the need to retain cPoopwieersLtLhCereof,
12456-02_drw.pdf |  | DIMENSION | TOLERANCESCAFREP8.3, 1710 UL LISTED
12456-02_drw.pdf | 1IM$PERIAL | UNITS | METRIC UNITS DWG UNITS: DRAWN BY:S DUBICK DATE: | 08/24/09
12456-02_drw.pdf | # | 0.005 | M.AXCHI=NE#TOL0E.R4ANCES IN/LB/S PRO-ENGINEERREF .XX= # 0.2 | DRWG:
12456-02_drw.pdf |  |  | F..OXXRXM==TOL##ERA00N..C84ES SCALE: 0.100 SHEET 1
12456-03_drw.pdf | ITEM
12456-03_drw.pdf | 1 | 1 | FRAME, WELDMENT, STD, MID RISE, CFP5.9/7E,
12456-03_drw.pdf |  |  | 8.0 X 8.0 X 0.50, 26.00" LENGTH | 12504
12456-03_drw.pdf |  |  |  | 12506-04
12456-03_drw.pdf |  |  | TYP
12456-03_drw.pdf |  |  | .25
12456-03_drw.pdf |  | 2.45
12456-03_drw.pdf |  | 8.00
12456-03_drw.pdf |  |  | 26.00
12456-03_drw.pdf |  |  | 29.00
12456-03_drw.pdf | and LLC and retaining | trade secret given to the of the | information, is the receiver in confidence. accepts the CUMMINS FIRE POWER LLC CORPORATE OFFICE AND | DESIGN UPFIT CENTER
12456-03_drw.pdf | agrees that, ittrawdiellse(c1r)etnoitnfuosrematthieondotchuemreenitn,or(2a)nynoctopcyoptyhetrheeofdoocrumtehnet, | except as ittrawdiellse(c1r)etnoitnfuosrematthieondotchuemreenitn,or(2a)nynoctopcyoptyhetrheeofdoocrumtehnet, | in writing by 1600 BUERKLE ROAD 875 WHITE BEAR LAKE, MN | LAWRENCE DRIVE WISCONSIN
12456-03_drw.pdf | the and (4) upon | or the completion | of the need to retain cPoopwieersLtLhCereof,
12456-03_drw.pdf |  | DIMENSION | TOLERANCESCAFREP8.3, 1710 UL LISTED
12456-03_drw.pdf | 1IM$PERIAL | UNITS | METRIC UNITS DWG UNITS: DRAWN BY:S DUBICK DATE: | 08/24/09
12456-03_drw.pdf | # | 0.005 | M.AXCHI=NE#TOL0E.R4ANCES IN/LB/S PRO-ENGINEERREF .XX= # 0.2 | DRWG:
12456-03_drw.pdf | F..OXXRXXMX |  | F..OXXRXM==TOL##ERA00N..C84ES SCALE: 0.100 SHEET 1
12458-01_drw.pdf | 1 | 1 | FRAME, WLDMNT, STD, CFP3.3 / 3.9 / 5E | 9893
12458-01_drw.pdf | 2 | 2 | ANGLE, HRS, 8.0 X 8.0 X 0.50, 20.00" LENGTH | 12504-03
12458-01_drw.pdf | 3 | 2 | PLATE, PUMP BRACE, .25" x 3.50" x 22.00" | 12505-03
12458-01_drw.pdf |  | 13.40
12458-01_drw.pdf |  |  | 20.00
12458-01_drw.pdf |  |  | 23.00
12458-01_drw.pdf | trade secret given to | information, | is the in confidence. CUMMINS FIRE POWER LLC | CUSTOM DESIGN
12458-01_drw.pdf | of the except as | accepts authorized | the writing by CORPORATE OFFICE 1600 BUERKLE ROAD | AND UPFIT CENTER 875 LAWRENCE DRIVE
12458-01_drw.pdf | or the completion | confidential of the | or trade to retain WWW.CUMMINSFIREPOWER.COM
12458-01_drw.pdf |  |  | anFd RAME, SPP TD12
12458-01_drw.pdf | UNITS | METRIC | UNITS DRAWN BY:S DUBICK | 03/05/10
12458-01_drw.pdf |  | M.AXCHI=NE#TOL0E.R4ANCES
12458-02_drw.pdf | 1 | 1 | FRAME, WLDMNT, MID, CFP3.3 / 3.9 / 5E | 12376
12458-02_drw.pdf | 2 | 2 | ANGLE, HRS, 8.0 X 8.0 X 0.50, 20.00"
12458-02_drw.pdf | 13.40
12458-02_drw.pdf | 3.30
12458-02_drw.pdf | 2.89
12458-02_drw.pdf | 8.00
12458-02_drw.pdf |  |  | 23.00
12458-02_drw.pdf | to the document | in accepts the | confidence. CUMMINS FIRE POWER LLC CORPORATE OFFICE | CUSTOM DESIGN UPFIT CENTER
12458-02_drw.pdf | ittrawdiellse(c1r)etnoitnfuosrematthieondotchuemreenitn,or(2a)nynoctopcyoptyhetrheeofdoocrumtehnet, or the | ittrawdiellse(c1r)etnoitnfuosrematthieondotchuemreenitn,or(2a)nynoctopcyoptyhetrheeofdoocrumtehnet, | 1600 BUERKLE ROAD WHITE BEAR LAKE, MN or trade | LAWRENCE DRIVE DEPERE, WISCONSIN
12458-02_drw.pdf | of | need to cPoopwieersLtLhCereof, | retain anFd
12458-02_drw.pdf |  | TOLERANCESCAFREP5E, | 1610 DRIVESHAFT
12458-03_drw.pdf | 1 | 1 | FRAME, WLDMNT, TALL, CFP3.3 / 3.9 / 5E | 12377
12458-03_drw.pdf | 2 | 2 | ANGLE, HRS, 8.0 X 8.0 X 0.50, 20.00"
12458-03_drw.pdf | 8.85
12458-03_drw.pdf | 8.85
12458-03_drw.pdf |  |  | 1.15
12458-03_drw.pdf |  | .25
12458-03_drw.pdf |  |  | 20.00
12458-03_drw.pdf |  |  | 23.00
12458-03_drw.pdf | to the document | in accepts the | confidence. CUMMINS FIRE POWER LLC CORPORATE OFFICE | CUSTOM DESIGN UPFIT CENTER
12458-03_drw.pdf | ittrawdiellse(c1r)etnoitnfuosrematthieondotchuemreenitn,or(2a)nynoctopcyoptyhetrheeofdoocrumtehnet, or the | ittrawdiellse(c1r)etnoitnfuosrematthieondotchuemreenitn,or(2a)nynoctopcyoptyhetrheeofdoocrumtehnet, | 1600 BUERKLE ROAD WHITE BEAR LAKE, MN or trade | LAWRENCE DRIVE DEPERE, WISCONSIN
12458-03_drw.pdf | of | need to cPoopwieersLtLhCereof, | retain anFd
12458-03_drw.pdf |  | TOLERANCESCAFREP5E, | 1610 DRIVESHAFT
12458-04_drw.pdf | 1 | 1 | FRAME, WLDMNT, TALL, CFP3.3 / 3.9 / 5E | 12377
12458-04_drw.pdf | 2 | 2 | ANGLE, HRS, 8.0 X 8.0 X 0.50, 20.00"
12458-04_drw.pdf | 8.85
12458-04_drw.pdf | 8.85
12458-04_drw.pdf |  |  | 1.15
12458-04_drw.pdf |  | .25
12458-04_drw.pdf |  |  | 20.00
12458-04_drw.pdf |  |  | 23.00
12458-04_drw.pdf | to the document | in accepts the | confidence. CUMMINS FIRE POWER LLC CORPORATE OFFICE | CUSTOM DESIGN UPFIT CENTER
12458-04_drw.pdf | ittrawdiellse(c1r)etnoitnfuosrematthieondotchuemreenitn,or(2a)nynoctopcyoptyhetrheeofdoocrumtehnet, or the | ittrawdiellse(c1r)etnoitnfuosrematthieondotchuemreenitn,or(2a)nynoctopcyoptyhetrheeofdoocrumtehnet, | 1600 BUERKLE ROAD WHITE BEAR LAKE, MN or trade | LAWRENCE DRIVE DEPERE, WISCONSIN
12458-04_drw.pdf | of | need to cPoopwieersLtLhCereof, | retain anFd
12458-04_drw.pdf |  | TOLERANCESCAFREP5E, | 1610 DRIVESHAFT
12458-05_drw.pdf | 1 | 1 | FRAME, WLDMNT, STD, CFP3.3 / 3.9 / 5E | 9893
12458-05_drw.pdf | 2 | 2 | ANGLE, HRS, 8.0 X 8.0 X 0.50, 20.00" LENGTH | 12504-03
12458-05_drw.pdf | 3 | 2 | PLATE, PUMP BRACE, .25" x 3.50" x 22.00" | 12505-03
12458-05_drw.pdf |  | 15.40
12458-05_drw.pdf |  |  | 20.00
12458-05_drw.pdf |  |  | 23.00
12458-05_drw.pdf | trade secret given to | information, | is the in confidence. CUMMINS FIRE POWER LLC | CUSTOM DESIGN
12458-05_drw.pdf | of the except as | accepts authorized | the writing by CORPORATE OFFICE 1600 BUERKLE ROAD | AND UPFIT CENTER 875 LAWRENCE DRIVE
12458-05_drw.pdf | or the completion | confidential of the | or trade to retain WWW.CUMMINSFIREPOWER.COM
12458-05_drw.pdf |  |  | anFd RAME, SPP TE10
12458-05_drw.pdf | UNITS | METRIC | UNITS DRAWN BY:S DUBICK | 03/05/10
12458-05_drw.pdf |  | M.AXCHI=NE#TOL0E.R4ANCES
12458-06_drw.pdf | 1 | 1 | FRAME, WLDMNT, STD, CFP3.3 / 3.9 / 5E | 9893
12458-06_drw.pdf | 2 | 2 | ANGLE, HRS, 8.0 X 8.0 X 0.50, 20.00" LENGTH | 12504-03
12458-06_drw.pdf | 3 | 2 | PLATE, PUMP BRACE, .25" x 1.50" x 22.00" | 12506-03
12458-06_drw.pdf |  | 15.40
12458-06_drw.pdf |  |  | 20.00
12458-06_drw.pdf |  |  | 23.00
12458-06_drw.pdf | trade secret given to | information, | is the in confidence. CUMMINS FIRE POWER LLC | CUSTOM DESIGN
12458-06_drw.pdf | of the except as | accepts authorized | the writing by CORPORATE OFFICE 1600 BUERKLE ROAD | AND UPFIT CENTER 875 LAWRENCE DRIVE
12458-06_drw.pdf | or the completion | confidential of the | or trade to retain WWW.CUMMINSFIREPOWER.COM
12458-06_drw.pdf |  |  | anFd RAME, SPP TE12
12458-06_drw.pdf | UNITS | METRIC | UNITS DRAWN BY:S DUBICK | 03/05/10
12458-06_drw.pdf |  | M.AXCHI=NE#TOL0E.R4ANCES
12458-07_drw.pdf | 1 | 1 | FRAME, WLDMNT, MID, CFP3.3 / 3.9 / 5E | 12376
12458-07_drw.pdf | 2 | 2 | ANGLE, HRS, 8.0 X 8.0 X 0.50, 20.00"
12458-07_drw.pdf | 13.40
12458-07_drw.pdf | 3.30
12458-07_drw.pdf | 2.89
12458-07_drw.pdf | 8.00
12458-07_drw.pdf |  |  | 23.00
12458-07_drw.pdf | to the document | in accepts the | confidence. CUMMINS FIRE POWER LLC CORPORATE OFFICE | CUSTOM DESIGN UPFIT CENTER
12458-07_drw.pdf | ittrawdiellse(c1r)etnoitnfuosrematthieondotchuemreenitn,or(2a)nynoctopcyoptyhetrheeofdoocrumtehnet, or the | ittrawdiellse(c1r)etnoitnfuosrematthieondotchuemreenitn,or(2a)nynoctopcyoptyhetrheeofdoocrumtehnet, | 1600 BUERKLE ROAD WHITE BEAR LAKE, MN or trade | LAWRENCE DRIVE DEPERE, WISCONSIN
12458-07_drw.pdf | of | need to cPoopwieersLtLhCereof, | retain anFd
12458-07_drw.pdf |  | TOLERANCESCAFREP5E, | 1610 DRIVESHAFT
12458-08_drw.pdf | 1 | 1 | FRAME, WLDMNT, LRG TALL, CFP3.3 / 3.9 / | 5E 12382
12458-08_drw.pdf | 2 | 2 | ANGLE, HRS, 8.0 X 8.0 X 0.50, 26.00" | 12504
12458-08_drw.pdf | 19.30
12458-08_drw.pdf | 3.35
12458-08_drw.pdf | TYP | .25
12458-08_drw.pdf |  |  | 26.00
12458-08_drw.pdf |  |  | 29.00
12458-08_drw.pdf | to the document | in accepts the | confidence. CUMMINS FIRE POWER LLC CORPORATE OFFICE | CUSTOM DESIGN UPFIT CENTER
12458-08_drw.pdf | ittrawdiellse(c1r)etnoitnfuosrematthieondotchuemreenitn,or(2a)nynoctopcyoptyhetrheeofdoocrumtehnet, or the | ittrawdiellse(c1r)etnoitnfuosrematthieondotchuemreenitn,or(2a)nynoctopcyoptyhetrheeofdoocrumtehnet, | 1600 BUERKLE ROAD WHITE BEAR LAKE, MN or trade | LAWRENCE DRIVE DEPERE, WISCONSIN
12458-08_drw.pdf | of | need to cPoopwieersLtLhCereof, | retain anFd
12458-08_drw.pdf |  | TOLERANCESCAFREP5E, | 1610 DRIVESHAFT
12458-09_drw.pdf | 1 | 1 | FRAME, WLDMNT, MID, CFP3.3 / 3.9 / 5E | 12376
12458-09_drw.pdf | 2 | 2 | ANGLE, HRS, 8.0 X 8.0 X 0.50, 20.00"
12458-09_drw.pdf | 8.65
12458-09_drw.pdf | 8.65
12458-09_drw.pdf | 8.00
12458-09_drw.pdf |  |  | 23.00
12458-09_drw.pdf | the receiver document | in the | confidence. CUMMINS FIRE POWER LLC CORPORATE OFFICE | CUSTOM DESIGN UPFIT CENTER
12458-09_drw.pdf | ittrawdiellse(c1r)etnoitnfuosrematthieondotchuemreenitn,or(2a)nynoctopcyoptyhetrheeofdoocrumtehnet, the | ittrawdiellse(c1r)etnoitnfuosrematthieondotchuemreenitn,or(2a)nynoctopcyoptyhetrheeofdoocrumtehnet, or | 1600 BUERKLE ROAD trade WHITE BEAR LAKE, MN | LAWRENCE DRIVE DEPERE, WISCONSIN
12458-09_drw.pdf | of the | need to cPoopwieersLtLhCereof, | and
12458-09_drw.pdf |  |  | ACREFP5E, 1610 DRIVESHAFT
12460-01_drw.pdf | ITEM
12460-01_drw.pdf | 1 | 1 | FRAME, WELDMENT, STANDARD, CFP5.9/7E, CFP8.3/9E | 9891
12460-01_drw.pdf | 2 | 2 | ANGLE, HRS, 8.0 X 8.0 X 0.50, 26.00" LENGTH | 12504
12460-01_drw.pdf | 3 | 2 | PLATE, PUMP BRACE, .25" x 6.00" x 22.00" | 13627-01
12460-01_drw.pdf |  |  | TYP
12460-01_drw.pdf |  | TYP | .25
12460-01_drw.pdf | A
12460-01_drw.pdf |  |  | A
12460-01_drw.pdf |  |  | 6.35
12460-01_drw.pdf |  |  | 8.00
12460-01_drw.pdf |  |  | 29.00
12460-01_drw.pdf | confidential Fire Power and | and trade and is given retaining of | secret information, is the to the receiver in confidence. document accepts the CUMMINS FIRE POWER LLC CORPORATE OFFICE AND | DESIGN UPFIT CENTER
12460-01_drw.pdf | and agrees ittrawdiellse(c1r)etnoitnfuosrematthieondotchuemreenitn,or(2a)nynoctopcyoptyhetrheeofdoocrumtehnet, | that, except ittrawdiellse(c1r)etnoitnfuosrematthieondotchuemreenitn,or(2a)nynoctopcyoptyhetrheeofdoocrumtehnet, | as authorized in writing by 1600 BUERKLE ROAD WHITE BEAR LAKE, MN trade | LAWRENCE DRIVE DEPERE, WISCONSIN
12460-01_drw.pdf | therein, and dmoactuemreinatl,coorpiuepdonthdeermeafnrdo,m.retCuOrPnYRtIhGeHTdoCcuummmeinnts,Failrle | (4) upon dmoactuemreinatl,coorpiuepdonthdeermeafnrdo,m.retCuOrPnYRtIhGeHTdoCcuummmeinnts,Failrle | of the need to retain cPoopwieersLtLhCereof, anFd
12460-01_drw.pdf |  | ALL | DIMENSION TOLERANCESCAFREP7E, 1710 UL LISTED
12460-01_drw.pdf | # | 1IM$PERIAL | METRIC UNITS DWG UNITS: DRAWN BY:S DUBICK DATE: | 08/24/09
12460-01_drw.pdf |  | # 0.005 F..OXXRXXMXT==OLE##RAN00C..E00S3105 | .XX= # 0.2 F..OXXRXM==TOL##ERA00N..C84ES DRAWING | NO:
12460-01_drw.pdf |  | F..AXXBXXXTO==LER##ANC00E..S006300 | F..AXXBXT==OLE##RAN10C..E58S EST WEIGHT: 465.887 1 OF 1
12460-02_drw.pdf | 1 | 1 | FRAME, WELDMENT, STANDARD, CFP5.9/7E, | CFP8.3/9E9891
12460-02_drw.pdf | 2 | 2 | ANGLE, HRS, 8.0 X 8.0 X 0.50, 26.00" | 12504
12460-02_drw.pdf | 3 | 2 | PLATE, PUMP BRACE, .25" x 2.25" x 22.00" | 12506-04
12460-02_drw.pdf |  | 13.40
12460-02_drw.pdf |  |  | TYP
12460-02_drw.pdf | .25
12460-02_drw.pdf | 2.45
12460-02_drw.pdf |  |  | 26.00
12460-02_drw.pdf |  |  | 29.00
12460-02_drw.pdf | to the the document as | receiver accepts in | confidence. the writing by CUMMINS FIRE POWER LLC CORPORATE OFFICE | DESIGN UPFIT CENTER
12460-02_drw.pdf | ittrawdiellse(c1r)etnoitnfuosrematthieondotchuemreenitn,or(2a)nynoctopcyoptyhetrheeofdoocrumtehnet, or the | ittrawdiellse(c1r)etnoitnfuosrematthieondotchuemreenitn,or(2a)nynoctopcyoptyhetrheeofdoocrumtehnet, confidential | WHITE BEAR LAKE, MN or trade WWW.CUMMINSFIREPOWER.COM | DEPERE, WISCONSIN
12460-02_drw.pdf |  | cPoopwieersLtLhCereof, | anFd RAME, SPP TD15
12460-02_drw.pdf | DIMENSION |  | TOLERANCESCAFREP7E, 1710 UL LISTED
12460-02_drw.pdf |  |  | DWG UNITS: DRAWN BY:S DUBICK | 08/24/09
12460-03_drw.pdf | ITEM
12460-03_drw.pdf | 1 | 1 | FRAME, WELDMENT, STD, MID RISE, CFP5.9/7E,
12460-03_drw.pdf |  |  | 8.0 X 8.0 X 0.50, 26.00" LENGTH | 12504
12460-03_drw.pdf |  |  |  | 12506-04
12460-03_drw.pdf |  | 4.15
12460-03_drw.pdf |  | 8.85
12460-03_drw.pdf |  |  | 17.70
12460-03_drw.pdf |  |  | .25 TYP
12460-03_drw.pdf |  |  | 29.00
12460-03_drw.pdf | and LLC and retaining | trade secret given to the of the | information, is the receiver in confidence. accepts the CUMMINS FIRE POWER LLC CORPORATE OFFICE AND | DESIGN UPFIT CENTER
12460-03_drw.pdf | agrees that, ittrawdiellse(c1r)etnoitnfuosrematthieondotchuemreenitn,or(2a)nynoctopcyoptyhetrheeofdoocrumtehnet, | except as ittrawdiellse(c1r)etnoitnfuosrematthieondotchuemreenitn,or(2a)nynoctopcyoptyhetrheeofdoocrumtehnet, | in writing by 1600 BUERKLE ROAD 875 WHITE BEAR LAKE, MN | LAWRENCE DRIVE WISCONSIN
12460-03_drw.pdf | the and (4) upon | or the completion | of the need to retain cPoopwieersLtLhCereof,
12460-03_drw.pdf |  | DIMENSION | TOLERANCESCAFREP7E, 1710 UL LISTED
12460-03_drw.pdf | 1IM$PERIAL | UNITS | METRIC UNITS DWG UNITS: DRAWN BY:S DUBICK DATE: | 08/24/09
12460-03_drw.pdf | # | 0.005 | M.AXCHI=NE#TOL0E.R4ANCES IN/LB/S PRO-ENGINEERREF .XX= # 0.2
12460-03_drw.pdf |  |  | F..OXXRXM==TOL##ERA00N..C84ES SCALE: 0.100 SHEET 1
12460-04_drw.pdf | ITEM
12460-04_drw.pdf | 1 | 1 | FRAME, WELDMENT, STD, MID RISE, CFP5.9/7E,
12460-04_drw.pdf |  |  | 8.0 X 8.0 X 0.50, 26.00" LENGTH | 12504
12460-04_drw.pdf |  |  |  | 12506-04
12460-04_drw.pdf |  | 4.15
12460-04_drw.pdf |  |  | .25 TYP
12460-04_drw.pdf | A
12460-04_drw.pdf |  |  | A
12460-04_drw.pdf |  | 2.45
12460-04_drw.pdf |  |  | 26.00
12460-04_drw.pdf | 6.00
12460-04_drw.pdf | and LLC and retaining | trade secret given to the of the | information, is the receiver in confidence. accepts the CUMMINS FIRE POWER LLC CORPORATE OFFICE AND | DESIGN UPFIT CENTER
12460-04_drw.pdf | agrees that, ittrawdiellse(c1r)etnoitnfuosrematthieondotchuemreenitn,or(2a)nynoctopcyoptyhetrheeofdoocrumtehnet, | except as ittrawdiellse(c1r)etnoitnfuosrematthieondotchuemreenitn,or(2a)nynoctopcyoptyhetrheeofdoocrumtehnet, | in writing by 1600 BUERKLE ROAD 875 WHITE BEAR LAKE, MN | LAWRENCE DRIVE WISCONSIN
12460-04_drw.pdf | the and (4) upon | or the completion | of the need to retain cPoopwieersLtLhCereof,
12460-04_drw.pdf |  | DIMENSION | TOLERANCESCAFREP7E, 1710 UL LISTED
12460-04_drw.pdf | 1IM$PERIAL | UNITS | METRIC UNITS DWG UNITS: DRAWN BY:S DUBICK DATE: | 08/24/09
12460-04_drw.pdf | # | 0.005 | M.AXCHI=NE#TOL0E.R4ANCES IN/LB/S PRO-ENGINEERREF .XX= # 0.2
12460-04_drw.pdf |  |  | F..OXXRXM==TOL##ERA00N..C84ES SCALE: 0.100 SHEET 1
12460-05_drw.pdf | ITEM
12460-05_drw.pdf | 1 | 1 | FRAME, WELDMENT, STANDARD, CFP5.9/7E, CFP8.3/9E | 9891
12460-05_drw.pdf |  |  | 8.0 X 8.0 X 0.50, 26.00" LENGTH | 12504
12460-05_drw.pdf |  |  |  | 13627-01
12460-05_drw.pdf |  | 5.30
12460-05_drw.pdf |  |  | 15.40
12460-05_drw.pdf |  |  | TYP
12460-05_drw.pdf |  |  | .25
12460-05_drw.pdf | 6.00
12460-05_drw.pdf |  |  | 29.00
12460-05_drw.pdf | and LLC and retaining | trade secret given to the of the | information, is the receiver in confidence. accepts the CUMMINS FIRE POWER LLC CORPORATE OFFICE AND | DESIGN UPFIT CENTER
12460-05_drw.pdf | agrees that, ittrawdiellse(c1r)etnoitnfuosrematthieondotchuemreenitn,or(2a)nynoctopcyoptyhetrheeofdoocrumtehnet, | except as ittrawdiellse(c1r)etnoitnfuosrematthieondotchuemreenitn,or(2a)nynoctopcyoptyhetrheeofdoocrumtehnet, | in writing by 1600 BUERKLE ROAD 875 WHITE BEAR LAKE, MN | LAWRENCE DRIVE WISCONSIN
12460-05_drw.pdf | the and (4) upon | or the completion | of the need to retain cPoopwieersLtLhCereof,
12460-05_drw.pdf |  | DIMENSION | TOLERANCESCAFREP7E, 1710 UL LISTED
12460-05_drw.pdf | 1IM$PERIAL | UNITS | METRIC UNITS DWG UNITS: DRAWN BY:S DUBICK DATE: | 08/24/09
12460-05_drw.pdf | # | 0.005 | M.AXCHI=NE#TOL0E.R4ANCES IN/LB/S PRO-ENGINEERREF .XX= # 0.2
12460-05_drw.pdf |  |  | F..OXXRXM==TOL##ERA00N..C84ES SCALE: 0.100 SHEET 1
12460-06_drw.pdf | 1 | 1 | FRAME, WELDMENT, STANDARD, CFP5.9/7E, | CFP8.3/9E9891
12460-06_drw.pdf | 2 | 2 | ANGLE, HRS, 8.0 X 8.0 X 0.50, 26.00" | 12504
12460-06_drw.pdf | 3 | 2 | PLATE, PUMP BRACE, .25" x 4.00" x 22.00" | 12505-01
12460-06_drw.pdf | 5.30
12460-06_drw.pdf | 7.70
12460-06_drw.pdf |  | 15.40
12460-06_drw.pdf |  |  | TYP
12460-06_drw.pdf |  |  | .25
12460-06_drw.pdf |  | A
12460-06_drw.pdf | 4.35
12460-06_drw.pdf |  |  | 26.00
12460-06_drw.pdf | to the the document as | receiver accepts in | confidence. the writing by CUMMINS FIRE POWER LLC CORPORATE OFFICE | DESIGN UPFIT CENTER
12460-06_drw.pdf | or the | confidential | WHITE BEAR LAKE, MN or trade WWW.CUMMINSFIREPOWER.COM | DEPERE, WISCONSIN
12460-06_drw.pdf |  | cPoopwieersLtLhCereof, | anFd RAME, SPP TE12
12460-06_drw.pdf | DIMENSION |  | TOLERANCESCAFREP7E, 1710 UL LISTED
12460-06_drw.pdf |  |  | DWG UNITS: DRAWN BY:S DUBICK | 08/24/09
12460-07_drw.pdf | ITEM
12460-07_drw.pdf | 1 | 1 | FRAME, WELDMENT, STANDARD, CFP5.9/7E, CFP8.3/9E | 9891
12460-07_drw.pdf |  |  | 8.0 X 8.0 X 0.50, 26.00" LENGTH | 12504
12460-07_drw.pdf |  |  |  | 12506-04
12460-07_drw.pdf |  | 6.30
12460-07_drw.pdf |  | 6.70
12460-07_drw.pdf |  |  | 13.40
12460-07_drw.pdf |  |  | .25 TYP
12460-07_drw.pdf |  |  | .25
12460-07_drw.pdf |  |  | A
12460-07_drw.pdf |  |  | 26.00
12460-07_drw.pdf | 6.00 |  | 29.00
12460-07_drw.pdf | and LLC and retaining | trade secret given to the of the | information, is the receiver in confidence. accepts the CUMMINS FIRE POWER LLC CORPORATE OFFICE AND | DESIGN UPFIT CENTER
12460-07_drw.pdf | agrees that, ittrawdiellse(c1r)etnoitnfuosrematthieondotchuemreenitn,or(2a)nynoctopcyoptyhetrheeofdoocrumtehnet, | except as ittrawdiellse(c1r)etnoitnfuosrematthieondotchuemreenitn,or(2a)nynoctopcyoptyhetrheeofdoocrumtehnet, | in writing by 1600 BUERKLE ROAD 875 WHITE BEAR LAKE, MN | LAWRENCE DRIVE WISCONSIN
12460-07_drw.pdf | the and (4) upon | or the completion | of the need to retain cPoopwieersLtLhCereof,
12460-07_drw.pdf |  | DIMENSION | TOLERANCESCAFREP7E, 1710 UL LISTED
12460-07_drw.pdf | 1IM$PERIAL | UNITS | METRIC UNITS DWG UNITS: DRAWN BY:S DUBICK DATE: | 08/24/09
12460-07_drw.pdf | # | 0.005 | M.AXCHI=NE#TOL0E.R4ANCES IN/LB/S PRO-ENGINEERREF .XX= # 0.2
12460-07_drw.pdf |  |  | F..OXXRXM==TOL##ERA00N..C84ES SCALE: 0.100 SHEET 1
12460-08_drw.pdf | ITEM
12460-08_drw.pdf | 1 | 1 | FRAME, WELDMENT, STD, MID RISE, CFP5.9/7E,
12460-08_drw.pdf |  |  | 8.0 X 8.0 X 0.50, 26.00" LENGTH | 12504
12460-08_drw.pdf |  |  |  | 12506-04
12460-08_drw.pdf |  |  | .25 TYP
12460-08_drw.pdf | A
12460-08_drw.pdf |  |  | A
12460-08_drw.pdf |  |  | 26.00
12460-08_drw.pdf | 6.00
12460-08_drw.pdf | and LLC and retaining | trade secret given to the of the | information, is the receiver in confidence. accepts the CUMMINS FIRE POWER LLC CORPORATE OFFICE AND | DESIGN UPFIT CENTER
12460-08_drw.pdf | agrees that, ittrawdiellse(c1r)etnoitnfuosrematthieondotchuemreenitn,or(2a)nynoctopcyoptyhetrheeofdoocrumtehnet, | except as ittrawdiellse(c1r)etnoitnfuosrematthieondotchuemreenitn,or(2a)nynoctopcyoptyhetrheeofdoocrumtehnet, | in writing by 1600 BUERKLE ROAD 875 WHITE BEAR LAKE, MN | LAWRENCE DRIVE WISCONSIN
12460-08_drw.pdf | the and (4) upon | or the completion | of the need to retain cPoopwieersLtLhCereof,
12460-08_drw.pdf |  | DIMENSION | TOLERANCESCAFREP7E, 1710 UL LISTED
12460-08_drw.pdf | 1IM$PERIAL | UNITS | METRIC UNITS DWG UNITS: DRAWN BY:S DUBICK DATE: | 08/24/09
12460-08_drw.pdf | # | 0.005 | M.AXCHI=NE#TOL0E.R4ANCES IN/LB/S PRO-ENGINEERREF .XX= # 0.2
12460-08_drw.pdf |  |  | F..OXXRXM==TOL##ERA00N..C84ES SCALE: 0.100 SHEET 1
12460-09_drw.pdf | ITEM
12460-09_drw.pdf | 1 | 1 | FRAME, WELDMENT, STD, MID RISE, CFP5.9/7E,
12460-09_drw.pdf |  |  | 8.0 X 8.0 X 0.50, 26.00" LENGTH | 12504
12460-09_drw.pdf |  |  |  | 12506-04
12460-09_drw.pdf |  | 3.35
12460-09_drw.pdf |  | 9.65
12460-09_drw.pdf |  |  | 19.30
12460-09_drw.pdf |  |  | .25 TYP
12460-09_drw.pdf | A
12460-09_drw.pdf |  |  | A
12460-09_drw.pdf |  | 2.45
12460-09_drw.pdf |  |  | 26.00
12460-09_drw.pdf | 6.00
12460-09_drw.pdf | and LLC and retaining | trade secret given to the of the | information, is the receiver in confidence. accepts the CUMMINS FIRE POWER LLC CORPORATE OFFICE AND | DESIGN UPFIT CENTER
12460-09_drw.pdf | agrees that, ittrawdiellse(c1r)etnoitnfuosrematthieondotchuemreenitn,or(2a)nynoctopcyoptyhetrheeofdoocrumtehnet, | except as ittrawdiellse(c1r)etnoitnfuosrematthieondotchuemreenitn,or(2a)nynoctopcyoptyhetrheeofdoocrumtehnet, | in writing by 1600 BUERKLE ROAD 875 WHITE BEAR LAKE, MN | LAWRENCE DRIVE WISCONSIN
12460-09_drw.pdf | the and (4) upon | or the completion | of the need to retain cPoopwieersLtLhCereof,
12460-09_drw.pdf |  | DIMENSION | TOLERANCESCAFREP7E, 1710 UL LISTED
12460-09_drw.pdf | 1IM$PERIAL | UNITS | METRIC UNITS DWG UNITS: DRAWN BY:S DUBICK DATE: | 08/24/09
12460-09_drw.pdf | # | 0.005 | M.AXCHI=NE#TOL0E.R4ANCES IN/LB/S PRO-ENGINEERREF .XX= # 0.2
12460-09_drw.pdf | F..OXXRXXMX |  | F..OXXRXM==TOL##ERA00N..C84ES SCALE: 0.100 SHEET 1
12460-10_drw.pdf | ITEM
12460-10_drw.pdf | 1 | 1 | FRAME, WELDMENT, STD, MID RISE, CFP5.9/7E,
12460-10_drw.pdf |  |  | 8.0 X 8.0 X 0.50, 26.00" LENGTH | 12504
12460-10_drw.pdf |  |  |  | 12506-04
12460-10_drw.pdf |  |  | 19.30
12460-10_drw.pdf |  |  | .25 TYP
12460-10_drw.pdf | A
12460-10_drw.pdf |  |  | A
12460-10_drw.pdf |  |  | 26.00
12460-10_drw.pdf | 6.00
12460-10_drw.pdf | and LLC and retaining | trade secret given to the of the | information, is the receiver in confidence. accepts the CUMMINS FIRE POWER LLC CORPORATE OFFICE AND | DESIGN UPFIT CENTER
12460-10_drw.pdf | agrees that, ittrawdiellse(c1r)etnoitnfuosrematthieondotchuemreenitn,or(2a)nynoctopcyoptyhetrheeofdoocrumtehnet, | except as ittrawdiellse(c1r)etnoitnfuosrematthieondotchuemreenitn,or(2a)nynoctopcyoptyhetrheeofdoocrumtehnet, | in writing by 1600 BUERKLE ROAD 875 WHITE BEAR LAKE, MN | LAWRENCE DRIVE WISCONSIN
12460-10_drw.pdf | the and (4) upon | or the completion | of the need to retain cPoopwieersLtLhCereof,
12460-10_drw.pdf |  | DIMENSION | TOLERANCESCAFREP7E, 1710 UL LISTED
12460-10_drw.pdf | 1IM$PERIAL | UNITS | METRIC UNITS DWG UNITS: DRAWN BY:S DUBICK DATE: | 08/24/09
12460-10_drw.pdf | # | 0.005 | M.AXCHI=NE#TOL0E.R4ANCES IN/LB/S PRO-ENGINEERREF .XX= # 0.2
12460-10_drw.pdf | F..OXXRXXMX |  | F..OXXRXM==TOL##ERA00N..C84ES SCALE: 0.100 SHEET 1
12460-11_drw.pdf | ITEM
12460-11_drw.pdf | 1 | 1 | FRAME, WELDMENT, LARGE, CFP5.9/7E, CFP8.3/9E | 12321
12460-11_drw.pdf |  |  | 8.0 X 8.0 X 0.50, 28.00" LENGTH | 12504-01
12460-11_drw.pdf |  |  |  | 13624
12460-11_drw.pdf |  |  | 8.27
12460-11_drw.pdf |  |  | .25
12460-11_drw.pdf |  | TYP
12460-11_drw.pdf | A
12460-11_drw.pdf |  |  | A
12460-11_drw.pdf |  |  | 28.00
12460-11_drw.pdf |  | 6.00
12460-11_drw.pdf | and LLC and retaining | trade secret given to the of the | information, is the receiver in confidence. accepts the CUMMINS FIRE POWER LLC CORPORATE OFFICE AND | DESIGN UPFIT CENTER
12460-11_drw.pdf | agrees that, ittrawdiellse(c1r)etnoitnfuosrematthieondotchuemreenitn,or(2a)nynoctopcyoptyhetrheeofdoocrumtehnet, | except as ittrawdiellse(c1r)etnoitnfuosrematthieondotchuemreenitn,or(2a)nynoctopcyoptyhetrheeofdoocrumtehnet, | in writing by 1600 BUERKLE ROAD 875 WHITE BEAR LAKE, MN | LAWRENCE DRIVE WISCONSIN
12460-11_drw.pdf | the and (4) upon | or the completion | of the need to retain cPoopwieersLtLhCereof,
12460-11_drw.pdf |  | DIMENSION | TOLERANCESCAFREP7E, 1710 UL LISTED
12460-11_drw.pdf | 1IM$PERIAL | UNITS | METRIC UNITS DWG UNITS: DRAWN BY:S DUBICK DATE: | 08/24/09
12460-11_drw.pdf | M..AXXCXXHXIN==E | T##OLE00R..A00N10C05ES | M..AXXCXHI==NE##TOL00E..R42ANCES IN/LB/S PRO-ENGINEERREF
12460-11_drw.pdf |  |  | F..OXXRXM==TOL##ERA00N..C84ES SCALE: 0.091 SHEET 1
12460-12_drw.pdf | ITEM
12460-12_drw.pdf | 1 | 1 | FRAME, WELDMENT, LARGE, CFP5.9/7E, CFP8.3/9E | 12321
12460-12_drw.pdf |  |  | 8.0 X 8.0 X 0.50, 28.00" LENGTH | 12504-01
12460-12_drw.pdf |  |  |  | 13624
12460-12_drw.pdf |  |  | 6.52
12460-12_drw.pdf |  |  | 20.08
12460-12_drw.pdf |  |  | .25
12460-12_drw.pdf |  | TYP | .25
12460-12_drw.pdf |  |  | A
12460-12_drw.pdf |  |  | 2.06
12460-12_drw.pdf |  |  | 8.00
12460-12_drw.pdf |  |  | 31.00
12460-12_drw.pdf | and LLC and retaining | trade secret given to the of the | information, is the receiver in confidence. accepts the CUMMINS FIRE POWER LLC CORPORATE OFFICE AND | DESIGN UPFIT CENTER
12460-12_drw.pdf | agrees that, ittrawdiellse(c1r)etnoitnfuosrematthieondotchuemreenitn,or(2a)nynoctopcyoptyhetrheeofdoocrumtehnet, | except as ittrawdiellse(c1r)etnoitnfuosrematthieondotchuemreenitn,or(2a)nynoctopcyoptyhetrheeofdoocrumtehnet, | in writing by 1600 BUERKLE ROAD 875 WHITE BEAR LAKE, MN | LAWRENCE DRIVE WISCONSIN
12460-12_drw.pdf | the and (4) upon | or the completion | of the need to retain cPoopwieersLtLhCereof,
12460-12_drw.pdf |  | DIMENSION | TOLERANCESCAFREP7E, 1710 UL LISTED
12460-12_drw.pdf | 1IM$PERIAL | UNITS | METRIC UNITS DWG UNITS: DRAWN BY:S DUBICK DATE: | 08/24/09
12460-12_drw.pdf | # | 0.005 | M.AXCHI=NE#TOL0E.R4ANCES IN/LB/S PRO-ENGINEERREF .XX= # 0.2
12460-12_drw.pdf |  |  | F..OXXRXM==TOL##ERA00N..C84ES SCALE: 0.091 SHEET 1
12460-13_drw.pdf | 1 | 1 | FRAME, WELDMENT, STANDARD, CFP5.9/7E, | CFP8.3/9E9891
12460-13_drw.pdf | 2 | 2 | ANGLE, HRS, 8.0 X 8.0 X 0.50, 26.00" | 12504
12460-13_drw.pdf | 3 | 2 | PLATE, PUMP BRACE, .25" x 1.38" x 22.00" | 12506-06
12460-13_drw.pdf | 4.35
12460-13_drw.pdf | 8.65
12460-13_drw.pdf |  | 17.30
12460-13_drw.pdf |  |  | .25
12460-13_drw.pdf | 1.65
12460-13_drw.pdf |  |  | 26.00
12460-13_drw.pdf | to the the document as | receiver accepts in | confidence. the writing by CUMMINS FIRE POWER LLC CORPORATE OFFICE | DESIGN UPFIT CENTER
12460-13_drw.pdf | ittrawdiellse(c1r)etnoitnfuosrematthieondotchuemreenitn,or(2a)nynoctopcyoptyhetrheeofdoocrumtehnet, or the | ittrawdiellse(c1r)etnoitnfuosrematthieondotchuemreenitn,or(2a)nynoctopcyoptyhetrheeofdoocrumtehnet, confidential | WHITE BEAR LAKE, MN or trade WWW.CUMMINSFIREPOWER.COM | DEPERE, WISCONSIN
12460-13_drw.pdf |  | cPoopwieersLtLhCereof, | anFd RAME, SPP TE20
12460-13_drw.pdf | DIMENSION |  | TOLERANCESCAFREP7E, 1710 UL LISTED
12460-13_drw.pdf |  |  | DWG UNITS: DRAWN BY:S DUBICK | 08/24/09
12462-01_drw.pdf | ITEM
12462-01_drw.pdf | 1 | 1 | FRAME, WELDMENT, LRG, MID RISE, CFP5.9/7E,
12462-01_drw.pdf |  |  | 8.0 X 8.0 X 0.50, 28.00" LENGTH | 12504-01
12462-01_drw.pdf |  |  |  | 12506-04
12462-01_drw.pdf | 8.85
12462-01_drw.pdf |  | 17.70
12462-01_drw.pdf |  |  | TYP
12462-01_drw.pdf |  |  | .25
12462-01_drw.pdf |  | TYP | .25
12462-01_drw.pdf |  | A
12462-01_drw.pdf | 2.51
12462-01_drw.pdf | 8.00
12462-01_drw.pdf |  |  | 28.00
12462-01_drw.pdf |  |  | A
12462-01_drw.pdf | and LLC and retaining | trade secret given to the of the | information, is the receiver in confidence. accepts the CUMMINS FIRE POWER LLC CORPORATE OFFICE AND | DESIGN UPFIT CENTER
12462-01_drw.pdf | agrees that, ittrawdiellse(c1r)etnoitnfuosrematthieondotchuemreenitn,or(2a)nynoctopcyoptyhetrheeofdoocrumtehnet, | except as ittrawdiellse(c1r)etnoitnfuosrematthieondotchuemreenitn,or(2a)nynoctopcyoptyhetrheeofdoocrumtehnet, | in writing by 1600 BUERKLE ROAD 875 WHITE BEAR LAKE, MN | LAWRENCE DRIVE WISCONSIN
12462-01_drw.pdf | the and (4) upon | or the completion | confidential of the need to retain cPoopwieersLtLhCereof,
12462-01_drw.pdf |  | DIMENSION | TOLERANCESCAFREP9E, 3172 DRIVESHAFT
12462-01_drw.pdf | 1IM$PERIAL | UNITS | METRIC UNITS DWG UNITS: DRAWN BY:S DUBICK DATE: | 08/19/09
12462-01_drw.pdf | # | 0.005 | M.AXCHI=NE#TOL0E.R4ANCES IN/LB/S PRO-ENGINEERREF .XX= # 0.2 | DRWG:
12462-01_drw.pdf |  |  | F..OXXRXM==TOL##ERA00N..C84ES SCALE: 0.083 SHEET 1
12462-02_drw.pdf | ITEM
12462-02_drw.pdf | 1 | 1 | FRAME, WELDMENT, LRG, MID RISE, CFP5.9/7E,
12462-02_drw.pdf |  |  | 8.0 X 8.0 X 0.50, 28.00" LENGTH | 12504-01
12462-02_drw.pdf |  |  |  | 12506-04
12462-02_drw.pdf |  | 17.70
12462-02_drw.pdf |  |  | TYP
12462-02_drw.pdf |  |  | .25
12462-02_drw.pdf |  | TYP | .25
12462-02_drw.pdf | A
12462-02_drw.pdf |  |  | 28.00
12462-02_drw.pdf |  |  | A
12462-02_drw.pdf |  |  | 31.00
12462-02_drw.pdf | and LLC and retaining | trade secret given to the of the | information, is the receiver in confidence. accepts the CUMMINS FIRE POWER LLC CORPORATE OFFICE AND | DESIGN UPFIT CENTER
12462-02_drw.pdf | agrees that, not use the information | except as document or therein, (2) | in writing by copy thereof or the not copy the document, 1600 BUERKLE ROAD 875 WHITE BEAR LAKE, MN | LAWRENCE DRIVE WISCONSIN
12462-02_drw.pdf | the and (4) upon return the | or the completion document, all | confidential of the need to retain copies thereof, and
12462-02_drw.pdf |  | DIMENSION | TOLERANCESCAFREP9E, 3172 DRIVESHAFT
12462-02_drw.pdf | 1IM$PERIAL | UNITS | METRIC UNITS DWG UNITS: DRAWN BY:S DUBICK DATE: | 08/19/09
12462-02_drw.pdf | # | 0.005 | M.AXCHI=NE#TOL0E.R4ANCES IN/LB/S PRO-ENGINEERREF .XX= # 0.2 | DRWG:
12462-02_drw.pdf | F..OXXRXXMX |  | F..OXXRXM==TOL##ERA00N..C84ES SCALE: 0.083 SHEET 1
12462-03_drw.pdf | 1 | 1 | FRAME, WELDMENT, LARGE, CFP5.9/7E, | 12321
12462-03_drw.pdf | 2 | 2 | ANGLE, HRS, 8.0 X 8.0 X 0.50, 28.00" | 12504-01
12462-03_drw.pdf | 3 | 2 | PLATE, PUMP BRACE, .25" x 4.00" x 22.00" | 12505-01
12462-03_drw.pdf |  | .25
12462-03_drw.pdf | TYP
12462-03_drw.pdf |  |  | A
12462-03_drw.pdf |  |  | 31.00
12462-03_drw.pdf | to the the document as | receiver accepts in | confidence. the writing by CUMMINS FIRE POWER LLC CORPORATE OFFICE | DESIGN UPFIT CENTER
12462-03_drw.pdf | or any (2) not or the | copy copy the confidential | or the document, or trade WHITE BEAR LAKE, MN WWW.CUMMINSFIREPOWER.COM | DEPERE, WISCONSIN
12462-03_drw.pdf | document, all Cummins Fire | copies Power LLC | and FRAME, SPP TE12
12462-03_drw.pdf | DIMENSION |  | TOLERANCESCAFREP9E, 3172 DRIVESHAFT
12462-03_drw.pdf |  |  | DWG UNITS: DRAWN BY:S DUBICK | 08/19/09
12462-04_drw.pdf | ITEM
12462-04_drw.pdf | 1 | 1 | FRAME, WELDMENT, LRG, MID RISE, CFP5.9/7E,
12462-04_drw.pdf |  |  | 8.0 X 8.0 X 0.50, 28.00" LENGTH | 12504-01
12462-04_drw.pdf |  |  |  | 12506-04
12462-04_drw.pdf | 9.65
12462-04_drw.pdf |  | 19.30
12462-04_drw.pdf |  |  | TYP
12462-04_drw.pdf |  |  | .25
12462-04_drw.pdf |  | TYP | .25
12462-04_drw.pdf |  | A
12462-04_drw.pdf | 2.51
12462-04_drw.pdf | 8.00
12462-04_drw.pdf |  |  | 28.00
12462-04_drw.pdf |  |  | A
12462-04_drw.pdf | and LLC and retaining | trade secret given to the of the | information, is the receiver in confidence. accepts the CUMMINS FIRE POWER LLC CORPORATE OFFICE AND | DESIGN UPFIT CENTER
12462-04_drw.pdf | agrees that, ittrawdiellse(c1r)etnoitnfuosrematthieondotchuemreenitn,or(2a)nynoctopcyoptyhetrheeofdoocrumtehnet, | except as ittrawdiellse(c1r)etnoitnfuosrematthieondotchuemreenitn,or(2a)nynoctopcyoptyhetrheeofdoocrumtehnet, | in writing by 1600 BUERKLE ROAD 875 WHITE BEAR LAKE, MN | LAWRENCE DRIVE WISCONSIN
12462-04_drw.pdf | the and (4) upon | or the completion | confidential of the need to retain cPoopwieersLtLhCereof,
12462-04_drw.pdf |  | DIMENSION | TOLERANCESCAFREP9E, 3172 DRIVESHAFT
12462-04_drw.pdf | 1IM$PERIAL | UNITS | METRIC UNITS DWG UNITS: DRAWN BY:S DUBICK DATE: | 08/19/09
12462-04_drw.pdf | # | 0.005 | M.AXCHI=NE#TOL0E.R4ANCES IN/LB/S PRO-ENGINEERREF .XX= # 0.2 | DRWG:
12462-04_drw.pdf |  |  | F..OXXRXM==TOL##ERA00N..C84ES SCALE: 0.083 SHEET 1
12462-05_drw.pdf | ITEM
12462-05_drw.pdf | 1 | 1 | FRAME, WELDMENT, LRG, MID RISE, CFP5.9/7E,
12462-05_drw.pdf |  |  | 8.0 X 8.0 X 0.50, 28.00" LENGTH | 12504-01
12462-05_drw.pdf |  |  |  | 12506-04
12462-05_drw.pdf | 9.65
12462-05_drw.pdf |  | 19.30
12462-05_drw.pdf |  |  | TYP
12462-05_drw.pdf |  |  | .25
12462-05_drw.pdf |  | TYP | .25
12462-05_drw.pdf |  | A
12462-05_drw.pdf | 2.51
12462-05_drw.pdf | 8.00
12462-05_drw.pdf |  |  | 28.00
12462-05_drw.pdf |  |  | A
12462-05_drw.pdf | and LLC and retaining | trade secret given to the of the | information, is the receiver in confidence. accepts the CUMMINS FIRE POWER LLC CORPORATE OFFICE AND | DESIGN UPFIT CENTER
12462-05_drw.pdf | agrees that, ittrawdiellse(c1r)etnoitnfuosrematthieondotchuemreenitn,or(2a)nynoctopcyoptyhetrheeofdoocrumtehnet, | except as ittrawdiellse(c1r)etnoitnfuosrematthieondotchuemreenitn,or(2a)nynoctopcyoptyhetrheeofdoocrumtehnet, | in writing by 1600 BUERKLE ROAD 875 WHITE BEAR LAKE, MN | LAWRENCE DRIVE WISCONSIN
12462-05_drw.pdf | the and (4) upon | or the completion | confidential of the need to retain cPoopwieersLtLhCereof,
12462-05_drw.pdf |  | DIMENSION | TOLERANCESCAFREP9E, 3172 DRIVESHAFT
12462-05_drw.pdf | 1IM$PERIAL | UNITS | METRIC UNITS DWG UNITS: DRAWN BY:S DUBICK DATE: | 08/19/09
12462-05_drw.pdf | # | 0.005 | M.AXCHI=NE#TOL0E.R4ANCES IN/LB/S PRO-ENGINEERREF .XX= # 0.2 | DRWG:
12462-05_drw.pdf |  |  | F..OXXRXM==TOL##ERA00N..C84ES SCALE: 0.083 SHEET 1
12462-06_drw.pdf | ITEM
12462-06_drw.pdf | 1 | 1 | FRAME, WELDMENT, LRG, MID RISE, CFP5.9/7E,
12462-06_drw.pdf |  |  | 8.0 X 8.0 X 0.50, 28.00" LENGTH | 12504-01
12462-06_drw.pdf |  |  |  | 12506-04
12462-06_drw.pdf | 9.65
12462-06_drw.pdf |  | 19.30
12462-06_drw.pdf |  |  | TYP
12462-06_drw.pdf |  |  | .25
12462-06_drw.pdf |  | TYP | .25
12462-06_drw.pdf |  | A
12462-06_drw.pdf | 2.51
12462-06_drw.pdf | 8.00
12462-06_drw.pdf |  |  | 28.00
12462-06_drw.pdf |  |  | A
12462-06_drw.pdf | and LLC and retaining | trade secret given to the of the | information, is the receiver in confidence. accepts the CUMMINS FIRE POWER LLC CORPORATE OFFICE AND | DESIGN UPFIT CENTER
12462-06_drw.pdf | agrees that, ittrawdiellse(c1r)etnoitnfuosrematthieondotchuemreenitn,or(2a)nynoctopcyoptyhetrheeofdoocrumtehnet, | except as ittrawdiellse(c1r)etnoitnfuosrematthieondotchuemreenitn,or(2a)nynoctopcyoptyhetrheeofdoocrumtehnet, | in writing by 1600 BUERKLE ROAD 875 WHITE BEAR LAKE, MN | LAWRENCE DRIVE WISCONSIN
12462-06_drw.pdf | the and (4) upon | or the completion | confidential of the need to retain cPoopwieersLtLhCereof,
12462-06_drw.pdf |  | DIMENSION | TOLERANCESCAFREP9E, 3172 DRIVESHAFT
12462-06_drw.pdf | 1IM$PERIAL | UNITS | METRIC UNITS DWG UNITS: DRAWN BY:S DUBICK DATE: | 08/19/09
12462-06_drw.pdf | # | 0.005 | M.AXCHI=NE#TOL0E.R4ANCES IN/LB/S PRO-ENGINEERREF .XX= # 0.2 | DRWG:
12462-06_drw.pdf |  |  | F..OXXRXM==TOL##ERA00N..C84ES SCALE: 0.083 SHEET 1
12462-07_drw.pdf | 1 | 1 | FRAME, WELDMENT, LARGE, CFP5.9/7E, | 12321
12462-07_drw.pdf | 2 | 2 | ANGLE, HRS, 8.0 X 8.0 X 0.50, 28.00" | 12504-01
12462-07_drw.pdf | 3 | 2 | PLATE, PUMP BRACE, .25" x 1.75" x 22.00" | 13624
12462-07_drw.pdf |  |  | TYP
12462-07_drw.pdf |  | .25
12462-07_drw.pdf |  |  | 31.00
12462-07_drw.pdf | to the the document as | receiver accepts in | confidence. the writing by CUMMINS FIRE POWER LLC CORPORATE OFFICE | DESIGN UPFIT CENTER
12462-07_drw.pdf | ittrawdiellse(c1r)etnoitnfuosrematthieondotchuemreenitn,or(2a)nynoctopcyoptyhetrheeofdoocrumtehnet, or the | ittrawdiellse(c1r)etnoitnfuosrematthieondotchuemreenitn,or(2a)nynoctopcyoptyhetrheeofdoocrumtehnet, confidential | WHITE BEAR LAKE, MN or trade WWW.CUMMINSFIREPOWER.COM | DEPERE, WISCONSIN
12462-07_drw.pdf |  | cPoopwieersLtLhCereof, | anFd RAME, SPP TY12
12462-07_drw.pdf | DIMENSION |  | TOLERANCESCAFREP9E, 3172 DRIVESHAFT
12462-07_drw.pdf |  |  | DWG UNITS: DRAWN BY:S DUBICK | 08/19/09
12462-08_drw.pdf | 1 | 1 | FRAME, WELDMENT, LARGE, CFP5.9/7E, | 12321
12462-08_drw.pdf | 2 | 2 | ANGLE, HRS, 8.0 X 8.0 X 0.50, 28.00" | 12504-01
12462-08_drw.pdf | 3 | 2 | PLATE, PUMP BRACE, .25" x 1.75" x 22.00" | 13624
12462-08_drw.pdf |  |  | TYP
12462-08_drw.pdf |  | .25
12462-08_drw.pdf |  |  | 31.00
12462-08_drw.pdf | to the the document as | receiver accepts in | confidence. the writing by CUMMINS FIRE POWER LLC CORPORATE OFFICE | DESIGN UPFIT CENTER
12462-08_drw.pdf | ittrawdiellse(c1r)etnoitnfuosrematthieondotchuemreenitn,or(2a)nynoctopcyoptyhetrheeofdoocrumtehnet, or the | ittrawdiellse(c1r)etnoitnfuosrematthieondotchuemreenitn,or(2a)nynoctopcyoptyhetrheeofdoocrumtehnet, confidential | WHITE BEAR LAKE, MN or trade WWW.CUMMINSFIREPOWER.COM | DEPERE, WISCONSIN
12462-08_drw.pdf |  | cPoopwieersLtLhCereof, | anFd RAME, SPP TY15
12462-08_drw.pdf | DIMENSION |  | TOLERANCESCAFREP9E, 3172 DRIVESHAFT
12462-08_drw.pdf |  |  | DWG UNITS: DRAWN BY:S DUBICK | 08/19/09
12464-01_drw.pdf | 1 | 1 | FRAME, WLDMNT, MID RISE LRG, CFP11E | 12374
12464-01_drw.pdf | 2 | 2 | ANGLE, HRS, 8.0 X 8.0 X 0.50, 28.00"
12464-01_drw.pdf |  | .25
12464-01_drw.pdf |  | .25
12464-01_drw.pdf |  |  | A
12464-01_drw.pdf |  | 3.58
12464-01_drw.pdf |  | 8.00
12464-01_drw.pdf |  |  | 28.00
12464-01_drw.pdf |  |  | A
12464-01_drw.pdf | the | is in | the confidence. CUMMINS FIRE POWER LLC | CUSTOM DESIGN
12464-01_drw.pdf | document authorized | the in writing | by CORPORATE OFFICE 1600 BUERKLE ROAD | UPFIT CENTER LAWRENCE DRIVE
12464-01_drw.pdf | the of the | or need to | trade retain WWW.CUMMINSFIREPOWER.COM
12464-01_drw.pdf |  | cPoopwieersLtLhCereof, | RAME, SPP TF15
12464-02_drw.pdf | 1 | 1 | FRAME, WLDMNT, MID RISE LRG, CFP11E | 12374
12464-02_drw.pdf | 2 | 2 | ANGLE, HRS, 8.0 X 8.0 X 0.50, 28.00"
12464-02_drw.pdf |  | .25
12464-02_drw.pdf |  | .25
12464-02_drw.pdf |  |  | A
12464-02_drw.pdf |  | 3.58
12464-02_drw.pdf |  | 8.00
12464-02_drw.pdf |  |  | 28.00
12464-02_drw.pdf |  |  | A
12464-02_drw.pdf | the | is in | the confidence. CUMMINS FIRE POWER LLC | CUSTOM DESIGN
12464-02_drw.pdf | document authorized | the in writing | by CORPORATE OFFICE 1600 BUERKLE ROAD | UPFIT CENTER LAWRENCE DRIVE
12464-02_drw.pdf | the of the | or need to | trade retain WWW.CUMMINSFIREPOWER.COM
12464-02_drw.pdf |  | cPoopwieersLtLhCereof, | RAME, SPP TF20
12464-03_drw.pdf | 1 | 1 | FRAME, WLDMNT, MID RISE LRG, CFP11E | 12374
12464-03_drw.pdf | 2 | 2 | ANGLE, HRS, 8.0 X 8.0 X 0.50, 28.00"
12464-03_drw.pdf |  | .25
12464-03_drw.pdf |  | .25
12464-03_drw.pdf |  |  | A
12464-03_drw.pdf |  | 3.58
12464-03_drw.pdf |  | 8.00
12464-03_drw.pdf |  |  | 28.00
12464-03_drw.pdf |  |  | A
12464-03_drw.pdf | the | is in | the confidence. CUMMINS FIRE POWER LLC | CUSTOM DESIGN
12464-03_drw.pdf | document authorized | the in writing | by CORPORATE OFFICE 1600 BUERKLE ROAD | UPFIT CENTER LAWRENCE DRIVE
12464-03_drw.pdf | the of the | or need to | trade retain WWW.CUMMINSFIREPOWER.COM
12464-03_drw.pdf |  | cPoopwieersLtLhCereof, | RAME, SPP TE25
12464-04_drw.pdf | 1 | 1 | FRAME, WLDMNT, LARGE, CFP11E | 12375
12464-04_drw.pdf | 2 | 2 | ANGLE, HRS, 8.0 X 8.0 X 0.50, 28.00"
12464-04_drw.pdf |  | 7.48
12464-04_drw.pdf |  | .25
12464-04_drw.pdf |  | .25
12464-04_drw.pdf |  |  | A
12464-04_drw.pdf |  | 4.16
12464-04_drw.pdf |  | 8.00
12464-04_drw.pdf |  |  | 28.00
12464-04_drw.pdf | the | is in | the confidence. CUMMINS FIRE POWER LLC | CUSTOM DESIGN
12464-04_drw.pdf | document authorized | the in writing | by CORPORATE OFFICE 1600 BUERKLE ROAD | UPFIT CENTER LAWRENCE DRIVE
12464-04_drw.pdf | the of the | or need to | trade retain WWW.CUMMINSFIREPOWER.COM
12464-04_drw.pdf |  | cPoopwieersLtLhCereof, | RAME, SPP TY15
12464-05_drw.pdf | 1 | 1 | FRAME, WLDMNT, LARGE, CFP11E | 12375
12464-05_drw.pdf | 2 | 2 | ANGLE, HRS, 8.0 X 8.0 X 0.50, 28.00" | 12504-01
12464-05_drw.pdf | 3 | 2 | PLATE, PUMP BRACE, .25" x 4.00" x 22.00" | 12505-01
12464-05_drw.pdf |  | 4.50
12464-05_drw.pdf |  | 9.50
12464-05_drw.pdf |  |  | 19.00
12464-05_drw.pdf |  |  | TYP
12464-05_drw.pdf |  | 3.88
12464-05_drw.pdf |  | 8.00
12464-05_drw.pdf |  | 6.00
12464-05_drw.pdf |  | TYP | 31.00
12464-05_drw.pdf | to the document as authorized | in accepts the in | confidence. by CUMMINS FIRE POWER LLC CORPORATE OFFICE | DESIGN UPFIT CENTER
12464-05_drw.pdf | ittrawdiellse(c1r)etnoitnfuosrematthieondotchuemreenitn,or(2a)nynoctopcyoptyhetrheeofdoocrumtehnet, or the | ittrawdiellse(c1r)etnoitnfuosrematthieondotchuemreenitn,or(2a)nynoctopcyoptyhetrheeofdoocrumtehnet, | or trade WHITE BEAR LAKE, MN WWW.CUMMINSFIREPOWER.COM | DEPERE, WISCONSIN
12464-05_drw.pdf |  | cPoopwieersLtLhCereof, | and FRAME, SPP PC10D
12464-05_drw.pdf | DIMENSION |  | ACREFP11E, 3172 UL LISTED
12464-05_drw.pdf | IMUPNEIRTISAL |  | DWG UNITS: DRAWN BY:S DUBICK | 12-OCT-11
12466_drw.pdf |  |  | STRUCTURAL, C6 10.5#, ASTM
12466_drw.pdf |  |  | STRUCTURAL, C6 10.5#, ASTM
12466_drw.pdf |  |  | .25", ASTM A36
12466_drw.pdf |  |  | BAR, .375 X 1.50 X 7.31, ASTM
12468_drw.pdf | 1 | 1 | FRAME, WELDMENT, CFP7E CUSTOM | 12466
12468_drw.pdf | 2 | 2 | ANGLE, HRS, 8.0 X 8.0 X 0.50, 34.69" | 12467
12468_drw.pdf | 3 | 2 | PLATE, PUMP BRACE, .25" x 5.50" x 36.00" | 13868
12468_drw.pdf |  |  | 34.69
12468_drw.pdf |  |  | 37.69
12468_drw.pdf |  |  | 38.75
12468_drw.pdf | trade secret is given to of the | information, the receiver | is the in confidence. the CUMMINS FIRE POWER LLC CORPORATE OFFICE | CUSTOM DESIGN UPFIT
12468_drw.pdf | except as document or therein, | authorized any copy not copy | in writing by thereof or the the document, 1600 BUERKLE ROAD WHITE BEAR LAKE, MN | 875 LAWRENCE DRIVE DEPERE, WISCONSIN
12468_drw.pdf | completion | of the | need to retain WWW.CUMMINSFIREPOWER.COM
12468_drw.pdf | ALL |  | TOLERANCESCAFREP7E CUSTOM
12468_drw.pdf | UNITS | METRIC | UNITS DWG UNITS: DRAWN BY:S DUBICK | 10/12/09
12468_drw.pdf | 0.005 | .XX= # | IN/LB/S PRO-ENGINEERREF | DRWG:
12469_drw.pdf | 1 | 2 | CHANNEL, C4 x 7.25# x 105.50", ASTM | 12469-01
12469_drw.pdf | 4 | 2 | PLATE, .25", ENGINE SUPPORT, ASTM A36 | 12469-04
12469_drw.pdf | 5 | 4 | PLATE, .25", ENGINE BRACE, A-36 | 12469-05
12469_drw.pdf | 6 | 4 | FLAT BAR, .38 x 1.5 x 3.56, A-36 | 12474
12469_drw.pdf | 7 | 2 | ANGLE, HRS, 8.0 X 8.0 X 0.50, 26.00" | LENGTH12504
12469_drw.pdf | 8 | 2 | PLATE, PUMP BRACE, .25" x
12469_drw.pdf | DETAIL | DETAIL
12469_drw.pdf |  |  | 31.25 | 20 $
12469_drw.pdf |  |  | 20 $ 6.00
12469_drw.pdf |  |  | 4.75
12469_drw.pdf |  |  | 1) REMOVE ALL SLAG& WELD
12469_drw.pdf |  |  | 2) ALL HOLES DRILLED AFTER
12469_drw.pdf |  |  | 3) FINSH: COAT CUMMINS RED | SPECS
12469_drw.pdf |  |  | #21055& #60027.
12469_drw.pdf | receiver in accepts in | confidence. by | CUMMINS FIRE POWER LLC CORPORATE OFFICE AND | DESIGN UPFIT CENTER
12469_drw.pdf | ittrawdiellse(c1r)etnoitnfuosrematthieondotchuemreenitn,or(2a)nynoctopcyoptyhetrheeofdoocrumtehnet, | ittrawdiellse(c1r)etnoitnfuosrematthieondotchuemreenitn,or(2a)nynoctopcyoptyhetrheeofdoocrumtehnet, | WHITE BEAR LAKE, MN | WISCONSIN
12470_drw.pdf |  | 2 | CHANNEL, C4 @ 5.4# X 105.50", ASTM
12470_drw.pdf |  |  | CHANNEL, C4 @ 5.4# X 26.00", ASTM
12470_drw.pdf |  |  | .25", ENGINE BRACE, A-36
12470_drw.pdf |  | 4 | FLAT BAR, .38 x 1.5 x 3.56, A-36
12475_drw.pdf | 1 | 1 | FRAME, WLDMNT, 4" CHANNEL, CFP5.9 / 7E, CFP8.3 / 9E | 12470
12475_drw.pdf | 2 | 2 | ANGLE, HRS, 8.0 X 8.0 X 0.50, 26.00" LENGTH | 12504
12475_drw.pdf | 3 | 2 | PLATE, PUMP BRACE, .25" x 5.00" x 22.00" | 13627-05
12475_drw.pdf |  | TYP | .25
12475_drw.pdf |  | TYP
12475_drw.pdf |  |  | 4.00
12475_drw.pdf | 23.13 |  | 28.00
12475_drw.pdf | contains Cummins Fire | confidential and Power LLC and | trade secret information, is the is given to the receiver in confidence. CUMMINS FIRE POWER LLC | CUSTOM DESIGN
12475_drw.pdf | by confidence | and and agrees that, | of the document accepts the except as authorized in writing by 1600 BUERKLE ROAD WHITE BEAR LAKE, MN | LAWRENCE DRIVE WISCONSIN
12475_drw.pdf | to information | either the and (4) | document or the confidential or trade upon completion of the need to retain cPoopwieersLtLhCereof, WWW.CUMMINSFIREPOWER.COM
12475_drw.pdf | OTHERWISE | SPECIFIED | ALL DIMENSION TOLERANCESCAFREP5.9 SHORT RISE
12475_drw.pdf |  | 1IM$PERIAL | UNITS METRIC UNITS DWG UNITS: DRAWN BY:S DUBICK DATE: | 09/30/09
12475_drw.pdf |  | 12.XXX5= # F..OXXRXXMX | IN/LB/S PRO-ENGINEERREF 0.005 .XX= # 0.2 F..OXXRXM==TOL##ERA00N..C84ES DRAWING | DRWG: NO:
12475_drw.pdf |  |  | F..AXXBXT==OLE##RAN10C..E58S EST WEIGHT: 42238.628 1 OF 1 12475
12477_drw.pdf | ITEM
12477_drw.pdf | 1 | 2 | LUMBER, 2 x 4 x 48, HEAT TREATED, MARKED | 12477-01
12477_drw.pdf | 2 | 2 | LUMBER, 2 x 4 x 59, HEAT TREATED, MARKED | 12477-02
12477_drw.pdf | 3 | 1 | PLYWOOD, 48" x 69" x 1/2", HEAT TREATED, MARKED | 12477-03
12477_drw.pdf | confidential Power LLC and | and trade and is given of the | information, is the to the receiver in confidence. document accepts the CUMMINS FIRE POWER LLC CORPORATE OFFICE AND | DESIGN UPFIT CENTER
12477_drw.pdf | and agrees ittrawdiellse(c1r)etnoitnfuosrematthieondotchuemreenitn,or(2a)nynoctopcyoptyhetrheeofdoocrumtehnet, | that, except ittrawdiellse(c1r)etnoitnfuosrematthieondotchuemreenitn,or(2a)nynoctopcyoptyhetrheeofdoocrumtehnet, | authorized in writing by 1600 BUERKLE ROAD WHITE BEAR LAKE, MN | LAWRENCE DRIVE DEPERE, WISCONSIN
12477_drw.pdf | therein, and dmoactuemreinatl,coorpiuepdonthdeermeafnrdo,m.retCuOrPnYRtIhGeHTdoCcuummmeinnts,Failrle | upon dmoactuemreinatl,coorpiuepdonthdeermeafnrdo,m.retCuOrPnYRtIhGeHTdoCcuummmeinnts,Failrle | of the need to retain cPoopwieersLtLhCereof, and
12477_drw.pdf | SPECIFIED | ALL | DIMENSION TOLERANCES AFREOR USE ON 9711 SKID
12477_drw.pdf | # 1 |  | MUENTIRTISC DWG UNITS: DRAWN BY:S DUBICK DATE: | 10/20/09
12477_drw.pdf |  |  | FO..RXXMX T==OL##ERAN00C..E84S DRAWING | NO:
12477_drw.pdf |  | ..FXXAXXBX | T==OLE##RAN00C..E00S6300 F..AXXBXT==OLE##RAN10C..E58S EST WEIGHT: 86.054 1 OF 1 12477
12478_drw.pdf | ITEM
12478_drw.pdf | 1 | 3 | LUMBER, 2 x 4 x 59, HEAT TREATED, MARKED | 12478-01
12478_drw.pdf | 2 | 2 | LUMBER, 2 x 4 x 81, HEAT TREATED, MARKED | 12478-02
12478_drw.pdf | 3 | 1 | PLYWOOD, 48" x 70 7/8" x 1/2", HEAT TREATED, MARKED | 12478-03
12478_drw.pdf | 4 | 1 | PLYWOOD, 36" x 70 7/8" x 1/2", HEAT TREATED, MARKED | 12478-04
12478_drw.pdf | 1.50
12478_drw.pdf |  |  | 70.88 B C
12478_drw.pdf | 3.38
12478_drw.pdf | confidential Power LLC and | and trade and is given of the | information, is the CUMMINS FIRE POWER LLC to the receiver in confidence. document accepts the CORPORATE OFFICE AND | DESIGN UPFIT CENTER
12478_drw.pdf | and agrees ittrawdiellse(c1r)etnoitnfuosrematthieondotchuemreenitn,or(2a)nynoctopcyoptyhetrheeofdoocrumtehnet, | that, except ittrawdiellse(c1r)etnoitnfuosrematthieondotchuemreenitn,or(2a)nynoctopcyoptyhetrheeofdoocrumtehnet, | authorized in writing by 1600 BUERKLE ROAD WHITE BEAR LAKE, MN | LAWRENCE DRIVE DEPERE, WISCONSIN
12478_drw.pdf | therein, and dmoactuemreinatl,coorpiuepdonthdeermeafnrdo,m.retCuOrPnYRtIhGeHTdoCcuummmeinnts,Failrle | upon dmoactuemreinatl,coorpiuepdonthdeermeafnrdo,m.retCuOrPnYRtIhGeHTdoCcuummmeinnts,Failrle | of the need to retain cPoopwieersLtLhCereof, and
12478_drw.pdf | SPECIFIED | ALL | DIMENSION TOLERANCES AFREOR USE ON 9711 SKID
12478_drw.pdf | # 1 |  | MUENTIRTISC DWG UNITS: DRAWN BY:S DUBICK DATE: | 10/20/09
12478_drw.pdf |  | ..FXXOXXRXM | ==TOL##ERA00N..C00E31S05 FO..RXXMX T==OL##ERAN00C..E84S DRAWING | NO:
12478_drw.pdf |  | ..FXXAXXBX | T==OLE##RAN00C..E00S6300 F..AXXBXT==OLE##RAN10C..E58S EST WEIGHT: 149.263 1 OF 1 12478
12479_drw.pdf | ITEM
12479_drw.pdf | 1 | 3 | LUMBER, 2 x 4 x 48, HEAT TREATED, MARKED | 12479-01
12479_drw.pdf | 2 | 1 | PLYWOOD, 48" x 84" x 1/2", HEAT TREATED, MARKED | 12479-02
12479_drw.pdf | TYP
12479_drw.pdf | confidential Power LLC and | and trade and is given of the | information, is the to the receiver in confidence. document accepts the CUMMINS FIRE POWER LLC CORPORATE OFFICE AND | DESIGN UPFIT CENTER
12479_drw.pdf | and agrees ittrawdiellse(c1r)etnoitnfuosrematthieondotchuemreenitn,or(2a)nynoctopcyoptyhetrheeofdoocrumtehnet, | that, except ittrawdiellse(c1r)etnoitnfuosrematthieondotchuemreenitn,or(2a)nynoctopcyoptyhetrheeofdoocrumtehnet, | authorized in writing by 1600 BUERKLE ROAD WHITE BEAR LAKE, MN | LAWRENCE DRIVE DEPERE, WISCONSIN
12479_drw.pdf | therein, and dmoactuemreinatl,coorpiuepdonthdeermeafnrdo,m.retCuOrPnYRtIhGeHTdoCcuummmeinnts,Failrle | upon dmoactuemreinatl,coorpiuepdonthdeermeafnrdo,m.retCuOrPnYRtIhGeHTdoCcuummmeinnts,Failrle | of the need to retain cPoopwieersLtLhCereof, and
12479_drw.pdf | SPECIFIED | ALL | DIMENSION TOLERANCES AFREOR USE ON 9711 SKID
12479_drw.pdf | # 1 |  | MUENTIRTISC DWG UNITS: DRAWN BY:S DUBICK DATE: | 10/20/09
12479_drw.pdf |  | .XXX= ..FXXOXXRXM | # 0.005 .XX= # 0.2 ==TOL##ERA00N..C00E31S05 FO..RXXMX T==OL##ERAN00C..E84S DRAWING | NO:
12479_drw.pdf |  | ..FXXAXXBX | T==OLE##RAN00C..E00S6300 F..AXXBXT==OLE##RAN10C..E58S EST WEIGHT: 80.730 1 OF 1 12479
12480_drw.pdf | ITEM
12480_drw.pdf | 1 | 2 | LUMBER, 2 x 4 x 56, HEAT TREATED, MARKED | 12480-01
12480_drw.pdf | 2 | 3 | LUMBER, 2 x 4 x 53, HEAT TREATED, MARKED | 12480-02
12480_drw.pdf | 3 | 1 | PLYWOOD, 8" x 64 7/8" x 1/2", HEAT TREATED, MARKED | 12480-03
12480_drw.pdf | 4 | 1 | PLYWOOD, 48" x 64.88" x 0.50", HEAT TREATED | 12480-04
12480_drw.pdf |  | 64.88
12480_drw.pdf | confidential Power LLC and | and trade and is given of the | information, is the to the receiver in confidence. document accepts the CUMMINS FIRE POWER LLC CORPORATE OFFICE AND | DESIGN UPFIT CENTER
12480_drw.pdf | and agrees ittrawdiellse(c1r)etnoitnfuosrematthieondotchuemreenitn,or(2a)nynoctopcyoptyhetrheeofdoocrumtehnet, | that, except ittrawdiellse(c1r)etnoitnfuosrematthieondotchuemreenitn,or(2a)nynoctopcyoptyhetrheeofdoocrumtehnet, | authorized in writing by 1600 BUERKLE ROAD WHITE BEAR LAKE, MN | LAWRENCE DRIVE DEPERE, WISCONSIN
12480_drw.pdf | therein, and dmoactuemreinatl,coorpiuepdonthdeermeafnrdo,m.retCuOrPnYRtIhGeHTdoCcuummmeinnts,Failrle | upon dmoactuemreinatl,coorpiuepdonthdeermeafnrdo,m.retCuOrPnYRtIhGeHTdoCcuummmeinnts,Failrle | of the need to retain cPoopwieersLtLhCereof, and
12480_drw.pdf | SPECIFIED | ALL | DIMENSION TOLERANCES AFREOR USE ON 9712 SKID
12480_drw.pdf | # 1 |  | MUENTIRTISC DWG UNITS: DRAWN BY:S DUBICK DATE: | 10/20/09
12480_drw.pdf |  |  | FO..RXXMX T==OL##ERAN00C..E84S DRAWING | NO:
12480_drw.pdf |  | ..FXXAXXBX | T==OLE##RAN00C..E00S6300 F..AXXBXT==OLE##RAN10C..E58S EST WEIGHT: 100.942 1 OF 1 12480
12481_drw.pdf | ITEM
12481_drw.pdf | 1 | 3 | LUMBER, 2 x 4 x 53, HEAT TREATED, MARKED | 12481-01
12481_drw.pdf | 2 | 2 | LUMBER, 2 x 4 x 93, HEAT TREATED, MARKED | 12481-02
12481_drw.pdf | 3 | 2 | PLYWOOD, 48" x 64.88" x 0.50", HEAT TREATED | 12481-04
12481_drw.pdf |  |  | 1.50
12481_drw.pdf |  |  | 64.88 B
12481_drw.pdf |  | (3.38)
12481_drw.pdf | confidential Power LLC and | and trade and is given of the | information, is the to the receiver in confidence. document accepts the CUMMINS FIRE POWER LLC CORPORATE OFFICE AND | DESIGN UPFIT CENTER
12481_drw.pdf | and agrees ittrawdiellse(c1r)etnoitnfuosrematthieondotchuemreenitn,or(2a)nynoctopcyoptyhetrheeofdoocrumtehnet, | that, except ittrawdiellse(c1r)etnoitnfuosrematthieondotchuemreenitn,or(2a)nynoctopcyoptyhetrheeofdoocrumtehnet, | authorized in writing by 1600 BUERKLE ROAD WHITE BEAR LAKE, MN | LAWRENCE DRIVE DEPERE, WISCONSIN
12481_drw.pdf | therein, and dmoactuemreinatl,coorpiuepdonthdeermeafnrdo,m.retCuOrPnYRtIhGeHTdoCcuummmeinnts,Failrle | upon dmoactuemreinatl,coorpiuepdonthdeermeafnrdo,m.retCuOrPnYRtIhGeHTdoCcuummmeinnts,Failrle | of the need to retain cPoopwieersLtLhCereof, and
12481_drw.pdf | SPECIFIED | ALL | DIMENSION TOLERANCES AFREOR USE ON 9712 SKID
12481_drw.pdf | # 1 |  | MUENTIRTISC DWG UNITS: DRAWN BY:S DUBICK DATE: | 10/20/09
12481_drw.pdf |  |  | FO..RXXMX T==OL##ERAN00C..E84S DRAWING | NO:
12481_drw.pdf |  | ..FXXAXXBX | T==OLE##RAN00C..E00S6300 F..AXXBXT==OLE##RAN10C..E58S EST WEIGHT: 162.367 1 OF 1 12481
12482_drw.pdf | ITEM
12482_drw.pdf | 1 | 3 | LUMBER, 2 x 4 x 56, HEAT TREATED, MARKED | 12482-01
12482_drw.pdf | 2 | 2 | PLYWOOD, 48" x 56" x 1/2", HEAT TREATED, MARKED | 12482-02
12482_drw.pdf |  |  | 56.00 A
12482_drw.pdf | confidential Power LLC and | and trade and is given of the | information, is the to the receiver in confidence. document accepts the CUMMINS FIRE POWER LLC CORPORATE OFFICE AND | DESIGN UPFIT CENTER
12482_drw.pdf | and agrees ittrawdiellse(c1r)etnoitnfuosrematthieondotchuemreenitn,or(2a)nynoctopcyoptyhetrheeofdoocrumtehnet, | that, except ittrawdiellse(c1r)etnoitnfuosrematthieondotchuemreenitn,or(2a)nynoctopcyoptyhetrheeofdoocrumtehnet, | authorized in writing by 1600 BUERKLE ROAD WHITE BEAR LAKE, MN | LAWRENCE DRIVE DEPERE, WISCONSIN
12482_drw.pdf | therein, and dmoactuemreinatl,coorpiuepdonthdeermeafnrdo,m.retCuOrPnYRtIhGeHTdoCcuummmeinnts,Failrle | upon dmoactuemreinatl,coorpiuepdonthdeermeafnrdo,m.retCuOrPnYRtIhGeHTdoCcuummmeinnts,Failrle | of the need to retain cPoopwieersLtLhCereof, and
12482_drw.pdf | SPECIFIED | ALL | DIMENSION TOLERANCES AFREOR USE ON 9712 SKID
12482_drw.pdf | # 1 |  | MUENTIRTISC DWG UNITS: DRAWN BY:S DUBICK DATE: | 10/20/09
12482_drw.pdf |  |  | FO..RXXMX T==OL##ERAN00C..E84S DRAWING | NO:
12482_drw.pdf |  | ..FXXAXXBX | T==OLE##RAN00C..E00S6300 F..AXXBXT==OLE##RAN10C..E58S EST WEIGHT: 104.364 1 OF 1 12482
12483_drw.pdf | ITEM
12483_drw.pdf | 1 | 2 | LUMBER, 2 x 4 x 48, HEAT TREATED, MARKED | 12483-01
12483_drw.pdf | 2 | 2 | LUMBER, 2 x 4 x 65, HEAT TREATED, MARKED | 12483-02
12483_drw.pdf | 3 | 1 | PLYWOOD, 48" x 75" x 1/2", HEAT TREATED, MARKED | 12483-03
12483_drw.pdf | confidential Power LLC and | and trade and is given of the | information, is the to the receiver in confidence. document accepts the CUMMINS FIRE POWER LLC CORPORATE OFFICE AND | DESIGN UPFIT CENTER
12483_drw.pdf | and agrees ittrawdiellse(c1r)etnoitnfuosrematthieondotchuemreenitn,or(2a)nynoctopcyoptyhetrheeofdoocrumtehnet, | that, except ittrawdiellse(c1r)etnoitnfuosrematthieondotchuemreenitn,or(2a)nynoctopcyoptyhetrheeofdoocrumtehnet, | authorized in writing by 1600 BUERKLE ROAD WHITE BEAR LAKE, MN | LAWRENCE DRIVE DEPERE, WISCONSIN
12483_drw.pdf | therein, and dmoactuemreinatl,coorpiuepdonthdeermeafnrdo,m.retCuOrPnYRtIhGeHTdoCcuummmeinnts,Failrle | upon dmoactuemreinatl,coorpiuepdonthdeermeafnrdo,m.retCuOrPnYRtIhGeHTdoCcuummmeinnts,Failrle | of the need to retain cPoopwieersLtLhCereof, and
12483_drw.pdf | SPECIFIED | ALL | DIMENSION TOLERANCES AFREOR USE ON 9713 SKID
12483_drw.pdf | # 1 |  | MUENTIRTISC DWG UNITS: DRAWN BY:S DUBICK DATE: | 10/20/09
12483_drw.pdf |  |  | FO..RXXMX T==OL##ERAN00C..E84S DRAWING | NO:
12483_drw.pdf |  | ..FXXAXXBX | T==OLE##RAN00C..E00S6300 F..AXXBXT==OLE##RAN10C..E58S EST WEIGHT: 102.112 1 OF 1 12483
12484_drw.pdf | ITEM
12484_drw.pdf | 1 | 3 | LUMBER, 2 x 4 x 65, HEAT TREATED, MARKED | 12484-01
12484_drw.pdf | 2 | 2 | LUMBER, 2 x 4 x 93, HEAT TREATED, MARKED | 12484-02
12484_drw.pdf | 3 | 2 | PLYWOOD, 48" x 76 3/4" x 1/2", HEAT TREATED, MARKED | 12484-03
12484_drw.pdf |  |  | 76.75 A
12484_drw.pdf | TphriospedrotcyumoefntCucmomnitnasinFsirceonPfoiwdeerntLiLaClaanndditsragdievesnectroetthienfroercmeaitvieorn,iniscotnhfeidence. and | TphriospedrotcyumoefntCucmomnitnasinFsirceonPfoiwdeerntLiLaClaanndditsragdievesnectroetthienfroercmeaitvieorn,iniscotnhfeidence. of the | CUMMINS FIRE POWER LLC document accepts the CORPORATE OFFICE AND | DESIGN UPFIT CENTER
12484_drw.pdf | and agrees ittrawdiellse(c1r)etnoitnfuosrematthieondotchuemreenitn,or(2a)nynoctopcyoptyhetrheeofdoocrumtehnet, | that, except ittrawdiellse(c1r)etnoitnfuosrematthieondotchuemreenitn,or(2a)nynoctopcyoptyhetrheeofdoocrumtehnet, | authorized in writing by 1600 BUERKLE ROAD WHITE BEAR LAKE, MN | LAWRENCE DRIVE DEPERE, WISCONSIN
12484_drw.pdf | therein, and dmoactuemreinatl,coorpiuepdonthdeermeafnrdo,m.retCuOrPnYRtIhGeHTdoCcuummmeinnts,Failrle | upon dmoactuemreinatl,coorpiuepdonthdeermeafnrdo,m.retCuOrPnYRtIhGeHTdoCcuummmeinnts,Failrle | of the need to retain cPoopwieersLtLhCereof, and
12484_drw.pdf | SPECIFIED | ALL | DIMENSION TOLERANCES AFREOR USE ON 9713 SKID
12484_drw.pdf | # 1 |  | MUENTIRTISC DWG UNITS: DRAWN BY:S DUBICK DATE: | 10/20/09
12484_drw.pdf |  |  | FO..RXXMX T==OL##ERAN00C..E84S DRAWING | NO:
12484_drw.pdf |  | ..FXXAXXBX | T==OLE##RAN00C..E00S6300 F..AXXBXT==OLE##RAN10C..E58S EST WEIGHT: 207.178 1 OF 1 12484
12485_drw.pdf | ITEM
12485_drw.pdf | 1 | 3 | LUMBER, 2 x 4 x 48, HEAT TREATED, MARKED | 12485-01
12485_drw.pdf | 2 | 1 | PLYWOOD, 48" x 96" x 1/2", HEAT TREATED, MARKED | 12485-02
12485_drw.pdf |  |  | TYP
12485_drw.pdf | confidential Power LLC and | and trade and is given of the | information, is the to the receiver in confidence. document accepts the CUMMINS FIRE POWER LLC CORPORATE OFFICE AND | DESIGN UPFIT CENTER
12485_drw.pdf | and agrees ittrawdiellse(c1r)etnoitnfuosrematthieondotchuemreenitn,or(2a)nynoctopcyoptyhetrheeofdoocrumtehnet, | that, except ittrawdiellse(c1r)etnoitnfuosrematthieondotchuemreenitn,or(2a)nynoctopcyoptyhetrheeofdoocrumtehnet, | authorized in writing by 1600 BUERKLE ROAD WHITE BEAR LAKE, MN | LAWRENCE DRIVE DEPERE, WISCONSIN
12485_drw.pdf | dmoactuemreinatl,coorpiuepdonthdeermeafnrdo,m.retCuOrPnYRtIhGeHTdoCcuummmeinnts,Failrle | dmoactuemreinatl,coorpiuepdonthdeermeafnrdo,m.retCuOrPnYRtIhGeHTdoCcuummmeinnts,Failrle | cPoopwieersLtLhCereof, and
12485_drw.pdf | SPECIFIED | ALL | DIMENSION TOLERANCES AFREOR USE ON 9713 SKID
12485_drw.pdf | # 1 |  | MUENTIRTISC DWG UNITS: DRAWN BY:S DUBICK DATE: | 10/20/09
12485_drw.pdf |  |  | FO..RXXMX T==OL##ERAN00C..E84S DRAWING | NO:
12485_drw.pdf |  | ..FXXAXXBX | T==OLE##RAN00C..E00S6300 F..AXXBXT==OLE##RAN10C..E58S EST WEIGHT: 94.770 1 OF 1 12485
12486_drw.pdf | ITEM
12486_drw.pdf | 1 | 2 | LUMBER, 2 x 4 x 48, HEAT TREATED, MARKED | 12486-01
12486_drw.pdf | 2 | 2 | LUMBER, 2 x 4 x 65, HEAT TREATED, MARKED | 12486-02
12486_drw.pdf | 3 | 1 | PLYWOOD, 48" x 77 1/2" x 1/2", HEAT TREATED, MARKED | 12487-03
12486_drw.pdf | 77.50 | A
12486_drw.pdf | confidential Power LLC and | and trade and is given of the | information, is the to the receiver in confidence. document accepts the CUMMINS FIRE POWER LLC CORPORATE OFFICE AND | DESIGN UPFIT CENTER
12486_drw.pdf | and agrees ittrawdiellse(c1r)etnoitnfuosrematthieondotchuemreenitn,or(2a)nynoctopcyoptyhetrheeofdoocrumtehnet, | that, except ittrawdiellse(c1r)etnoitnfuosrematthieondotchuemreenitn,or(2a)nynoctopcyoptyhetrheeofdoocrumtehnet, | authorized in writing by 1600 BUERKLE ROAD WHITE BEAR LAKE, MN | LAWRENCE DRIVE DEPERE, WISCONSIN
12486_drw.pdf | therein, and dmoactuemreinatl,coorpiuepdonthdeermeafnrdo,m.retCuOrPnYRtIhGeHTdoCcuummmeinnts,Failrle | upon dmoactuemreinatl,coorpiuepdonthdeermeafnrdo,m.retCuOrPnYRtIhGeHTdoCcuummmeinnts,Failrle | of the need to retain cPoopwieersLtLhCereof, and
12486_drw.pdf | SPECIFIED | ALL | DIMENSION TOLERANCES AFREOR USE ON 9715 SKID
12486_drw.pdf | # 1 |  | MUENTIRTISC DWG UNITS: DRAWN BY:S DUBICK DATE: | 10/20/09
12486_drw.pdf |  |  | FO..RXXMX T==OL##ERAN00C..E84S DRAWING | NO:
12486_drw.pdf |  | ..FXXAXXBX | T==OLE##RAN00C..E00S6300 F..AXXBXT==OLE##RAN10C..E58S EST WEIGHT: 116.474 1 OF 1 12486
12487_drw.pdf | ITEM
12487_drw.pdf | 1 | 4 | LUMBER, 2 x 4 x 53, HEAT TREATED, MARKED | 12487-01
12487_drw.pdf | 2 | 2 | LUMBER, 2 x 4 x 111, HEAT TREATED, MARKED | 12487-02
12487_drw.pdf | 3 | 2 | PLYWOOD, 48" x 77 1/2" x 1/2", HEAT TREATED, MARKED | 12487-03
12487_drw.pdf | 4 | 1 | PLYWOOD, 18" x 77 1/2" x 1/2", HEAT TREATED, MARKED | 12487-04
12487_drw.pdf | confidential Power LLC and | and trade and is given of the | information, is the to the receiver in confidence. document accepts the CUMMINS FIRE POWER LLC CORPORATE OFFICE AND | DESIGN UPFIT CENTER
12487_drw.pdf | and agrees ittrawdiellse(c1r)etnoitnfuosrematthieondotchuemreenitn,or(2a)nynoctopcyoptyhetrheeofdoocrumtehnet, | that, except ittrawdiellse(c1r)etnoitnfuosrematthieondotchuemreenitn,or(2a)nynoctopcyoptyhetrheeofdoocrumtehnet, | authorized in writing by 1600 BUERKLE ROAD WHITE BEAR LAKE, MN | LAWRENCE DRIVE DEPERE, WISCONSIN
12487_drw.pdf | therein, and dmoactuemreinatl,coorpiuepdonthdeermeafnrdo,m.retCuOrPnYRtIhGeHTdoCcuummmeinnts,Failrle | upon dmoactuemreinatl,coorpiuepdonthdeermeafnrdo,m.retCuOrPnYRtIhGeHTdoCcuummmeinnts,Failrle | of the need to retain cPoopwieersLtLhCereof, and
12487_drw.pdf | SPECIFIED | ALL | DIMENSION TOLERANCES AFREOR USE ON 9715 SKID
12487_drw.pdf | # 1 |  | MUENTIRTISC DWG UNITS: DRAWN BY:S DUBICK DATE: | 10/20/09
12487_drw.pdf |  |  | FO..RXXMX T==OL##ERAN00C..E84S DRAWING | NO:
12487_drw.pdf |  | ..FXXAXXBX | T==OLE##RAN00C..E00S6300 F..AXXBXT==OLE##RAN10C..E58S EST WEIGHT: 265.415 1 OF 1 12487
12488_drw.pdf | 1 | 4 | LUMBER, 2 x 4 x 48, HEAT TREATED, MARKED | 12488-01
12488_drw.pdf | 3 | 1 | PLYWOOD, 18" x 48" x 1/2", HEAT TREATED, | MARKED12488-03
12488_drw.pdf | 2.00
12488_drw.pdf |  |  | 48.00
12489_drw.pdf | ITEM
12489_drw.pdf | 1 | 2 | LUMBER, 2 x 4 x 60, HEAT TREATED & MARKED"HT" | 12489-01
12489_drw.pdf | 2 | 3 | LUMBER, 2 x 4 x 71.5, HEAT TREATED & MARKED | 12489-02
12489_drw.pdf | 3 | 1 | PLYWOOD, 48" x 81 1/2" x 1/2", HEAT TREATED, MARKED | 12489-03
12489_drw.pdf | 4 | 1 | PLYWOOD, 12" x 81 1/2" x 1/2", HEAT TREATED, MARKED | 12489-04
12489_drw.pdf | A B
12489_drw.pdf | confidential Power LLC and | and trade and is given of the | information, is the to the receiver in confidence. document accepts the CUMMINS FIRE POWER LLC CORPORATE OFFICE AND | DESIGN UPFIT CENTER
12489_drw.pdf | and agrees ittrawdiellse(c1r)etnoitnfuosrematthieondotchuemreenitn,or(2a)nynoctopcyoptyhetrheeofdoocrumtehnet, | that, except ittrawdiellse(c1r)etnoitnfuosrematthieondotchuemreenitn,or(2a)nynoctopcyoptyhetrheeofdoocrumtehnet, | authorized in writing by 1600 BUERKLE ROAD WHITE BEAR LAKE, MN | LAWRENCE DRIVE DEPERE, WISCONSIN
12489_drw.pdf | therein, and dmoactuemreinatl,coorpiuepdonthdeermeafnrdo,m.retCuOrPnYRtIhGeHTdoCcuummmeinnts,Failrle | upon dmoactuemreinatl,coorpiuepdonthdeermeafnrdo,m.retCuOrPnYRtIhGeHTdoCcuummmeinnts,Failrle | of the need to retain cPoopwieersLtLhCereof, and
12489_drw.pdf | SPECIFIED | ALL | DIMENSION TOLERANCES AFREOR USE ON 12577 /12587
12489_drw.pdf | # 1 |  | MUENTIRTISC DWG UNITS: DRAWN BY:S DUBICK DATE: | 10/26/09
12489_drw.pdf |  |  | FO..RXXMX T==OL##ERAN00C..E84S DRAWING | NO:
12489_drw.pdf |  | ..FXXAXXBX | T==OLE##RAN00C..E00S6300 F..AXXBXT==OLE##RAN10C..E58S EST WEIGHT: 118.889 1 OF 1 12489
12490_drw.pdf | ITEM
12490_drw.pdf | 1 | 2 | PLYWOOD, 48" x 81 1/2" x 1/2", HEAT TREATED, MARKED | 12489-03
12490_drw.pdf | 2 | 1 | PLYWOOD, 12" x 81 1/2" x 1/2", HEAT TREATED, MARKED | 12489-04
12490_drw.pdf | 3 | 4 | LUMBER, 2 x 4 x 70, HEAT TREATED & MARKED"HT" | 12490-01
12490_drw.pdf | 4 | 2 | LUMBER, 2 x 4 x 105, HEAT TREATED & MARKED"HT" | 12490-02
12490_drw.pdf | confidential Power LLC and | and trade and is given of the | information, is the to the receiver in confidence. document accepts the CUMMINS FIRE POWER LLC CORPORATE OFFICE AND | DESIGN UPFIT CENTER
12490_drw.pdf | and agrees ittrawdiellse(c1r)etnoitnfuosrematthieondotchuemreenitn,or(2a)nynoctopcyoptyhetrheeofdoocrumtehnet, | that, except ittrawdiellse(c1r)etnoitnfuosrematthieondotchuemreenitn,or(2a)nynoctopcyoptyhetrheeofdoocrumtehnet, | authorized in writing by 1600 BUERKLE ROAD WHITE BEAR LAKE, MN | LAWRENCE DRIVE DEPERE, WISCONSIN
12490_drw.pdf | therein, and dmoactuemreinatl,coorpiuepdonthdeermeafnrdo,m.retCuOrPnYRtIhGeHTdoCcuummmeinnts,Failrle | upon dmoactuemreinatl,coorpiuepdonthdeermeafnrdo,m.retCuOrPnYRtIhGeHTdoCcuummmeinnts,Failrle | of the need to retain cPoopwieersLtLhCereof, and
12490_drw.pdf | SPECIFIED | ALL | DIMENSION TOLERANCES AFREOR USE ON 12587 SKID
12490_drw.pdf | # 1 |  | MUENTIRTISC DWG UNITS: DRAWN BY:S DUBICK DATE: | 10/26/09
12490_drw.pdf |  |  | FO..RXXMX T==OL##ERAN00C..E84S DRAWING | NO:
12490_drw.pdf |  | ..FXXAXXBX | T==OLE##RAN00C..E00S6300 F..AXXBXT==OLE##RAN10C..E58S EST WEIGHT: 161.721 1 OF 1 12490
12492_drw.pdf | 1 | 2 | PANEL, CRATE END, FOR USE ON 9712 SKID | 12480
12492_drw.pdf | 2 | 2 | PANEL, CRATE SIDE, FOR USE ON 9712 SKID | 12481
12492_drw.pdf | 3 | 1 | COVER, CRATE, FOR USE ON 9712 SKID | 12482
12492_drw.pdf | 4 | 1 | SKID, ENCLOSED, 56 X 96 SHIPPING | A042C953
12492_drw.pdf |  | 4 | 2
12492_drw.pdf | document | accepts the | CUMMINS FIRE POWER LLC CORPORATE OFFICE | DESIGN UPFIT CENTER
12492_drw.pdf | (2) not | copy the | document, WHITE BEAR LAKE, MN WWW.CUMMINSFIREPOWER.COM | DEPERE, WISCONSIN
12492_drw.pdf |  | cPoopwieersLtLhCereof, | and CRATE, SHIPPING
12492_drw.pdf | DIMENSION |  | ACREFP11E, ENGINE ONLY
12492_drw.pdf | IMUPNEIRTISAL |  | DWG UNITS: DRAWN BY:S DUBICK | 10/20/09
12493_drw.pdf | ITEM
12493_drw.pdf | 1 | 2 | PANEL, CRATE END, FOR USE ON 9713 SKID | 12483
12493_drw.pdf | 2 | 2 | PANEL, CRATE SIDE, FOR USE ON 9713 SKID | 12484
12493_drw.pdf | 3 | 1 | COVER, CRATE, FOR USE ON 9713 SKID | 12485
12493_drw.pdf | 4 | 1 | SKID, ENCLOSED, 48 X 96 SHIPPING | A042C952
12493_drw.pdf | 1
12493_drw.pdf |  |  | 4 2
12493_drw.pdf | TphriospedrotcyumoefntCucmomnitnasinFsirceonPfoiwdeerntLiLaClaanndditsragdievesnectroetthienfroercmeaitvieorn,iniscotnhfeidence. and | TphriospedrotcyumoefntCucmomnitnasinFsirceonPfoiwdeerntLiLaClaanndditsragdievesnectroetthienfroercmeaitvieorn,iniscotnhfeidence. of the | CUMMINS FIRE POWER LLC document accepts the CORPORATE OFFICE AND | DESIGN UPFIT CENTER
12493_drw.pdf | secret | therein, | itnhewrreiotfinogr btyhe 1600 BUERKLE ROAD (2) not copy the document, WHITE BEAR LAKE, MN | LAWRENCE DRIVE DEPERE, WISCONSIN
12493_drw.pdf | dmoactuemreinatl,coorpiuepdonthdeermeafnrdo,m.retCuOrPnYRtIhGeHTdoCcuummmeinnts,Failrle | dmoactuemreinatl,coorpiuepdonthdeermeafnrdo,m.retCuOrPnYRtIhGeHTdoCcuummmeinnts,Failrle | cPoopwieersLtLhCereof, and
12493_drw.pdf | SPECIFIED | ALL | DIMENSION TOLERANCES ACREFP33 & 39 W/ BASE
12493_drw.pdf | # 1 |  | MUENTIRTISC DWG UNITS: DRAWN BY:S DUBICK DATE: | 10/20/09
12493_drw.pdf |  |  | FO..RXXMX T==OL##ERAN00C..E84S DRAWING | NO:
12493_drw.pdf |  | ..FXXAXXBX | T==OLE##RAN00C..E00S6300 F..AXXBXT==OLE##RAN10C..E58S EST WEIGHT: 369.662 1 OF 1 12493
12494_drw.pdf | ITEM | QTY
12494_drw.pdf | 1 | 2 | PANEL, CRATE END, FOR USE ON 9715 SKID | 12486
12494_drw.pdf | 4 | 1 | SKID, ENCLOSED, 48 X 114 SHIPPING | A042C951
12495_drw.pdf | ITEM
12495_drw.pdf | 1 | 2 | PLYWOOD, 48" x 60" x 1/2", HEAT TREATED, MARKED | 12423_04
12495_drw.pdf | 2 | 4 | LUMBER, 2 x 4 x 60, HEAT TREATED & MARKED"HT" | 12495-01
12495_drw.pdf | 3 | 1 | PLYWOOD, 12" x 60" x 1/2", HEAT TREATED, MARKED | 12495-04
12495_drw.pdf | confidential Power LLC and | and trade and is given of the | information, is the to the receiver in confidence. document accepts the CUMMINS FIRE POWER LLC CORPORATE OFFICE AND | DESIGN UPFIT CENTER
12495_drw.pdf | and agrees ittrawdiellse(c1r)etnoitnfuosrematthieondotchuemreenitn,or(2a)nynoctopcyoptyhetrheeofdoocrumtehnet, | that, except ittrawdiellse(c1r)etnoitnfuosrematthieondotchuemreenitn,or(2a)nynoctopcyoptyhetrheeofdoocrumtehnet, | authorized in writing by 1600 BUERKLE ROAD WHITE BEAR LAKE, MN | LAWRENCE DRIVE DEPERE, WISCONSIN
12495_drw.pdf | therein, and dmoactuemreinatl,coorpiuepdonthdeermeafnrdo,m.retCuOrPnYRtIhGeHTdoCcuummmeinnts,Failrle | upon dmoactuemreinatl,coorpiuepdonthdeermeafnrdo,m.retCuOrPnYRtIhGeHTdoCcuummmeinnts,Failrle | of the need to retain cPoopwieersLtLhCereof, and
12495_drw.pdf | SPECIFIED | ALL | DIMENSION TOLERANCES AFREOR USE ON 12587 SKID
12495_drw.pdf | # 1 |  | MUENTIRTISC DWG UNITS: DRAWN BY:S DUBICK DATE: | 10/26/09
12495_drw.pdf |  |  | FO..RXXMX T==OL##ERAN00C..E84S DRAWING | NO:
12495_drw.pdf |  | ..FXXAXXBX | T==OLE##RAN00C..E00S6300 F..AXXBXT==OLE##RAN10C..E58S EST WEIGHT: 97.335 1 OF 1 12495
12496_drw.pdf | 1 | 4 | LUMBER, 2x4x72, HEAT TREATED & MARKED | 12496-01
12496_drw.pdf | 2 | 2 | LUMBER, 2x4x141, HEAT TREATED & MARKED | 12496-02
12496_drw.pdf | 3 | 3 | PLYWOOD, 48" x 82" x 1/2", HEAT TREATED, | MARKE1D2496-03
12496_drw.pdf |  |  | A
12496_drw.pdf |  |  | 82.00
12496_drw.pdf | to the document as authorized | in accepts the in | confidence. by CUMMINS FIRE POWER LLC CORPORATE OFFICE | DESIGN UPFIT CENTER
12496_drw.pdf | ittrawdiellse(c1r)etnoitnfuosrematthieondotchuemreenitn,or(2a)nynoctopcyoptyhetrheeofdoocrumtehnet, or the | ittrawdiellse(c1r)etnoitnfuosrematthieondotchuemreenitn,or(2a)nynoctopcyoptyhetrheeofdoocrumtehnet, | or trade WHITE BEAR LAKE, MN WWW.CUMMINSFIREPOWER.COM | DEPERE, WISCONSIN
12496_drw.pdf |  | cPoopwieersLtLhCereof, | and PANEL, CRATE SIDE
12496_drw.pdf | DIMENSION |  | AFREOR USE ON 12577 SKID
12496_drw.pdf | IMUPNEIRTISAL |  | DWG UNITS: DRAWN BY:S DUBICK | 10/27/09
12497_drw.pdf | 1 | 3 | PLYWOOD, 48" x 60" x 1/2", HEAT TREATED, | MARKE1D2423_04
12497_drw.pdf | 2 | 4 | LUMBER, 2 x 4 x 60, HEAT TREATED &
12497_drw.pdf |  |  | AND ATTACHED AT FINAL CLOSURE.
12497_drw.pdf | to the the document as | receiver accepts in | confidence. the writing by CUMMINS FIRE POWER LLC CORPORATE OFFICE | DESIGN UPFIT CENTER
12497_drw.pdf | ittrawdiellse(c1r)etnoitnfuosrematthieondotchuemreenitn,or(2a)nynoctopcyoptyhetrheeofdoocrumtehnet, or the | ittrawdiellse(c1r)etnoitnfuosrematthieondotchuemreenitn,or(2a)nynoctopcyoptyhetrheeofdoocrumtehnet, confidential | WHITE BEAR LAKE, MN or trade WWW.CUMMINSFIREPOWER.COM | DEPERE, WISCONSIN
12497_drw.pdf |  | cPoopwieersLtLhCereof, | anCd OVER, CRATE
12497_drw.pdf | DIMENSION |  | USE ON 12577 SKID
12497_drw.pdf |  |  | DWG UNITS: DRAWN BY:S DUBICK | 10/26/09
12498_drw.pdf | 1 | 1 | COVER, CRATE, FOR USE ON 12577 SKID | 12497
12498_drw.pdf | 2 | 1 | SKID, ENCLOSED, 60 x 144, CFP15E HORIZ | FRAMAE057W054
12498_drw.pdf |  |  | 1
12498_drw.pdf |  |  | 2 B
12498_drw.pdf | B
12498_drw.pdf | information, receiver | is the in | CUMMINS FIRE POWER LLC | DESIGN
12498_drw.pdf | authorized in | writing | by 1600 BUERKLE ROAD 875 WHITE BEAR LAKE, MN | LAWRENCE DRIVE WISCONSIN
12498_drw.pdf | confidential of the need | or to retain | WWW.CUMMINSFIREPOWER.COM
12498_drw.pdf |  |  | CRATE, SHIPPING
12499_drw.pdf | ITEM | QTY
12499_drw.pdf | 1 | 2 | PANEL, CRATE END, FOR USE ON 12577 /12587 | 12489
12499_drw.pdf | 4 | 1 | SKID, ENCLOSED, 60 X 108 SHIPPING | A042C950
12500-01_drw.pdf | 1 | 1 | FRAME, WELDMENT, STANDARD, CFP5.9/7E, | CFP8.3/9E9891
12500-01_drw.pdf | 2 | 2 | ANGLE, HRS, 8.0 X 8.0 X 0.50, 26.00" | 12504
12500-01_drw.pdf | 3 | 2 | PLATE, PUMP BRACE, .25" x 7.00" x 22.00" | 13627
12500-01_drw.pdf |  |  | .25 TYP
12500-01_drw.pdf |  |  | 26.00
12500-01_drw.pdf | to the the document as | receiver accepts in | confidence. the writing by CUMMINS FIRE POWER LLC CORPORATE OFFICE | DESIGN UPFIT CENTER
12500-01_drw.pdf | ittrawdiellse(c1r)etnoitnfuosrematthieondotchuemreenitn,or(2a)nynoctopcyoptyhetrheeofdoocrumtehnet, or the | ittrawdiellse(c1r)etnoitnfuosrematthieondotchuemreenitn,or(2a)nynoctopcyoptyhetrheeofdoocrumtehnet, confidential | WHITE BEAR LAKE, MN or trade WWW.CUMMINSFIREPOWER.COM | DEPERE, WISCONSIN
12500-01_drw.pdf |  | cPoopwieersLtLhCereof, | anFd RAME, AURORA PUMP #110
12500-01_drw.pdf | DIMENSION
12500-01_drw.pdf |  |  | DWG UNITS: DRAWN BY:S DUBICK | 01/02/09
12500-02_drw.pdf | 1 | 1 | FRAME, WELDMENT, STANDARD, CFP5.9/7E, | CFP8.3/9E9891
12500-02_drw.pdf | 2 | 2 | ANGLE, HRS, 8.0 X 8.0 X 0.50, 26.00" | 12504
12500-02_drw.pdf | 3 | 2 | PLATE, PUMP BRACE, .25" x 3.00" x 22.00" | 12506
12500-02_drw.pdf | 8.00
12500-02_drw.pdf |  |  | TYP
12500-02_drw.pdf | TYP
12500-02_drw.pdf |  |  | 26.00
12500-02_drw.pdf |  |  | 29.00
12500-02_drw.pdf | to the the document as | receiver accepts in | confidence. the writing by CUMMINS FIRE POWER LLC CORPORATE OFFICE | DESIGN UPFIT CENTER
12500-02_drw.pdf | ittrawdiellse(c1r)etnoitnfuosrematthieondotchuemreenitn,or(2a)nynoctopcyoptyhetrheeofdoocrumtehnet, or the | ittrawdiellse(c1r)etnoitnfuosrematthieondotchuemreenitn,or(2a)nynoctopcyoptyhetrheeofdoocrumtehnet, confidential | WHITE BEAR LAKE, MN or trade WWW.CUMMINSFIREPOWER.COM | DEPERE, WISCONSIN
12500-02_drw.pdf |  | cPoopwieersLtLhCereof, | anFd RAME, AURORA PUMP #124
12500-02_drw.pdf | DIMENSION
12500-02_drw.pdf |  |  | DWG UNITS: DRAWN BY:S DUBICK | 01/02/09
12500-03_drw.pdf | 1 | 1 | FRAME, WELDMENT, STANDARD, CFP5.9/7E, | CFP8.3/9E9891
12500-03_drw.pdf | 2 | 2 | ANGLE, HRS, 8.0 X 8.0 X 0.50, 26.00" | 12504
12500-03_drw.pdf | 3 | 2 | PLATE, PUMP BRACE, .25" x 6.00" x 22.00" | 13627-01
12500-03_drw.pdf |  |  | TYP
12500-03_drw.pdf | TYP | .25
12500-03_drw.pdf | 8.00
12500-03_drw.pdf | to the the document as | receiver accepts in | confidence. the writing by CUMMINS FIRE POWER LLC CORPORATE OFFICE | DESIGN UPFIT CENTER
12500-03_drw.pdf | ittrawdiellse(c1r)etnoitnfuosrematthieondotchuemreenitn,or(2a)nynoctopcyoptyhetrheeofdoocrumtehnet, or the | ittrawdiellse(c1r)etnoitnfuosrematthieondotchuemreenitn,or(2a)nynoctopcyoptyhetrheeofdoocrumtehnet, confidential | WHITE BEAR LAKE, MN or trade WWW.CUMMINSFIREPOWER.COM | DEPERE, WISCONSIN
12500-03_drw.pdf |  | cPoopwieersLtLhCereof, | anFd RAME, AURORA PUMP #111
12500-03_drw.pdf | DIMENSION
12500-03_drw.pdf |  |  | DWG UNITS: DRAWN BY:S DUBICK | 01/02/09
12500-04_drw.pdf | 1 | 1 | FRAME, WELDMENT, STANDARD, CFP5.9/7E, | CFP8.3/9E9891
12500-04_drw.pdf | 2 | 2 | ANGLE, HRS, 8.0 X 8.0 X 0.50, 26.00" | 12504
12500-04_drw.pdf | 3 | 2 | PLATE, PUMP BRACE, .25" x 4.75" x 22.00" | 12505
12500-04_drw.pdf |  | 10.00
12500-04_drw.pdf | TYP
12500-04_drw.pdf |  |  | 29.00
12500-04_drw.pdf | to the the document as | receiver accepts in | confidence. the writing by CUMMINS FIRE POWER LLC CORPORATE OFFICE | DESIGN UPFIT CENTER
12500-04_drw.pdf | or the | confidential | WHITE BEAR LAKE, MN or trade WWW.CUMMINSFIREPOWER.COM | DEPERE, WISCONSIN
12500-04_drw.pdf |  | cPoopwieersLtLhCereof, | anFd RAME, AURORA PUMP #112
12500-04_drw.pdf | DIMENSION
12500-04_drw.pdf |  |  | DWG UNITS: DRAWN BY:S DUBICK | 01/02/09
12500-05_drw.pdf | 1 | 1 | FRAME, WELDMENT, STANDARD, CFP5.9/7E, | CFP8.3/9E9891
12500-05_drw.pdf | 2 | 2 | ANGLE, HRS, 8.0 X 8.0 X 0.50, 26.00" | 12504
12500-05_drw.pdf | 3 | 2 | PLATE, PUMP BRACE, .25" x 4.75" x 22.00" | 12505
12500-05_drw.pdf | 10.00
12500-05_drw.pdf |  |  | TYP
12500-05_drw.pdf | TYP
12500-05_drw.pdf |  |  | 26.00
12500-05_drw.pdf | to the the document as | receiver accepts in | confidence. the writing by CUMMINS FIRE POWER LLC CORPORATE OFFICE | DESIGN UPFIT CENTER
12500-05_drw.pdf | ittrawdiellse(c1r)etnoitnfuosrematthieondotchuemreenitn,or(2a)nynoctopcyoptyhetrheeofdoocrumtehnet, or the | ittrawdiellse(c1r)etnoitnfuosrematthieondotchuemreenitn,or(2a)nynoctopcyoptyhetrheeofdoocrumtehnet, confidential | WHITE BEAR LAKE, MN or trade WWW.CUMMINSFIREPOWER.COM | DEPERE, WISCONSIN
12500-05_drw.pdf |  | cPoopwieersLtLhCereof, | anFd RAME, AURORA PUMP #113
12500-05_drw.pdf | DIMENSION
12500-05_drw.pdf |  |  | DWG UNITS: DRAWN BY:S DUBICK | 01/02/09
12500-06_drw.pdf | 1 | 1 | FRAME, WELDMENT, STANDARD, CFP5.9/7E, | CFP8.3/9E9891
12500-06_drw.pdf | 2 | 2 | ANGLE, HRS, 8.0 X 8.0 X 0.50, 26.00" | 12504
12500-06_drw.pdf | 3 | 2 | PLATE, PUMP BRACE, .25" x 4.75" x 22.00" | 12505
12500-06_drw.pdf | 10.00
12500-06_drw.pdf |  |  | TYP
12500-06_drw.pdf | TYP
12500-06_drw.pdf | 8.00
12500-06_drw.pdf |  |  | 29.00
12500-06_drw.pdf | to the the document as | receiver accepts in | confidence. the writing by CUMMINS FIRE POWER LLC CORPORATE OFFICE | DESIGN UPFIT CENTER
12500-06_drw.pdf | or the | confidential | WHITE BEAR LAKE, MN or trade WWW.CUMMINSFIREPOWER.COM | DEPERE, WISCONSIN
12500-06_drw.pdf |  | cPoopwieersLtLhCereof, | anFd RAME, AURORA PUMP #106
12500-06_drw.pdf | DIMENSION
12500-06_drw.pdf |  |  | DWG UNITS: DRAWN BY:S DUBICK | 01/02/09
12500-07_drw.pdf | ITEM
12500-07_drw.pdf | 1 | 1 | FRAME, WELDMENT, STD, MID RISE, CFP5.9/7E,
12500-07_drw.pdf |  |  | 8.0 X 8.0 X 0.50, 26.00" LENGTH | 12504
12500-07_drw.pdf |  |  |  | 13627-05
12500-07_drw.pdf |  | 9.00
12500-07_drw.pdf |  |  | 18.00
12500-07_drw.pdf |  |  | TYP
12500-07_drw.pdf |  | TYP | .25
12500-07_drw.pdf |  |  | B
12500-07_drw.pdf |  |  | 26.00
12500-07_drw.pdf | and LLC and retaining | trade secret given to the of the | information, is the receiver in confidence. accepts the CUMMINS FIRE POWER LLC CORPORATE OFFICE AND | DESIGN UPFIT CENTER
12500-07_drw.pdf | agrees that, ittrawdiellse(c1r)etnoitnfuosrematthieondotchuemreenitn,or(2a)nynoctopcyoptyhetrheeofdoocrumtehnet, | except as ittrawdiellse(c1r)etnoitnfuosrematthieondotchuemreenitn,or(2a)nynoctopcyoptyhetrheeofdoocrumtehnet, | in writing by 1600 BUERKLE ROAD 875 WHITE BEAR LAKE, MN | LAWRENCE DRIVE WISCONSIN
12500-07_drw.pdf | the and (4) upon | or the completion | of the need to retain cPoopwieersLtLhCereof,
12500-07_drw.pdf |  | DIMENSION | TOLERANCESCAFREP7E
12500-07_drw.pdf | 1IM$PERIAL |  | UNITS DWG UNITS: DRAWN BY:S DUBICK DATE: | 01/02/09
12500-07_drw.pdf | # | 0.005 | M.AXCHI=NE#TOL0E.R4ANCES IN/LB/S PRO-ENGINEERREF .XX= # 0.2
12500-07_drw.pdf |  |  | F..OXXRXM==TOL##ERA00N..C84ES SCALE: 0.100 SHEET 1
12500-08_drw.pdf | ITEM
12500-08_drw.pdf | 1 | 1 | FRAME, WELDMENT, STD, TALL RISE, CFP5.9/7E,
12500-08_drw.pdf |  |  | 8.0 X 8.0 X 0.50, 26.00" LENGTH | 12504
12500-08_drw.pdf |  |  |  | 12505-03
12500-08_drw.pdf |  | 6.50
12500-08_drw.pdf |  | 6.50
12500-08_drw.pdf |  |  | 13.00
12500-08_drw.pdf |  |  | .25 TYP
12500-08_drw.pdf |  |  | .25
12500-08_drw.pdf |  |  | B
12500-08_drw.pdf | A
12500-08_drw.pdf |  |  | 26.00
12500-08_drw.pdf |  |  | 29.00
12500-08_drw.pdf | and LLC and retaining | trade secret given to the of the | information, is the receiver in confidence. accepts the CUMMINS FIRE POWER LLC CORPORATE OFFICE AND | DESIGN UPFIT CENTER
12500-08_drw.pdf | agrees that, ittrawdiellse(c1r)etnoitnfuosrematthieondotchuemreenitn,or(2a)nynoctopcyoptyhetrheeofdoocrumtehnet, | except as ittrawdiellse(c1r)etnoitnfuosrematthieondotchuemreenitn,or(2a)nynoctopcyoptyhetrheeofdoocrumtehnet, | in writing by 1600 BUERKLE ROAD 875 WHITE BEAR LAKE, MN | LAWRENCE DRIVE WISCONSIN
12500-08_drw.pdf | the and (4) upon | or the completion | of the need to retain cPoopwieersLtLhCereof,
12500-08_drw.pdf |  | DIMENSION | TOLERANCESCAFREP7E
12500-08_drw.pdf | 1IM$PERIAL |  | UNITS DWG UNITS: DRAWN BY:S DUBICK DATE: | 01/02/09
12500-08_drw.pdf | # | 0.005 | M.AXCHI=NE#TOL0E.R4ANCES IN/LB/S PRO-ENGINEERREF .XX= # 0.2
12500-08_drw.pdf |  |  | F..OXXRXM==TOL##ERA00N..C84ES SCALE: 0.100 SHEET 1
12500-09_drw.pdf | ITEM
12500-09_drw.pdf | 1 | 1 | FRAME, WELDMENT, STD, TALL RISE, CFP5.9/7E,
12500-09_drw.pdf | 2 | 2 | ANGLE, HRS, 8.0 X 8.0 X 0.50, 26.00" LENGTH | 12504
12500-09_drw.pdf | 3 | 2 | PLATE, PUMP BRACE, .25" x 3.50"
12500-09_drw.pdf |  | 6.50
12500-09_drw.pdf |  | 6.50
12500-09_drw.pdf |  |  | 13.00
12500-09_drw.pdf |  |  | .25
12500-09_drw.pdf |  |  | .25
12500-09_drw.pdf | B
12500-09_drw.pdf |  |  | B
12500-09_drw.pdf |  | 8.00
12500-09_drw.pdf |  |  | 29.00
12500-09_drw.pdf | and | trade secret | information, is the
12500-09_drw.pdf | retaining agrees that, | of the document except as | accepts the in writing by CORPORATE OFFICE 1600 BUERKLE ROAD AND 875 | UPFIT CENTER LAWRENCE DRIVE
12500-09_drw.pdf | either the and (4) upon | document or the completion | WHITE BEAR LAKE, MN confidential or trade the need to retain WWW.CUMMINSFIREPOWER.COM | WISCONSIN
12500-09_drw.pdf |  |  | cPoopwieersLtLhCereof, anFd RAME, AURORA PUMP #125
12500-09_drw.pdf |  |  | TOLERANCESCAFREP7E
12500-09_drw.pdf | M.AXCXHIN=ET#OLE0R.A0N1C0ES |  | DWG UNITS: M.AXCHI=NE#TOL0E.R4ANCES IN/LB/S PRO-ENGINEERREF
12500-09_drw.pdf | 12.XXX5= F..OXXRXXMXT==OLE##RAN00C..E00S3105 |  | F..OXXRXM==TOL##ERA00N..C84ES SCALE: 0.100 SHEET DRAWING
12500-09_drw.pdf | F..AXXBXXXTO==LER##ANC00E..S006300 |  | F..AXXBXT==OLE##RAN10C..E58S EST WEIGHT: 465.887 1 OF 1
12500-10_drw.pdf | ITEM
12500-10_drw.pdf | 1 | 1 | FRAME, WELDMENT, STD, TALL RISE, CFP5.9/7E,
12500-10_drw.pdf | 2 | 2 | ANGLE, HRS, 8.0 X 8.0 X 0.50, 26.00" LENGTH | 12504
12500-10_drw.pdf | 3 | 2 | PLATE, PUMP BRACE, .25" x 4.50" x 22.00" | 12505-05
12500-10_drw.pdf |  |  | 13.00
12500-10_drw.pdf |  |  | .25
12500-10_drw.pdf |  |  | .25
12500-10_drw.pdf | 9.94
12500-10_drw.pdf |  |  | B
12500-10_drw.pdf |  | A
12500-10_drw.pdf |  |  | 26.00
12500-10_drw.pdf |  |  | 29.00
12500-10_drw.pdf | confidential | and trade | secret information, is the
12500-10_drw.pdf | Power LLC and and agrees | and is given of the that, except | to the receiver in confidence. document accepts the authorized in writing by CORPORATE OFFICE 1600 BUERKLE ROAD AND 875 | UPFIT CENTER LAWRENCE DRIVE
12500-10_drw.pdf | others either and | the document upon | WHITE BEAR LAKE, MN the confidential or trade of the need to retain WWW.CUMMINSFIREPOWER.COM | WISCONSIN
12500-10_drw.pdf |  |  | cPoopwieersLtLhCereof, anFd RAME, AURORA PUMP #122
12500-10_drw.pdf |  | ALL | TOLERANCESCAFREP7E
12500-10_drw.pdf |  | M.AXCXHIN=ET#OLE0R.A0N1C0ES # 0.005 | M.AXCHI=NE#TOL0E.R4ANCES IN/LB/S PRO-ENGINEERREF .XX= # 0.2 | DRWG:
12500-10_drw.pdf |  | F..OXXRXXMXT==OLE##RAN00C..E00S3105 | F..OXXRXM==TOL##ERA00N..C84ES SCALE: 0.100 SHEET DRAWING | NO:
12500-10_drw.pdf |  | F..AXXBXXXTO==LER##ANC00E..S006300 | F..AXXBXT==OLE##RAN10C..E58S EST WEIGHT: 465.887 1 OF 1
12500-11_drw.pdf | ITEM
12500-11_drw.pdf | 1 | 1 | FRAME, WELDMENT, STD, TALL RISE, CFP5.9/7E,
12500-11_drw.pdf |  |  | 8.0 X 8.0 X 0.50, 26.00" LENGTH | 12504
12500-11_drw.pdf |  |  |  | 12506-01
12500-11_drw.pdf |  | 6.50
12500-11_drw.pdf |  | 6.50
12500-11_drw.pdf |  |  | TYP
12500-11_drw.pdf |  |  | .25
12500-11_drw.pdf | B
12500-11_drw.pdf |  |  | B
12500-11_drw.pdf | A | 2.75
12500-11_drw.pdf |  |  | 26.00
12500-11_drw.pdf | and LLC and retaining | trade secret given to the of the | information, is the receiver in confidence. accepts the CUMMINS FIRE POWER LLC CORPORATE OFFICE AND | DESIGN UPFIT CENTER
12500-11_drw.pdf | agrees that, ittrawdiellse(c1r)etnoitnfuosrematthieondotchuemreenitn,or(2a)nynoctopcyoptyhetrheeofdoocrumtehnet, | except as ittrawdiellse(c1r)etnoitnfuosrematthieondotchuemreenitn,or(2a)nynoctopcyoptyhetrheeofdoocrumtehnet, | in writing by 1600 BUERKLE ROAD 875 WHITE BEAR LAKE, MN | LAWRENCE DRIVE WISCONSIN
12500-11_drw.pdf | the and (4) upon | or the completion | of the need to retain cPoopwieersLtLhCereof,
12500-11_drw.pdf |  | DIMENSION | TOLERANCESCAFREP7E
12500-11_drw.pdf | 1IM$PERIAL |  | UNITS DWG UNITS: DRAWN BY:S DUBICK DATE: | 01/02/09
12500-11_drw.pdf | # | 0.005 | M.AXCHI=NE#TOL0E.R4ANCES IN/LB/S PRO-ENGINEERREF .XX= # 0.2
12500-11_drw.pdf |  |  | F..OXXRXM==TOL##ERA00N..C84ES SCALE: 0.100 SHEET 1
12500-12_drw.pdf | 1 | 1 | FRAME, WELDMENT, STANDARD, CFP5.9/7E, | CFP8.3/9E9891
12500-12_drw.pdf | 2 | 2 | ANGLE, HRS, 8.0 X 8.0 X 0.50, 26.00" | 12504
12500-12_drw.pdf | 3 | 2 | PLATE, PUMP BRACE, .25" x 5.75" x 22.00" | 13627-02
12500-12_drw.pdf |  |  | TYP
12500-12_drw.pdf | TYP
12500-12_drw.pdf | 8.00
12500-12_drw.pdf |  |  | 26.00
12500-12_drw.pdf |  |  | 29.00
12500-12_drw.pdf | to the the document as | receiver accepts in | confidence. the writing by CUMMINS FIRE POWER LLC CORPORATE OFFICE | DESIGN UPFIT CENTER
12500-12_drw.pdf | or the | confidential | WHITE BEAR LAKE, MN or trade WWW.CUMMINSFIREPOWER.COM | DEPERE, WISCONSIN
12500-12_drw.pdf |  | cPoopwieersLtLhCereof, | anFd RAME, AURORA PUMP #322
12500-12_drw.pdf | DIMENSION
12500-12_drw.pdf |  |  | DWG UNITS: DRAWN BY:S DUBICK | 01/02/09
12500-13_drw.pdf | 1 | 1 | FRAME, WELDMENT, STANDARD, CFP5.9/7E, | CFP8.3/9E9891
12500-13_drw.pdf | 2 | 2 | ANGLE, HRS, 8.0 X 8.0 X 0.50, 26.00" | 12504
12500-13_drw.pdf | 3 | 2 | PLATE, PUMP BRACE, .25" x 3.25" x 22.00" | 12505-04
12500-13_drw.pdf | 16.00
12500-13_drw.pdf | TYP
12500-13_drw.pdf | 8.00
12500-13_drw.pdf |  |  | 29.00
12500-13_drw.pdf | to the the document as | receiver accepts in | confidence. the writing by CUMMINS FIRE POWER LLC CORPORATE OFFICE | DESIGN UPFIT CENTER
12500-13_drw.pdf | or the | confidential | WHITE BEAR LAKE, MN or trade WWW.CUMMINSFIREPOWER.COM | DEPERE, WISCONSIN
12500-13_drw.pdf |  | cPoopwieersLtLhCereof, | anFd RAME, AURORA PUMP #323
12500-13_drw.pdf | DIMENSION
12500-13_drw.pdf |  |  | DWG UNITS: DRAWN BY:S DUBICK | 01/02/09
12500-14_drw.pdf | 1 | 1 | FRAME, WELDMENT, STANDARD, CFP5.9/7E, | CFP8.3/9E9891
12500-14_drw.pdf | 2 | 2 | ANGLE, HRS, 8.0 X 8.0 X 0.50, 26.00" | 12504
12500-14_drw.pdf | 3 | 2 | PLATE, PUMP BRACE, .25" x 3.25" x 22.00" | 12505-04
12500-14_drw.pdf | 16.00
12500-14_drw.pdf | .25
12500-14_drw.pdf | TYP
12500-14_drw.pdf |  |  | 26.00
12500-14_drw.pdf | to the the document as | receiver accepts in | confidence. the writing by CUMMINS FIRE POWER LLC CORPORATE OFFICE | DESIGN UPFIT CENTER
12500-14_drw.pdf | or the | confidential | WHITE BEAR LAKE, MN or trade WWW.CUMMINSFIREPOWER.COM | DEPERE, WISCONSIN
12500-14_drw.pdf |  | cPoopwieersLtLhCereof, | anFd RAME, AURORA PUMP #312
12500-14_drw.pdf | DIMENSION
12500-14_drw.pdf |  |  | DWG UNITS: DRAWN BY:S DUBICK | 01/02/09
12500-15_drw.pdf | ITEM
12500-15_drw.pdf | 1 | 1 | FRAME, WELDMENT, STD, MID RISE, CFP5.9/7E,
12500-15_drw.pdf |  |  | 8.0 X 8.0 X 0.50, 26.00" LENGTH | 12504
12500-15_drw.pdf |  |  |  | 12505
12500-15_drw.pdf |  | 16.00
12500-15_drw.pdf |  |  | TYP
12500-15_drw.pdf |  |  | .25
12500-15_drw.pdf |  |  | B
12500-15_drw.pdf |  | 5.00
12500-15_drw.pdf |  |  | 26.00
12500-15_drw.pdf | and LLC and retaining | trade secret given to the of the | information, is the receiver in confidence. accepts the CUMMINS FIRE POWER LLC CORPORATE OFFICE AND | DESIGN UPFIT CENTER
12500-15_drw.pdf | agrees that, ittrawdiellse(c1r)etnoitnfuosrematthieondotchuemreenitn,or(2a)nynoctopcyoptyhetrheeofdoocrumtehnet, | except as ittrawdiellse(c1r)etnoitnfuosrematthieondotchuemreenitn,or(2a)nynoctopcyoptyhetrheeofdoocrumtehnet, | in writing by 1600 BUERKLE ROAD 875 WHITE BEAR LAKE, MN | LAWRENCE DRIVE WISCONSIN
12500-15_drw.pdf | the and (4) upon | or the completion | of the need to retain cPoopwieersLtLhCereof,
12500-15_drw.pdf |  | DIMENSION | TOLERANCESCAFREP7E
12500-15_drw.pdf | 1IM$PERIAL |  | UNITS DWG UNITS: DRAWN BY:S DUBICK DATE: | 01/02/09
12500-15_drw.pdf | # | 0.005 | M.AXCHI=NE#TOL0E.R4ANCES IN/LB/S PRO-ENGINEERREF .XX= # 0.2
12500-15_drw.pdf |  |  | F..OXXRXM==TOL##ERA00N..C84ES SCALE: 0.100 SHEET 1
12500-16_drw.pdf | ITEM
12500-16_drw.pdf | 1 | 1 | FRAME, WELDMENT, STD, MID RISE, CFP5.9/7E,
12500-16_drw.pdf |  |  | 8.0 X 8.0 X 0.50, 26.00" LENGTH | 12504
12500-16_drw.pdf |  |  |  | 12505
12500-16_drw.pdf |  | 3.00
12500-16_drw.pdf |  | 10.00
12500-16_drw.pdf |  |  | 20.00
12500-16_drw.pdf |  |  | TYP
12500-16_drw.pdf |  | TYP
12500-16_drw.pdf |  |  | B
12500-16_drw.pdf | A | 5.00
12500-16_drw.pdf |  |  | 26.00
12500-16_drw.pdf | and LLC and retaining | trade secret given to the of the | information, is the receiver in confidence. accepts the CUMMINS FIRE POWER LLC CORPORATE OFFICE AND | DESIGN UPFIT CENTER
12500-16_drw.pdf | agrees that, ittrawdiellse(c1r)etnoitnfuosrematthieondotchuemreenitn,or(2a)nynoctopcyoptyhetrheeofdoocrumtehnet, | except as ittrawdiellse(c1r)etnoitnfuosrematthieondotchuemreenitn,or(2a)nynoctopcyoptyhetrheeofdoocrumtehnet, | in writing by 1600 BUERKLE ROAD 875 WHITE BEAR LAKE, MN | LAWRENCE DRIVE WISCONSIN
12500-16_drw.pdf | the and (4) upon | or the completion | of the need to retain cPoopwieersLtLhCereof,
12500-16_drw.pdf |  | DIMENSION | TOLERANCESCAFREP7E
12500-16_drw.pdf | 1IM$PERIAL |  | UNITS DWG UNITS: DRAWN BY:S DUBICK DATE: | 01/02/09
12500-16_drw.pdf | # | 0.005 | M.AXCHI=NE#TOL0E.R4ANCES IN/LB/S PRO-ENGINEERREF .XX= # 0.2
12500-16_drw.pdf |  |  | F..OXXRXM==TOL##ERA00N..C84ES SCALE: 0.100 SHEET 1
12500-17_drw.pdf | ITEM
12500-17_drw.pdf | 1 | 1 | FRAME, WELDMENT, STD, MID RISE, CFP5.9/7E,
12500-17_drw.pdf |  |  | 8.0 X 8.0 X 0.50, 26.00" LENGTH | 12504
12500-17_drw.pdf |  |  |  | 12505
12500-17_drw.pdf |  | 3.00
12500-17_drw.pdf |  | 10.00
12500-17_drw.pdf |  |  | 20.00
12500-17_drw.pdf |  |  | .25
12500-17_drw.pdf |  |  | .25
12500-17_drw.pdf |  | 5.00
12500-17_drw.pdf |  | 8.00
12500-17_drw.pdf |  |  | 26.00
12500-17_drw.pdf |  |  | 29.00
12500-17_drw.pdf | and LLC and retaining | trade secret given to the of the | information, is the receiver in confidence. accepts the CUMMINS FIRE POWER LLC CORPORATE OFFICE AND | DESIGN UPFIT CENTER
12500-17_drw.pdf | agrees that, ittrawdiellse(c1r)etnoitnfuosrematthieondotchuemreenitn,or(2a)nynoctopcyoptyhetrheeofdoocrumtehnet, | except as ittrawdiellse(c1r)etnoitnfuosrematthieondotchuemreenitn,or(2a)nynoctopcyoptyhetrheeofdoocrumtehnet, | in writing by 1600 BUERKLE ROAD 875 WHITE BEAR LAKE, MN | LAWRENCE DRIVE WISCONSIN
12500-17_drw.pdf | the and (4) upon | or the completion | of the need to retain cPoopwieersLtLhCereof,
12500-17_drw.pdf |  | DIMENSION | TOLERANCESCAFREP7E
12500-17_drw.pdf | 1IM$PERIAL |  | UNITS DWG UNITS: DRAWN BY:S DUBICK DATE: | 01/02/09
12500-17_drw.pdf | # | 0.005 | M.AXCHI=NE#TOL0E.R4ANCES IN/LB/S PRO-ENGINEERREF .XX= # 0.2
12500-17_drw.pdf |  |  | F..OXXRXM==TOL##ERA00N..C84ES SCALE: 0.100 SHEET 1
12500-18_drw.pdf | ITEM
12500-18_drw.pdf | 1 | 1 | FRAME, WELDMENT, STD, MID RISE, CFP5.9/7E,
12500-18_drw.pdf |  |  | 8.0 X 8.0 X 0.50, 26.00" LENGTH | 12504
12500-18_drw.pdf |  |  |  | 12506-02
12500-18_drw.pdf |  | 3.00
12500-18_drw.pdf |  | 10.00
12500-18_drw.pdf |  |  | 20.00
12500-18_drw.pdf |  |  | .25
12500-18_drw.pdf |  |  | .25
12500-18_drw.pdf |  |  | B
12500-18_drw.pdf |  | 8.00
12500-18_drw.pdf |  |  | 29.00
12500-18_drw.pdf | and LLC and retaining | trade secret given to the of the | information, is the receiver in confidence. accepts the CUMMINS FIRE POWER LLC CORPORATE OFFICE AND | DESIGN UPFIT CENTER
12500-18_drw.pdf | agrees that, ittrawdiellse(c1r)etnoitnfuosrematthieondotchuemreenitn,or(2a)nynoctopcyoptyhetrheeofdoocrumtehnet, | except as ittrawdiellse(c1r)etnoitnfuosrematthieondotchuemreenitn,or(2a)nynoctopcyoptyhetrheeofdoocrumtehnet, | in writing by 1600 BUERKLE ROAD 875 WHITE BEAR LAKE, MN | LAWRENCE DRIVE WISCONSIN
12500-18_drw.pdf | the and (4) upon | or the completion | of the need to retain cPoopwieersLtLhCereof,
12500-18_drw.pdf |  | DIMENSION | TOLERANCESCAFREP7E
12500-18_drw.pdf | 1IM$PERIAL | UNITS | METRIC UNITS DWG UNITS: DRAWN BY:S DUBICK DATE: | 01/02/09
12500-18_drw.pdf | # | 0.005 | M.AXCHI=NE#TOL0E.R4ANCES IN/LB/S PRO-ENGINEERREF .XX= # 0.2 | DRWG:
12500-18_drw.pdf |  |  | F..OXXRXM==TOL##ERA00N..C84ES SCALE: 0.100 SHEET 1
12500-19_drw.pdf | ITEM
12500-19_drw.pdf | 1 | 1 | FRAME, WELDMENT, STD, TALL RISE, CFP5.9/7E,
12500-19_drw.pdf |  |  | 8.0 X 8.0 X 0.50, 26.00" LENGTH | 12504
12500-19_drw.pdf |  |  |  | 12505-05
12500-19_drw.pdf |  | 3.00
12500-19_drw.pdf |  | 10.00
12500-19_drw.pdf |  |  | 20.00
12500-19_drw.pdf |  |  | .25
12500-19_drw.pdf | B
12500-19_drw.pdf |  |  | B
12500-19_drw.pdf |  | 8.00
12500-19_drw.pdf |  |  | 26.00
12500-19_drw.pdf | and LLC and retaining | trade secret given to the of the | information, is the receiver in confidence. accepts the CUMMINS FIRE POWER LLC CORPORATE OFFICE AND | DESIGN UPFIT CENTER
12500-19_drw.pdf | agrees that, ittrawdiellse(c1r)etnoitnfuosrematthieondotchuemreenitn,or(2a)nynoctopcyoptyhetrheeofdoocrumtehnet, | except as ittrawdiellse(c1r)etnoitnfuosrematthieondotchuemreenitn,or(2a)nynoctopcyoptyhetrheeofdoocrumtehnet, | in writing by 1600 BUERKLE ROAD 875 WHITE BEAR LAKE, MN | LAWRENCE DRIVE WISCONSIN
12500-19_drw.pdf | the and (4) upon | or the completion | of the need to retain cPoopwieersLtLhCereof,
12500-19_drw.pdf |  | DIMENSION | TOLERANCESCAFREP7E
12500-19_drw.pdf | 1IM$PERIAL |  | UNITS DWG UNITS: DRAWN BY:S DUBICK DATE: | 01/02/09
12500-19_drw.pdf | # | 0.005 | M.AXCHI=NE#TOL0E.R4ANCES IN/LB/S PRO-ENGINEERREF .XX= # 0.2
12500-19_drw.pdf |  |  | F..OXXRXM==TOL##ERA00N..C84ES SCALE: 0.100 SHEET 1
12500-20_drw.pdf | 1 | 1 | FRAME, WELDMENT, STANDARD, CFP5.9/7E, | CFP8.3/9E9891
12500-20_drw.pdf | 2 | 2 | ANGLE, HRS, 8.0 X 8.0 X 0.50, 26.00" | 12504
12500-20_drw.pdf | 3 | 2 | PLATE, PUMP BRACE, .25" x 2.00" x 22.00" | 12506-02
12500-20_drw.pdf | 5.25
12500-20_drw.pdf | 7.75
12500-20_drw.pdf |  | 15.50
12500-20_drw.pdf |  |  | TYP
12500-20_drw.pdf | TYP
12500-20_drw.pdf |  | B
12500-20_drw.pdf | 8.00
12500-20_drw.pdf |  |  | 29.00
12500-20_drw.pdf | to the the document as | receiver accepts in | confidence. the writing by CUMMINS FIRE POWER LLC CORPORATE OFFICE | DESIGN UPFIT CENTER
12500-20_drw.pdf | or the | confidential | WHITE BEAR LAKE, MN or trade WWW.CUMMINSFIREPOWER.COM | DEPERE, WISCONSIN
12500-20_drw.pdf |  | cPoopwieersLtLhCereof, | anFd RAME, AURORA PUMP #328
12500-20_drw.pdf | DIMENSION
12500-20_drw.pdf |  |  | DWG UNITS: DRAWN BY:S DUBICK | 01/02/09
12500-21_drw.pdf | 1 | 1 | FRAME, WELDMENT, STANDARD, CFP5.9/7E, | CFP8.3/9E9891
12500-21_drw.pdf | 2 | 2 | ANGLE, HRS, 8.0 X 8.0 X 0.50, 26.00" | 12504
12500-21_drw.pdf | 3 | 2 | PLATE, PUMP BRACE, .25" x 4.75" x 22.00" | 12505
12500-21_drw.pdf | 8.00
12500-21_drw.pdf | 5.00
12500-21_drw.pdf |  | 10.00
12500-21_drw.pdf |  |  | TYP
12500-21_drw.pdf | TYP | .25
12500-21_drw.pdf |  | B
12500-21_drw.pdf | 5.00
12500-21_drw.pdf | 8.00
12500-21_drw.pdf |  |  | 26.00
12500-21_drw.pdf | to the the document as | receiver accepts in | confidence. the writing by CUMMINS FIRE POWER LLC CORPORATE OFFICE | DESIGN UPFIT CENTER
12500-21_drw.pdf | or the | confidential | WHITE BEAR LAKE, MN or trade WWW.CUMMINSFIREPOWER.COM | DEPERE, WISCONSIN
12500-21_drw.pdf |  | cPoopwieersLtLhCereof, | anFd RAME, AURORA PUMP #105
12500-21_drw.pdf | DIMENSION
12500-21_drw.pdf |  |  | DWG UNITS: DRAWN BY:S DUBICK | 01/02/09
12500-22_drw.pdf | 1 | 1 | FRAME, WELDMENT, STANDARD, CFP5.9/7E, | CFP8.3/9E9891
12500-22_drw.pdf | 2 | 2 | ANGLE, HRS, 8.0 X 8.0 X 0.50, 26.00" | 12504
12500-22_drw.pdf | 3 | 2 | PLATE, PUMP BRACE, .25" x 3.00" x 22.00" | 12506
12500-22_drw.pdf |  | 10.00
12500-22_drw.pdf |  | .25 | TYP
12500-22_drw.pdf | TYP
12500-22_drw.pdf |  |  | 26.00
12500-22_drw.pdf |  |  | 29.00
12500-22_drw.pdf | to the the document as | receiver accepts in | confidence. the writing by CUMMINS FIRE POWER LLC CORPORATE OFFICE | DESIGN UPFIT CENTER
12500-22_drw.pdf | ittrawdiellse(c1r)etnoitnfuosrematthieondotchuemreenitn,or(2a)nynoctopcyoptyhetrheeofdoocrumtehnet, or the | ittrawdiellse(c1r)etnoitnfuosrematthieondotchuemreenitn,or(2a)nynoctopcyoptyhetrheeofdoocrumtehnet, confidential | WHITE BEAR LAKE, MN or trade WWW.CUMMINSFIREPOWER.COM | DEPERE, WISCONSIN
12500-22_drw.pdf |  | cPoopwieersLtLhCereof, | anFd RAME, AURORA PUMP #129
12500-22_drw.pdf | DIMENSION
12500-22_drw.pdf |  |  | DWG UNITS: DRAWN BY:S DUBICK | 01/02/09
12500-23_drw.pdf | 1 | 1 | FRAME, WELDMENT, STANDARD, CFP5.9/7E, | CFP8.3/9E9891
12500-23_drw.pdf | 2 | 2 | ANGLE, HRS, 8.0 X 8.0 X 0.50, 26.00" | 12504
12500-23_drw.pdf | 3 | 2 | PLATE, PUMP BRACE, .25" x 4.50" x 22.00" | 12505-05
12500-23_drw.pdf | 6.00
12500-23_drw.pdf | 7.00
12500-23_drw.pdf |  | .25 | TYP
12500-23_drw.pdf | TYP
12500-23_drw.pdf | 4.75
12500-23_drw.pdf |  |  | 26.00
12500-23_drw.pdf |  |  | 29.00
12500-23_drw.pdf | to the document as authorized | in accepts the in | confidence. by CUMMINS FIRE POWER LLC CORPORATE OFFICE | DESIGN UPFIT CENTER
12500-23_drw.pdf | ittrawdiellse(c1r)etnoitnfuosrematthieondotchuemreenitn,or(2a)nynoctopcyoptyhetrheeofdoocrumtehnet, or the | ittrawdiellse(c1r)etnoitnfuosrematthieondotchuemreenitn,or(2a)nynoctopcyoptyhetrheeofdoocrumtehnet, | or trade WHITE BEAR LAKE, MN WWW.CUMMINSFIREPOWER.COM | DEPERE, WISCONSIN
12500-23_drw.pdf |  | cPoopwieersLtLhCereof, | and FRAME, AURORA PUMP #120
12500-23_drw.pdf | DIMENSION |  | ACREFP7E
12500-23_drw.pdf | IMUPNEIRTISAL |  | DWG UNITS: DRAWN BY:S DUBICK | 10-JAN-12
12501-01_drw.pdf | 1 | 1 | FRAME, WELDMENT, STANDARD, CFP5.9/7E, | CFP8.3/9E9891
12501-01_drw.pdf | 2 | 2 | ANGLE, HRS, 8.0 X 8.0 X 0.50, 26.00" | 12504
12501-01_drw.pdf | 3 | 2 | PLATE, PUMP BRACE, .25" x 3.50" x 22.00" | 12505-03
12501-01_drw.pdf |  | 16.00
12501-01_drw.pdf |  |  | TYP .25
12501-01_drw.pdf |  | .25
12501-01_drw.pdf | 3.75
12501-01_drw.pdf | 8.00
12501-01_drw.pdf |  |  | 29.00
12501-01_drw.pdf | to the the document as | receiver accepts in | confidence. the writing by CUMMINS FIRE POWER LLC CORPORATE OFFICE | DESIGN UPFIT CENTER
12501-01_drw.pdf | ittrawdiellse(c1r)etnoitnfuosrematthieondotchuemreenitn,or(2a)nynoctopcyoptyhetrheeofdoocrumtehnet, or the | ittrawdiellse(c1r)etnoitnfuosrematthieondotchuemreenitn,or(2a)nynoctopcyoptyhetrheeofdoocrumtehnet, confidential | WHITE BEAR LAKE, MN or trade WWW.CUMMINSFIREPOWER.COM | DEPERE, WISCONSIN
12501-01_drw.pdf |  | cPoopwieersLtLhCereof, | anFd RAME, ITT PUMP 10x8x17_8100
12501-01_drw.pdf | DIMENSION
12501-01_drw.pdf |  |  | DWG UNITS: DRAWN BY:S DUBICK | 03/06/09
12501-02_drw.pdf | 1 | 1 | FRAME, WELDMENT, STANDARD, CFP5.9/7E, | CFP8.3/9E9891
12501-02_drw.pdf | 2 | 2 | ANGLE, HRS, 8.0 X 8.0 X 0.50, 26.00" | 12504
12501-02_drw.pdf | 3 | 2 | PLATE, PUMP BRACE, .25" x 5.00" x 22.00" | 13627-05
12501-02_drw.pdf |  | 16.00
12501-02_drw.pdf |  |  | TYP
12501-02_drw.pdf | .25
12501-02_drw.pdf | 5.25
12501-02_drw.pdf |  |  | 29.00
12501-02_drw.pdf | to the the document as | receiver accepts in | confidence. the writing by CUMMINS FIRE POWER LLC CORPORATE OFFICE | DESIGN UPFIT CENTER
12501-02_drw.pdf | or the | confidential | WHITE BEAR LAKE, MN or trade WWW.CUMMINSFIREPOWER.COM | DEPERE, WISCONSIN
12501-02_drw.pdf |  | cPoopwieersLtLhCereof, | anFd RAME, ITT PUMP 8x8x17_8100
12501-02_drw.pdf | DIMENSION
12501-02_drw.pdf |  |  | DWG UNITS: DRAWN BY:S DUBICK | 03/06/09
12501-03_drw.pdf | 1 | 1 | FRAME, WELDMENT, STANDARD, CFP5.9/7E, | CFP8.3/9E9891
12501-03_drw.pdf | 2 | 2 | ANGLE, HRS, 8.0 X 8.0 X 0.50, 26.00" | 12504
12501-03_drw.pdf | 3 | 4 | PLATE, PUMP BRACE, .25" x 4.00" x 22.00" | 13621
12501-03_drw.pdf |  |  | DETAIL
12501-03_drw.pdf |  |  | SCALE
12501-03_drw.pdf |  |  | TYP
12501-03_drw.pdf | .25
12501-03_drw.pdf |  |  | 3.00
12501-03_drw.pdf |  |  | 45° BEVEL
12501-03_drw.pdf |  |  | 26.00
12501-03_drw.pdf | to the the document as | receiver accepts in | confidence. the writing by CUMMINS FIRE POWER LLC CORPORATE OFFICE | DESIGN UPFIT CENTER
12501-03_drw.pdf | ittrawdiellse(c1r)etnoitnfuosrematthieondotchuemreenitn,or(2a)nynoctopcyoptyhetrheeofdoocrumtehnet, or the | ittrawdiellse(c1r)etnoitnfuosrematthieondotchuemreenitn,or(2a)nynoctopcyoptyhetrheeofdoocrumtehnet, confidential | WHITE BEAR LAKE, MN or trade WWW.CUMMINSFIREPOWER.COM | DEPERE, WISCONSIN
12501-03_drw.pdf |  | cPoopwieersLtLhCereof, | anFd RAME, ITT PUMP 8x8x12_8100
12501-03_drw.pdf | DIMENSION
12501-03_drw.pdf |  |  | DWG UNITS: DRAWN BY:S DUBICK | 03/06/09
12501-04_drw.pdf | 1 | 1 | FRAME, WELDMENT, STANDARD, CFP5.9/7E, | CFP8.3/9E9891
12501-04_drw.pdf | 2 | 2 | ANGLE, HRS, 8.0 X 8.0 X 0.50, 26.00" | 12504
12501-04_drw.pdf | 3 | 2 | PLATE, PUMP BRACE, .25" x 4.00" x 22.00" | 13621
12501-04_drw.pdf | 4 | 2 | PLATE, PUMP BRACE, .25" x 2.750" x 22.00" | 13621-02
12501-04_drw.pdf |  | 14.24
12501-04_drw.pdf |  |  | .25
12501-04_drw.pdf | .25
12501-04_drw.pdf |  |  | 29.00
12501-04_drw.pdf | to the the document as | receiver accepts in | confidence. the writing by CUMMINS FIRE POWER LLC CORPORATE OFFICE | DESIGN UPFIT CENTER
12501-04_drw.pdf | ittrawdiellse(c1r)etnoitnfuosrematthieondotchuemreenitn,or(2a)nynoctopcyoptyhetrheeofdoocrumtehnet, or the | ittrawdiellse(c1r)etnoitnfuosrematthieondotchuemreenitn,or(2a)nynoctopcyoptyhetrheeofdoocrumtehnet, confidential | WHITE BEAR LAKE, MN or trade WWW.CUMMINSFIREPOWER.COM | DEPERE, WISCONSIN
12501-04_drw.pdf |  | cPoopwieersLtLhCereof, | anFd RAME, ITT PUMP 8x6x18_8100
12501-04_drw.pdf | DIMENSION
12501-04_drw.pdf |  |  | DWG UNITS: DRAWN BY:S DUBICK | 03/06/09
12501-05_drw.pdf | 1 | 1 | FRAME, WELDMENT, STANDARD, CFP5.9/7E, | CFP8.3/9E9891
12501-05_drw.pdf | 2 | 2 | ANGLE, HRS, 8.0 X 8.0 X 0.50, 26.00" | 12504
12501-05_drw.pdf | 3 | 4 | PLATE, PUMP BRACE, .25" x 4.00" x 22.00" | 13621
12501-05_drw.pdf |  |  | .25
12501-05_drw.pdf |  |  | 3.00
12501-05_drw.pdf | A |  |  | 3.00
12501-05_drw.pdf |  |  | 45° BEVEL TYP
12501-05_drw.pdf |  |  | 26.00
12501-05_drw.pdf |  |  | 29.00
12501-05_drw.pdf | to the the document as | receiver accepts in | confidence. the writing by CUMMINS FIRE POWER LLC CORPORATE OFFICE | DESIGN UPFIT CENTER
12501-05_drw.pdf | ittrawdiellse(c1r)etnoitnfuosrematthieondotchuemreenitn,or(2a)nynoctopcyoptyhetrheeofdoocrumtehnet, or the | ittrawdiellse(c1r)etnoitnfuosrematthieondotchuemreenitn,or(2a)nynoctopcyoptyhetrheeofdoocrumtehnet, confidential | WHITE BEAR LAKE, MN or trade WWW.CUMMINSFIREPOWER.COM | DEPERE, WISCONSIN
12501-05_drw.pdf |  | cPoopwieersLtLhCereof, | anFd RAME, ITT PUMP 8x6x13_8100
12501-05_drw.pdf | DIMENSION
12501-05_drw.pdf |  |  | DWG UNITS: DRAWN BY:S DUBICK | 03/06/09
12501-06_drw.pdf | 1 | 1 | FRAME, WELDMENT, STANDARD, CFP5.9/7E, | CFP8.3/9E9891
12501-06_drw.pdf | 2 | 2 | ANGLE, HRS, 8.0 X 8.0 X 0.50, 26.00" | 12504
12501-06_drw.pdf | 3 | 2 | PLATE, PUMP BRACE, .25" x 4.00" x 22.00" | 13621
12501-06_drw.pdf | 4 | 2 | PLATE, PUMP BRACE, .25" x 2.750" x 22.00" | 13621-02
12501-06_drw.pdf |  | 13.00
12501-06_drw.pdf |  |  | .25
12501-06_drw.pdf | .25
12501-06_drw.pdf |  |  | 29.00
12501-06_drw.pdf | to the the document as | receiver accepts in | confidence. the writing by CUMMINS FIRE POWER LLC CORPORATE OFFICE | DESIGN UPFIT CENTER
12501-06_drw.pdf | ittrawdiellse(c1r)etnoitnfuosrematthieondotchuemreenitn,or(2a)nynoctopcyoptyhetrheeofdoocrumtehnet, or the | ittrawdiellse(c1r)etnoitnfuosrematthieondotchuemreenitn,or(2a)nynoctopcyoptyhetrheeofdoocrumtehnet, confidential | WHITE BEAR LAKE, MN or trade WWW.CUMMINSFIREPOWER.COM | DEPERE, WISCONSIN
12501-06_drw.pdf |  | cPoopwieersLtLhCereof, | anFd RAME, ITT PUMP 8x6x12_8100
12501-06_drw.pdf | DIMENSION
12501-06_drw.pdf |  |  | DWG UNITS: DRAWN BY:S DUBICK | 03/06/09
12501-06__drw.pdf | ITEM
12501-06__drw.pdf | 1 | 1 | FRAME, WELDMENT, STANDARD, CFP5.9/7E, CFP8.3/9E | 9891
12501-06__drw.pdf | 2 | 2 | ANGLE, HRS, 8.0 X 8.0 X 0.50, 26.00" LENGTH | 12504
12501-06__drw.pdf | 3 | 2 | PLATE, PUMP BRACE, .25" x 4.00" x 22.00" | 13621
12501-06__drw.pdf | 13.00
12501-06__drw.pdf |  |  | 3
12501-06__drw.pdf |  |  |  | 3.00
12501-06__drw.pdf |  |  | 2.74
12501-06__drw.pdf |  |  | 26.00
12501-07_drw.pdf | ITEM
12501-07_drw.pdf | 1 | 1 | FRAME, WELDMENT, STD, MID RISE, CFP5.9/7E,
12501-07_drw.pdf |  |  | 8.0 X 8.0 X 0.50, 26.00" LENGTH | 12504
12501-07_drw.pdf |  |  |  | 12505-03
12501-07_drw.pdf |  | 4.00
12501-07_drw.pdf |  |  | .25
12501-07_drw.pdf |  | 3.75
12501-07_drw.pdf |  | 8.00
12501-07_drw.pdf |  |  | 26.00
12501-07_drw.pdf |  |  | 29.00
12501-07_drw.pdf | and LLC and retaining | trade secret given to the of the | information, is the receiver in confidence. accepts the CUMMINS FIRE POWER LLC CORPORATE OFFICE AND | DESIGN UPFIT CENTER
12501-07_drw.pdf | agrees that, ittrawdiellse(c1r)etnoitnfuosrematthieondotchuemreenitn,or(2a)nynoctopcyoptyhetrheeofdoocrumtehnet, | except as ittrawdiellse(c1r)etnoitnfuosrematthieondotchuemreenitn,or(2a)nynoctopcyoptyhetrheeofdoocrumtehnet, | in writing by 1600 BUERKLE ROAD 875 WHITE BEAR LAKE, MN | LAWRENCE DRIVE WISCONSIN
12501-07_drw.pdf | the and (4) upon | or the completion | of the need to retain cPoopwieersLtLhCereof,
12501-07_drw.pdf |  | DIMENSION | TOLERANCESCAFREP7E
12501-07_drw.pdf | 1IM$PERIAL | UNITS | METRIC UNITS DWG UNITS: DRAWN BY:S DUBICK DATE: | 03/06/09
12501-07_drw.pdf | # | 0.005 | M.AXCHI=NE#TOL0E.R4ANCES IN/LB/S PRO-ENGINEERREF .XX= # 0.2 | DRWG:
12501-07_drw.pdf |  |  | F..OXXRXM==TOL##ERA00N..C84ES SCALE: 0.100 SHEET 1
12501-07__drw.pdf | ITEM
12501-07__drw.pdf | 1 | 1 | FRAME, WELDMENT, STD, MID RISE, CFP5.9/7E, CFP8.3/9E | 12326
12501-07__drw.pdf | 2 | 2 | ANGLE, HRS, 8.0 X 8.0 X 0.50, 26.00" LENGTH | 12504
12501-07__drw.pdf | 3 | 2 | PLATE, PUMP BRACE, .25" x 3.50" x 22.00" | 12505-03
12501-07__drw.pdf | 18.00
12501-07__drw.pdf |  |  | 26.00
12501-08_drw.pdf | ITEM
12501-08_drw.pdf | 1 | 1 | FRAME, WELDMENT, STD, MID RISE, CFP5.9/7E,
12501-08_drw.pdf |  |  | 8.0 X 8.0 X 0.50, 26.00" LENGTH | 12504
12501-08_drw.pdf |  |  |  | 13627-04
12501-08_drw.pdf |  | 5.00
12501-08_drw.pdf |  | 8.00
12501-08_drw.pdf |  |  | .25
12501-08_drw.pdf | A
12501-08_drw.pdf |  |  | A
12501-08_drw.pdf |  |  | 29.00
12501-08_drw.pdf | and LLC and retaining | trade secret given to the of the | information, is the receiver in confidence. accepts the CUMMINS FIRE POWER LLC CORPORATE OFFICE AND | DESIGN UPFIT CENTER
12501-08_drw.pdf | agrees that, ittrawdiellse(c1r)etnoitnfuosrematthieondotchuemreenitn,or(2a)nynoctopcyoptyhetrheeofdoocrumtehnet, | except as ittrawdiellse(c1r)etnoitnfuosrematthieondotchuemreenitn,or(2a)nynoctopcyoptyhetrheeofdoocrumtehnet, | in writing by 1600 BUERKLE ROAD 875 WHITE BEAR LAKE, MN | LAWRENCE DRIVE WISCONSIN
12501-08_drw.pdf | the and (4) upon | or the completion | of the need to retain cPoopwieersLtLhCereof,
12501-08_drw.pdf |  | DIMENSION | TOLERANCESCAFREP7E
12501-08_drw.pdf | 1IM$PERIAL | UNITS | METRIC UNITS DWG UNITS: DRAWN BY:S DUBICK DATE: | 03/06/09
12501-08_drw.pdf | # | 0.005 | M.AXCHI=NE#TOL0E.R4ANCES IN/LB/S PRO-ENGINEERREF .XX= # 0.2
12501-08_drw.pdf | FABTOLERANCES |  | F..OXXRXM==TOL##ERA00N..C84ES SCALE: 0.100 SHEET FABTOLERANCES 1
12501-08_drw.pdf | ..XXXXX== ## | 00..006300
12501-08__drw.pdf | ITEM
12501-08__drw.pdf | 1 | 1 | FRAME, WELDMENT, STD, MID RISE, CFP5.9/7E, CFP8.3/9E | 12326
12501-08__drw.pdf | 2 | 2 | ANGLE, HRS, 8.0 X 8.0 X 0.50, 26.00" LENGTH | 12504
12501-08__drw.pdf | 3 | 2 | PLATE, PUMP BRACE, .25" x 5.50" x 22.00" | 13627-04
12501-08__drw.pdf | 16.00
12501-08__drw.pdf |  |  | 26.00
12501-09_drw.pdf | ITEM
12501-09_drw.pdf | 1 | 1 | FRAME, WELDMENT, STD, MID RISE, CFP5.9/7E,
12501-09_drw.pdf |  |  | 8.0 X 8.0 X 0.50, 26.00" LENGTH | 12504
12501-09_drw.pdf |  |  |  | 13628-02
12501-09_drw.pdf |  | 11.00
12501-09_drw.pdf |  |  | TYP
12501-09_drw.pdf |  |  | .25
12501-09_drw.pdf |  |  | A
12501-09_drw.pdf |  | 4.75
12501-09_drw.pdf |  |  | 29.00
12501-09_drw.pdf | and LLC and retaining | trade secret given to the of the | information, is the receiver in confidence. accepts the CUMMINS FIRE POWER LLC CORPORATE OFFICE AND | DESIGN UPFIT CENTER
12501-09_drw.pdf | agrees that, ittrawdiellse(c1r)etnoitnfuosrematthieondotchuemreenitn,or(2a)nynoctopcyoptyhetrheeofdoocrumtehnet, | except as ittrawdiellse(c1r)etnoitnfuosrematthieondotchuemreenitn,or(2a)nynoctopcyoptyhetrheeofdoocrumtehnet, | in writing by 1600 BUERKLE ROAD 875 WHITE BEAR LAKE, MN | LAWRENCE DRIVE WISCONSIN
12501-09_drw.pdf | the and (4) upon | or the completion | of the need to retain cPoopwieersLtLhCereof,
12501-09_drw.pdf |  | DIMENSION | TOLERANCESCAFREP7E
12501-09_drw.pdf | 1IM$PERIAL | UNITS | METRIC UNITS DWG UNITS: DRAWN BY:S DUBICK DATE: | 03/06/09
12501-09_drw.pdf | # | 0.005 | M.AXCHI=NE#TOL0E.R4ANCES IN/LB/S PRO-ENGINEERREF .XX= # 0.2 | DRWG:
12501-09_drw.pdf | FABTOLERANCES |  | F..OXXRXM==TOL##ERA00N..C84ES SCALE: 0.100 SHEET FABTOLERANCES 1
12501-09_drw.pdf | ..XXXXX== ## | 00..006300
12501-09__drw.pdf | ITEM
12501-09__drw.pdf | 1 | 1 | FRAME, WELDMENT, STD, MID RISE, CFP5.9/7E, CFP8.3/9E | 12326
12501-09__drw.pdf | 2 | 2 | ANGLE, HRS, 8.0 X 8.0 X 0.50, 26.00" LENGTH | 12504
12501-09__drw.pdf | 3 | 2 | PLATE, PUMP BRACE, .25" x 4.50" x 18.00" | 13628-02
12501-09__drw.pdf | 22.00
12501-09__drw.pdf |  |  | 26.00
12501-10_drw.pdf | ITEM
12501-10_drw.pdf | 1 | 1 | FRAME, WELDMENT, LRG, TALL RISE, CFP5.9/7E,
12501-10_drw.pdf |  |  | 8.0 X 8.0 X 0.50, 28.00" LENGTH | 12504-01
12501-10_drw.pdf |  |  |  | 12507-01
12501-10_drw.pdf |  |  | 22.00
12501-10_drw.pdf |  |  | TYP
12501-10_drw.pdf |  |  | .25
12501-10_drw.pdf |  |  | A
12501-10_drw.pdf | 6.00
12501-10_drw.pdf | TYP |  | 31.00
12501-10_drw.pdf | and LLC and retaining | trade secret given to the of the | information, is the receiver in confidence. accepts the CUMMINS FIRE POWER LLC CORPORATE OFFICE AND | DESIGN UPFIT CENTER
12501-10_drw.pdf | agrees that, ittrawdiellse(c1r)etnoitnfuosrematthieondotchuemreenitn,or(2a)nynoctopcyoptyhetrheeofdoocrumtehnet, | except as ittrawdiellse(c1r)etnoitnfuosrematthieondotchuemreenitn,or(2a)nynoctopcyoptyhetrheeofdoocrumtehnet, | in writing by 1600 BUERKLE ROAD 875 WHITE BEAR LAKE, MN | LAWRENCE DRIVE WISCONSIN
12501-10_drw.pdf | the and (4) upon | or the completion | of the need to retain cPoopwieersLtLhCereof,
12501-10_drw.pdf |  | DIMENSION | TOLERANCESCAFREP7E
12501-10_drw.pdf | 1IM$PERIAL | UNITS | METRIC UNITS DWG UNITS: DRAWN BY:S DUBICK DATE: | 03/06/09
12501-10_drw.pdf | # | 0.005 | M.AXCHI=NE#TOL0E.R4ANCES IN/LB/S PRO-ENGINEERREF .XX= # 0.2 | DRWG:
12501-10_drw.pdf | F..OXXRXXMX |  | F..OXXRXM==TOL##ERA00N..C84ES SCALE: 0.091 SHEET 1
12501-10__drw.pdf | ITEM
12501-10__drw.pdf | 1 | 1 | FRAME, WELDMENT, LRG, TALL RISE, CFP5.9/7E,
12501-10__drw.pdf | 2 | 2 | ANGLE, HRS, 8.0 X 8.0 X 0.50, 28.00" LENGTH | 12504-01
12501-10__drw.pdf | 3 | 2 | PLATE, PUMP BRACE, .25" x 5.50" x 26.00" | 12507-01
12501-10__drw.pdf |  |  | 3.00
12501-10__drw.pdf |  |  | 22.00
12501-10__drw.pdf |  |  | 5.75
12501-10__drw.pdf |  |  | 28.00
12501-11_drw.pdf | 1 | 1 | FRAME, WELDMENT, STANDARD, CFP5.9/7E, | CFP8.3/9E9891
12501-11_drw.pdf | 2 | 2 | ANGLE, HRS, 8.0 X 8.0 X 0.50, 26.00" | 12504
12501-11_drw.pdf | 3 | 2 | PLATE, PUMP BRACE, .25" x 2.50" x 22.00" | 12506-01
12501-11_drw.pdf | 4 | 1 | PLATE, A-36, .50 x 4.0 x 6.0 | 12509
12501-11_drw.pdf | 2.38
12501-11_drw.pdf | 10.62
12501-11_drw.pdf |  | 21.24
12501-11_drw.pdf |  |  | TYP .25
12501-11_drw.pdf | TYP
12501-11_drw.pdf | 8.00
12501-11_drw.pdf |  |  | 29.00
12501-11_drw.pdf | to the the document as | receiver accepts in | confidence. the writing by CUMMINS FIRE POWER LLC CORPORATE OFFICE | DESIGN UPFIT CENTER
12501-11_drw.pdf | ittrawdiellse(c1r)etnoitnfuosrematthieondotchuemreenitn,or(2a)nynoctopcyoptyhetrheeofdoocrumtehnet, or the | ittrawdiellse(c1r)etnoitnfuosrematthieondotchuemreenitn,or(2a)nynoctopcyoptyhetrheeofdoocrumtehnet, confidential | WHITE BEAR LAKE, MN or trade WWW.CUMMINSFIREPOWER.COM | DEPERE, WISCONSIN
12501-11_drw.pdf |  | cPoopwieersLtLhCereof, | anFd RAME, ITT PUMP 8x6x14_8200
12501-11_drw.pdf | DIMENSION
12501-11_drw.pdf |  |  | DWG UNITS: DRAWN BY:S DUBICK | 03/06/09
12501-11__drw.pdf | ITEM
12501-11__drw.pdf | 1 | 1 | FRAME, WELDMENT, STANDARD, CFP5.9/7E, CFP8.3/9E | 9891
12501-11__drw.pdf | 2 | 2 | ANGLE, HRS, 8.0 X 8.0 X 0.50, 26.00" LENGTH | 12504
12501-11__drw.pdf | 3 | 2 | PLATE, PUMP BRACE, .25" x 2.50" x 22.00" | 12506-01
12501-11__drw.pdf |  |  | 26.00
12501-12_drw.pdf | ITEM
12501-12_drw.pdf | 1 | 1 | FRAME, WELDMENT, STD, MID RISE, CFP5.9/7E,
12501-12_drw.pdf |  |  | 8.0 X 8.0 X 0.50, 26.00" LENGTH | 12504
12501-12_drw.pdf |  |  |  | 12505-05
12501-12_drw.pdf | 4
12501-12_drw.pdf |  | 10.62
12501-12_drw.pdf |  |  | 21.24
12501-12_drw.pdf |  |  | .25
12501-12_drw.pdf |  |  | .25
12501-12_drw.pdf |  |  | A
12501-12_drw.pdf |  | 4.75
12501-12_drw.pdf |  | 8.00
12501-12_drw.pdf |  |  | 26.00
12501-12_drw.pdf |  |  | 29.00
12501-12_drw.pdf | and LLC and retaining | trade secret given to the of the | information, is the receiver in confidence. accepts the CUMMINS FIRE POWER LLC CORPORATE OFFICE AND | DESIGN UPFIT CENTER
12501-12_drw.pdf | agrees that, ittrawdiellse(c1r)etnoitnfuosrematthieondotchuemreenitn,or(2a)nynoctopcyoptyhetrheeofdoocrumtehnet, | except as ittrawdiellse(c1r)etnoitnfuosrematthieondotchuemreenitn,or(2a)nynoctopcyoptyhetrheeofdoocrumtehnet, | in writing by 1600 BUERKLE ROAD 875 WHITE BEAR LAKE, MN | LAWRENCE DRIVE WISCONSIN
12501-12_drw.pdf | the and (4) upon | or the completion | of the need to retain cPoopwieersLtLhCereof,
12501-12_drw.pdf |  | DIMENSION | TOLERANCESCAFREP7E
12501-12_drw.pdf | 1IM$PERIAL | UNITS | METRIC UNITS DWG UNITS: DRAWN BY:S DUBICK DATE: | 03/06/09
12501-12_drw.pdf | # | 0.005 | M.AXCHI=NE#TOL0E.R4ANCES IN/LB/S PRO-ENGINEERREF .XX= # 0.2 | DRWG:
12501-12_drw.pdf |  |  | F..OXXRXM==TOL##ERA00N..C84ES SCALE: 0.100 SHEET 1
12501-12__drw.pdf | ITEM
12501-12__drw.pdf | 1 | 1 | FRAME, WELDMENT, STD, MID RISE, CFP5.9/7E, CFP8.3/9E | 12326
12501-12__drw.pdf | 2 | 2 | ANGLE, HRS, 8.0 X 8.0 X 0.50, 26.00" LENGTH | 12504
12501-12__drw.pdf | 3 | 2 | PLATE, PUMP BRACE, .25" x 4.50" x 22.00" | 12505-05
12501-12__drw.pdf | 4 | 1 | PLATE, A-36, .50 x 4.0 x 6.0 | 12509
12501-12__drw.pdf |  |  | 26.00
12501-13_drw.pdf | ITEM
12501-13_drw.pdf | 1 | 1 | FRAME, WELDMENT, * CUSTOM *, CFP5.9/7E, CFP8.3/9E | 12378
12501-13_drw.pdf | 2 | 2 | ANGLE, HRS, 8.0 X 8.0 X 0.50, 26.00" LENGTH | 12504
12501-13_drw.pdf | 3 | 2 | PLATE, PUMP BRACE, .25" x 1.38" x 22.00" | 12506-06
12501-13_drw.pdf |  |  | 7.12
12501-13_drw.pdf |  |  | 4 | 3.00
12501-13_drw.pdf |  |  |  | 3.00
12501-13_drw.pdf |  |  | 45° BEVEL TYP
12501-13_drw.pdf |  |  | 1.43
12501-13_drw.pdf |  |  | 26.00
12501-13_drw.pdf | confidential Power LLC | and trade secret is given to | information, is the the receiver in confidence. CUMMINS FIRE POWER LLC | DESIGN
12501-13_drw.pdf | agrees (1) not use | except as the document therein, | authorized in writing by any copy thereof or the (2) not copy the document, 1600 BUERKLE ROAD 875 WHITE BEAR LAKE, MN | LAWRENCE DRIVE WISCONSIN
12501-13_drw.pdf | either the and (4) demand, return | document or upon completion the document, | the confidential or trade of the need to retain all copies thereof, and WWW.CUMMINSFIREPOWER.COM
12501-13_drw.pdf | SPECIFIED | ALL | FRAME, ITT PUMP 8x6x18_8100 * CUSTOM TOLERANCESCAFREP7E
12501-13_drw.pdf | 1IM$PERIAL | UNITS | METRIC UNITS DWG UNITS: DRAWN BY:S DUBICK DATE: | 03/06/09
12501-13_drw.pdf |  | # 0.005 | M.AXCHI=NE#TOL0E.R4ANCES IN/LB/S PRO-ENGINEERREF .XX= # 0.2 | DRWG:
12501-13_drw.pdf | F..OXXRXXMX |  | F..OXXRXM==TOL##ERA00N..C84ES SCALE: 0.100 SHEET DRAWING FABTOLERANCES | NO:
12501-13_drw.pdf | ..XXXXX== | ## 00..006300 | ..XXX== ## 10..58
12502-01_drw.pdf | 1 | 4 | HOOK, LIFTING, CFP59 | 22294
12502-01_drw.pdf | 2 | 2 | MOUNT, PUMP | A042K598
12502-01_drw.pdf | 3 | 2 | GUSSET | A042K599
12502-01_drw.pdf | 4 | 1 | MOUNT, ENGINE | A042K600
12502-01_drw.pdf | 5 | 2 | CHANNEL, SIDE | A042K601
12502-01_drw.pdf | 6 | 4 | GUSSET, ENGINE MOUNT | A042K602
12502-01_drw.pdf | 7 | 1 | CHANNEL, END | A042K603
12502-01_drw.pdf | 8 | 1 | CHANNEL, END | A042K604
12502-01_drw.pdf | 9 | 1 | MOUNT, ENGINE | A042K605
12502-01_drw.pdf |  | 2 | 3
12502-01_drw.pdf | 9
12502-01_drw.pdf |  |  | 5
12502-01_drw.pdf |  |  | 6
12502-01_obs_drw.pdf | 1 | 1 | FRAME, WELDMENT, STANDARD, CFP5.9/7E, | CFP8.3/9E9891
12502-01_obs_drw.pdf | 2 | 2 | ANGLE, HRS, 8.0 X 8.0 X 0.50, 26.00" | 12504
12502-01_obs_drw.pdf | 3 | 2 | PLATE, PUMP BRACE, .25" x 6.50" x 22.00" | 13627-03
12502-01_obs_drw.pdf | 16.50
12502-01_obs_drw.pdf |  |  | TYP
12502-01_obs_drw.pdf | TYP
12502-01_obs_drw.pdf | 8.00
12502-01_obs_drw.pdf |  |  | 29.00
12502-01_obs_drw.pdf | to the the document as | receiver accepts in | confidence. the writing by CUMMINS FIRE POWER LLC CORPORATE OFFICE | DESIGN UPFIT CENTER
12502-01_obs_drw.pdf | ittrawdiellse(c1r)etnoitnfuosrematthieondotchuemreenitn,or(2a)nynoctopcyoptyhetrheeofdoocrumtehnet, or the | ittrawdiellse(c1r)etnoitnfuosrematthieondotchuemreenitn,or(2a)nynoctopcyoptyhetrheeofdoocrumtehnet, confidential | WHITE BEAR LAKE, MN or trade WWW.CUMMINSFIREPOWER.COM | DEPERE, WISCONSIN
12502-01_obs_drw.pdf |  | cPoopwieersLtLhCereof, | anFd RAME, PEERLESS 05AEF14
12502-01_obs_drw.pdf | DIMENSION
12502-01_obs_drw.pdf |  |  | DWG UNITS: DRAWN BY:S DUBICK | 01/02/09
12502-02_drw.pdf | 1 | 4 | HOOK, LIFTING, CFP59 | 22294
12502-02_drw.pdf | 2 | 1 | MOUNT, ENGINE | A042K600
12502-02_drw.pdf | 3 | 2 | CHANNEL, SIDE | A042K601
12502-02_drw.pdf | 4 | 4 | GUSSET, ENGINE MOUNT | A042K602
12502-02_drw.pdf | 5 | 1 | CHANNEL, END | A042K603
12502-02_drw.pdf | 6 | 1 | CHANNEL, END | A042K604
12502-02_drw.pdf | 7 | 1 | MOUNT, ENGINE | A042K605
12502-02_drw.pdf | 8 | 2 | MOUNT, PUMP | A042K606
12502-02_drw.pdf | 9 | 2 | GUSSET | A042K607
12502-02_drw.pdf |  | 8 | 9
12502-02_drw.pdf | 7
12502-02_drw.pdf |  |  | 3
12502-02_drw.pdf |  |  | 4
12502-02_obs_drw.pdf | 1 | 1 | FRAME, WELDMENT, STANDARD, CFP5.9/7E, | CFP8.3/9E9891
12502-02_obs_drw.pdf | 2 | 2 | ANGLE, HRS, 8.0 X 8.0 X 0.50, 26.00" | 12504
12502-02_obs_drw.pdf | 3 | 2 | PLATE, PUMP BRACE, .25" x 4.50" x 22.00" | 12505-05
12502-02_obs_drw.pdf | 12.00
12502-02_obs_drw.pdf |  |  | .25
12502-02_obs_drw.pdf | 4.75
12502-02_obs_drw.pdf | 8.00
12502-02_obs_drw.pdf |  |  | 29.00
12502-02_obs_drw.pdf | to the the document as | receiver accepts in | confidence. the writing by CUMMINS FIRE POWER LLC CORPORATE OFFICE | DESIGN UPFIT CENTER
12502-02_obs_drw.pdf | ittrawdiellse(c1r)etnoitnfuosrematthieondotchuemreenitn,or(2a)nynoctopcyoptyhetrheeofdoocrumtehnet, or the | ittrawdiellse(c1r)etnoitnfuosrematthieondotchuemreenitn,or(2a)nynoctopcyoptyhetrheeofdoocrumtehnet, confidential | WHITE BEAR LAKE, MN or trade WWW.CUMMINSFIREPOWER.COM | DEPERE, WISCONSIN
12502-02_obs_drw.pdf |  | cPoopwieersLtLhCereof, | anFd RAME, PEERLESS 06AEF12
12502-02_obs_drw.pdf | DIMENSION
12502-02_obs_drw.pdf |  |  | DWG UNITS: DRAWN BY:S DUBICK | 01/02/09
12502-03_drw.pdf | 1 | 4 | HOOK, LIFTING, CFP59 | 22294
12502-03_drw.pdf | 2 | 1 | MOUNT, ENGINE | A042K600
12502-03_drw.pdf | 3 | 2 | CHANNEL, SIDE | A042K601
12502-03_drw.pdf | 4 | 4 | GUSSET, ENGINE MOUNT | A042K602
12502-03_drw.pdf | 5 | 1 | CHANNEL, END | A042K603
12502-03_drw.pdf | 6 | 1 | CHANNEL, END | A042K604
12502-03_drw.pdf | 7 | 1 | MOUNT, ENGINE | A042K605
12502-03_drw.pdf | 8 | 2 | MOUNT, PUMP | A042K608
12502-03_drw.pdf | 9 | 2 | GUSSET | A042K609
12502-03_drw.pdf |  |  | 9
12502-03_drw.pdf |  | 8
12502-03_drw.pdf | 7
12502-03_drw.pdf |  |  | 3
12502-03_drw.pdf |  |  | 4
12502-03_obs_drw.pdf | 1 | 1 | FRAME, WELDMENT, STANDARD, CFP5.9/7E, | CFP8.3/9E9891
12502-03_obs_drw.pdf | 2 | 2 | ANGLE, HRS, 8.0 X 8.0 X 0.50, 26.00" | 12504
12502-03_obs_drw.pdf | 3 | 2 | PLATE, PUMP BRACE, .25" x 4.50" x 22.00" | 12505-05
12502-03_obs_drw.pdf | 16.50
12502-03_obs_drw.pdf |  | B
12502-03_obs_drw.pdf |  |  | 26.00
12502-03_obs_drw.pdf | to the the document as | receiver accepts in | confidence. the writing by CUMMINS FIRE POWER LLC CORPORATE OFFICE | DESIGN UPFIT CENTER
12502-03_obs_drw.pdf | or the | confidential | WHITE BEAR LAKE, MN or trade WWW.CUMMINSFIREPOWER.COM | DEPERE, WISCONSIN
12502-03_obs_drw.pdf |  | cPoopwieersLtLhCereof, | anFd RAME, PEERLESS 06AEF14
12502-03_obs_drw.pdf | DIMENSION
12502-03_obs_drw.pdf |  |  | DWG UNITS: DRAWN BY:S DUBICK | 01/02/09
12502-04_drw.pdf | 1 | 4 | HOOK, LIFTING, CFP59 | 22294
12502-04_drw.pdf | 2 | 1 | MOUNT, ENGINE | A042K600
12502-04_drw.pdf | 3 | 2 | CHANNEL, SIDE | A042K601
12502-04_drw.pdf | 4 | 4 | GUSSET, ENGINE MOUNT | A042K602
12502-04_drw.pdf | 5 | 1 | CHANNEL, END | A042K603
12502-04_drw.pdf | 6 | 1 | CHANNEL, END | A042K604
12502-04_drw.pdf | 7 | 1 | MOUNT, ENGINE | A042K605
12502-04_drw.pdf | 8 | 2 | GUSSET | A042K609
12502-04_drw.pdf | 9 | 2 | MOUNT, PUMP | A042K610
12502-04_drw.pdf |  |  | 8
12502-04_drw.pdf |  | 9
12502-04_drw.pdf | 7
12502-04_drw.pdf |  |  | 3
12502-04_drw.pdf |  |  | 4
12502-04_obs_drw.pdf | 1 | 1 | FRAME, WELDMENT, STANDARD, CFP5.9/7E, | CFP8.3/9E9891
12502-04_obs_drw.pdf | 2 | 2 | ANGLE, HRS, 8.0 X 8.0 X 0.50, 26.00" | 12504
12502-04_obs_drw.pdf | 3 | 2 | PLATE, PUMP BRACE, .25" x 4.50" x 22.00" | 12505-05
12502-04_obs_drw.pdf | 16.00
12502-04_obs_drw.pdf |  | .25 | TYP
12502-04_obs_drw.pdf |  | B
12502-04_obs_drw.pdf | 8.00
12502-04_obs_drw.pdf |  |  | 26.00
12502-04_obs_drw.pdf | to the the document as | receiver accepts in | confidence. the writing by CUMMINS FIRE POWER LLC CORPORATE OFFICE | DESIGN UPFIT CENTER
12502-04_obs_drw.pdf | or the | confidential | WHITE BEAR LAKE, MN or trade WWW.CUMMINSFIREPOWER.COM | DEPERE, WISCONSIN
12502-04_obs_drw.pdf |  | cPoopwieersLtLhCereof, | anFd RAME, PEERLESS 06AEF16, 06AEF17
12502-04_obs_drw.pdf | DIMENSION
12502-04_obs_drw.pdf |  |  | DWG UNITS: DRAWN BY:S DUBICK | 01/02/09
12502-05_drw.pdf | 1 | 4 | HOOK, LIFTING, CFP59 | 22294
12502-05_drw.pdf | 2 | 1 | MOUNT, ENGINE | A042K600
12502-05_drw.pdf | 3 | 2 | CHANNEL, SIDE | A042K601
12502-05_drw.pdf | 4 | 4 | GUSSET, ENGINE MOUNT | A042K602
12502-05_drw.pdf | 5 | 1 | CHANNEL, END | A042K603
12502-05_drw.pdf | 6 | 1 | CHANNEL, END | A042K604
12502-05_drw.pdf | 7 | 1 | MOUNT, ENGINE | A042K605
12502-05_drw.pdf | 8 | 2 | GUSSET | A042K609
12502-05_drw.pdf | 9 | 2 | MOUNT, PUMP | A042K611
12502-05_drw.pdf |  |  | 8
12502-05_drw.pdf |  | 9
12502-05_drw.pdf | 7
12502-05_drw.pdf |  |  | 3
12502-05_drw.pdf |  |  | 4
12502-05_obs_drw.pdf | 1 | 1 | FRAME, WELDMENT, STANDARD, CFP5.9/7E, | CFP8.3/9E9891
12502-05_obs_drw.pdf | 2 | 2 | ANGLE, HRS, 8.0 X 8.0 X 0.50, 26.00" | 12504
12502-05_obs_drw.pdf | 3 | 2 | PLATE, PUMP BRACE, .25" x 4.50" x 22.00" | 12505-05
12502-05_obs_drw.pdf | 9.50
12502-05_obs_drw.pdf |  | 19.00
12502-05_obs_drw.pdf |  | B
12502-05_obs_drw.pdf | 4.75
12502-05_obs_drw.pdf |  |  | 26.00
12502-05_obs_drw.pdf | to the the document as | receiver accepts in | confidence. the writing by CUMMINS FIRE POWER LLC CORPORATE OFFICE | DESIGN UPFIT CENTER
12502-05_obs_drw.pdf | ittrawdiellse(c1r)etnoitnfuosrematthieondotchuemreenitn,or(2a)nynoctopcyoptyhetrheeofdoocrumtehnet, or the | ittrawdiellse(c1r)etnoitnfuosrematthieondotchuemreenitn,or(2a)nynoctopcyoptyhetrheeofdoocrumtehnet, confidential | WHITE BEAR LAKE, MN or trade WWW.CUMMINSFIREPOWER.COM | DEPERE, WISCONSIN
12502-05_obs_drw.pdf |  | cPoopwieersLtLhCereof, | anFd RAME, PEERLESS 06AEF18
12502-05_obs_drw.pdf | DIMENSION
12502-05_obs_drw.pdf |  |  | DWG UNITS: DRAWN BY:S DUBICK | 01/02/09
12502-06_drw.pdf | 1 | 4 | HOOK, LIFTING, CFP59 | 22294
12502-06_drw.pdf | 2 | 1 | MOUNT, ENGINE | A042K600
12502-06_drw.pdf | 3 | 2 | CHANNEL, SIDE | A042K601
12502-06_drw.pdf | 4 | 4 | GUSSET, ENGINE MOUNT | A042K602
12502-06_drw.pdf | 5 | 1 | CHANNEL, END | A042K603
12502-06_drw.pdf | 6 | 1 | CHANNEL, END | A042K604
12502-06_drw.pdf | 7 | 1 | MOUNT, ENGINE | A042K605
12502-06_drw.pdf | 8 | 2 | MOUNT, PUMP | A042K612
12502-06_drw.pdf | 9 | 2 | GUSSET | A042K613
12502-06_drw.pdf | 7
12502-06_drw.pdf |  |  |  | 9
12502-06_drw.pdf |  |  | 3
12502-06_drw.pdf |  |  | 4
12502-06_obs_drw.pdf | 1 | 1 | FRAME, WELDMENT, STANDARD, CFP5.9/7E, | CFP8.3/9E9891
12502-06_obs_drw.pdf | 2 | 2 | ANGLE, HRS, 8.0 X 8.0 X 0.50, 26.00" | 12504
12502-06_obs_drw.pdf | 3 | 2 | PLATE, PUMP BRACE, .25" x 3.50" x 22.00" | 12505-03
12502-06_obs_drw.pdf | 15.00
12502-06_obs_drw.pdf |  |  | TYP
12502-06_obs_drw.pdf | 3.75
12502-06_obs_drw.pdf | 8.00
12502-06_obs_drw.pdf |  |  | 29.00
12502-06_obs_drw.pdf | to the the document as | receiver accepts in | confidence. the writing by CUMMINS FIRE POWER LLC CORPORATE OFFICE | DESIGN UPFIT CENTER
12502-06_obs_drw.pdf | or the | confidential | WHITE BEAR LAKE, MN or trade WWW.CUMMINSFIREPOWER.COM | DEPERE, WISCONSIN
12502-06_obs_drw.pdf |  | cPoopwieersLtLhCereof, | anFd RAME, PEERLESS 08AEF15
12502-06_obs_drw.pdf | DIMENSION
12502-06_obs_drw.pdf |  |  | DWG UNITS: DRAWN BY:S DUBICK | 01/02/09
12502-07_drw.pdf | 1 | 4 | HOOK, LIFTING, CFP59 | 22294
12502-07_drw.pdf | 2 | 2 | CHANNEL, SIDE | A042K601
12502-07_drw.pdf | 3 | 1 | CHANNEL, END | A042K603
12502-07_drw.pdf | 4 | 1 | CHANNEL, END | A042K604
12502-07_drw.pdf | 5 | 1 | MOUNT, ENGINE | A042K614
12502-07_drw.pdf | 6 | 1 | MOUNT, ENGINE | A042K615
12502-07_drw.pdf | 7 | 2 | MOUNT, PUMP | A042K616
12502-07_drw.pdf | 8 | 2 | GUSSET | A042K617
12502-07_drw.pdf | 9 | 4 | GUSSET, ENGINE MOUNT | A042K618
12502-07_drw.pdf |  |  | 8
12502-07_drw.pdf |  | 7
12502-07_drw.pdf |  |  | 2
12502-07_drw.pdf |  |  | 9
12502-07_obs_drw.pdf | ITEM
12502-07_obs_drw.pdf | 1 | 1 | FRAME, WELDMENT, STD, MID RISE, CFP5.9/7E,
12502-07_obs_drw.pdf |  |  | 8.0 X 8.0 X 0.50, 26.00" LENGTH | 12504
12502-07_obs_drw.pdf |  |  |  | 13627-04
12502-07_obs_drw.pdf |  | 3.50
12502-07_obs_drw.pdf |  | 9.50
12502-07_obs_drw.pdf |  |  | TYP
12502-07_obs_drw.pdf |  |  | .25
12502-07_obs_drw.pdf |  |  | B
12502-07_obs_drw.pdf |  |  | 26.00
12502-07_obs_drw.pdf | and LLC and retaining | trade secret given to the of the | information, is the receiver in confidence. accepts the CUMMINS FIRE POWER LLC CORPORATE OFFICE AND | DESIGN UPFIT CENTER
12502-07_obs_drw.pdf | agrees that, ittrawdiellse(c1r)etnoitnfuosrematthieondotchuemreenitn,or(2a)nynoctopcyoptyhetrheeofdoocrumtehnet, | except as ittrawdiellse(c1r)etnoitnfuosrematthieondotchuemreenitn,or(2a)nynoctopcyoptyhetrheeofdoocrumtehnet, | in writing by 1600 BUERKLE ROAD 875 WHITE BEAR LAKE, MN | LAWRENCE DRIVE WISCONSIN
12502-07_obs_drw.pdf | the and (4) upon | or the completion | of the need to retain cPoopwieersLtLhCereof,
12502-07_obs_drw.pdf |  | DIMENSION | TOLERANCESCAFREP7E
12502-07_obs_drw.pdf | 1IM$PERIAL | UNITS | METRIC UNITS DWG UNITS: DRAWN BY:S DUBICK DATE: | 01/02/09
12502-07_obs_drw.pdf | # | 0.005 | M.AXCHI=NE#TOL0E.R4ANCES IN/LB/S PRO-ENGINEERREF .XX= # 0.2 | DRWG:
12502-07_obs_drw.pdf |  |  | F..OXXRXM==TOL##ERA00N..C84ES SCALE: 0.100 SHEET 1 | 12502-07_OBS
12502-08_drw.pdf | 1 | 4 | HOOK, LIFTING, CFP59 | 22294
12502-08_drw.pdf | 2 | 2 | CHANNEL, SIDE | A042K601
12502-08_drw.pdf | 3 | 1 | CHANNEL, END | A042K603
12502-08_drw.pdf | 4 | 1 | CHANNEL, END | A042K604
12502-08_drw.pdf | 5 | 1 | MOUNT, ENGINE | A042K614
12502-08_drw.pdf | 6 | 1 | MOUNT, ENGINE | A042K615
12502-08_drw.pdf | 7 | 2 | MOUNT, PUMP | A042K616
12502-08_drw.pdf | 8 | 2 | GUSSET | A042K617
12502-08_drw.pdf | 9 | 4 | GUSSET, ENGINE MOUNT | A042K618
12502-08_drw.pdf |  |  | 8
12502-08_drw.pdf |  | 7
12502-08_drw.pdf |  |  | 2
12502-08_drw.pdf |  |  | 9 SCALE 0.080
12502-08_obs_drw.pdf | ITEM
12502-08_obs_drw.pdf | 1 | 1 | FRAME, WELDMENT, STD, MID RISE, CFP5.9/7E,
12502-08_obs_drw.pdf |  |  | 8.0 X 8.0 X 0.50, 26.00" LENGTH | 12504
12502-08_obs_drw.pdf |  |  |  | 13627-04
12502-08_obs_drw.pdf |  | 3.50
12502-08_obs_drw.pdf |  |  | TYP
12502-08_obs_drw.pdf |  | TYP
12502-08_obs_drw.pdf | B
12502-08_obs_drw.pdf |  |  | B
12502-08_obs_drw.pdf |  | 5.75
12502-08_obs_drw.pdf |  | 8.00
12502-08_obs_drw.pdf |  |  | 29.00
12502-08_obs_drw.pdf | and LLC and retaining | trade secret given to the of the | information, is the receiver in confidence. accepts the CUMMINS FIRE POWER LLC CORPORATE OFFICE AND | DESIGN UPFIT CENTER
12502-08_obs_drw.pdf | agrees that, ittrawdiellse(c1r)etnoitnfuosrematthieondotchuemreenitn,or(2a)nynoctopcyoptyhetrheeofdoocrumtehnet, | except as ittrawdiellse(c1r)etnoitnfuosrematthieondotchuemreenitn,or(2a)nynoctopcyoptyhetrheeofdoocrumtehnet, | in writing by 1600 BUERKLE ROAD 875 WHITE BEAR LAKE, MN | LAWRENCE DRIVE WISCONSIN
12502-08_obs_drw.pdf | the and (4) upon | or the completion | of the need to retain cPoopwieersLtLhCereof,
12502-08_obs_drw.pdf |  | DIMENSION | TOLERANCESCAFREP7E
12502-08_obs_drw.pdf | 1IM$PERIAL | UNITS | METRIC UNITS DWG UNITS: DRAWN BY:S DUBICK DATE: | 01/02/09
12502-08_obs_drw.pdf | # | 0.005 | M.AXCHI=NE#TOL0E.R4ANCES IN/LB/S PRO-ENGINEERREF .XX= # 0.2
12502-08_obs_drw.pdf |  |  | F..OXXRXM==TOL##ERA00N..C84ES SCALE: 0.100 SHEET 1 | 12502-08_OBS
12502-09_drw.pdf | 1 | 4 | HOOK, LIFTING, CFP59 | 22294
12502-09_drw.pdf | 2 | 2 | CHANNEL, SIDE | A042K601
12502-09_drw.pdf | 3 | 1 | CHANNEL, END | A042K603
12502-09_drw.pdf | 4 | 1 | CHANNEL, END | A042K604
12502-09_drw.pdf | 5 | 1 | MOUNT, ENGINE | A042K614
12502-09_drw.pdf | 6 | 1 | MOUNT, ENGINE | A042K615
12502-09_drw.pdf | 7 | 4 | GUSSET, ENGINE MOUNT | A042K618
12502-09_drw.pdf | 8 | 2 | MOUNT, PUMP | A042K620
12502-09_drw.pdf | 9 | 2 | GUSSET | A042K621
12502-09_drw.pdf |  |  | 8
12502-09_drw.pdf |  |  | 9
12502-09_drw.pdf |  |  | 4
12502-09_drw.pdf |  |  | 2
12502-09_drw.pdf |  |  | 7 SCALE 0.080
12502-09_obs_drw.pdf | ITEM
12502-09_obs_drw.pdf | 1 | 1 | FRAME, WELDMENT, STD, MID RISE, CFP5.9/7E,
12502-09_obs_drw.pdf |  |  | 8.0 X 8.0 X 0.50, 26.00" LENGTH | 12504
12502-09_obs_drw.pdf |  |  |  | 13627-04
12502-09_obs_drw.pdf |  | 3.50
12502-09_obs_drw.pdf |  |  | 19.00
12502-09_obs_drw.pdf |  |  | .25
12502-09_obs_drw.pdf |  |  | .25
12502-09_obs_drw.pdf | B
12502-09_obs_drw.pdf |  |  | B
12502-09_obs_drw.pdf |  | 5.75
12502-09_obs_drw.pdf |  | 8.00
12502-09_obs_drw.pdf |  |  | 29.00
12502-09_obs_drw.pdf | and LLC and retaining | trade secret given to the of the | information, is the receiver in confidence. accepts the CUMMINS FIRE POWER LLC CORPORATE OFFICE AND | DESIGN UPFIT CENTER
12502-09_obs_drw.pdf | agrees that, ittrawdiellse(c1r)etnoitnfuosrematthieondotchuemreenitn,or(2a)nynoctopcyoptyhetrheeofdoocrumtehnet, | except as ittrawdiellse(c1r)etnoitnfuosrematthieondotchuemreenitn,or(2a)nynoctopcyoptyhetrheeofdoocrumtehnet, | in writing by 1600 BUERKLE ROAD 875 WHITE BEAR LAKE, MN | LAWRENCE DRIVE WISCONSIN
12502-09_obs_drw.pdf | the and (4) upon | or the completion | of the need to retain cPoopwieersLtLhCereof,
12502-09_obs_drw.pdf |  | DIMENSION | TOLERANCESCAFREP7E
12502-09_obs_drw.pdf | 1IM$PERIAL | UNITS | METRIC UNITS DWG UNITS: DRAWN BY:S DUBICK DATE: | 01/02/09
12502-09_obs_drw.pdf | # | 0.005 | M.AXCHI=NE#TOL0E.R4ANCES IN/LB/S PRO-ENGINEERREF .XX= # 0.2 | DRWG:
12502-09_obs_drw.pdf |  |  | F..OXXRXM==TOL##ERA00N..C84ES SCALE: 0.100 SHEET 1 | 12502-09_OBS
12502-10_drw.pdf | 1 | 4 | HOOK, LIFTING, CFP59 | 22294
12502-10_drw.pdf | 2 | 4 | GUSSET, ENGINE MOUNT | A042K618
12502-10_drw.pdf | 3 | 2 | CHANNEL, SIDE | A042K623
12502-10_drw.pdf | 4 | 1 | CHANNEL, END | A042K624
12502-10_drw.pdf | 5 | 1 | CHANNEL, END | A042K625
12502-10_drw.pdf | 6 | 2 | MOUNT, PUMP | A042K626
12502-10_drw.pdf | 7 | 2 | GUSSET | A042K627
12502-10_drw.pdf | 8 | 1 | MOUNT, ENGINE | A042K628
12502-10_drw.pdf | 9 | 1 | MOUNT, ENGINE | A042K629
12502-10_drw.pdf |  |  | 6
12502-10_drw.pdf |  |  | 7
12502-10_drw.pdf |  |  | 3
12502-10_drw.pdf | 1
12502-10_obs_drw.pdf | ITEM
12502-10_obs_drw.pdf | 1 | 1 | FRAME, WELDMENT, LRG, MID RISE, CFP5.9/7E,
12502-10_obs_drw.pdf |  |  | 8.0 X 8.0 X 0.50, 28.00" LENGTH | 12504-01
12502-10_obs_drw.pdf |  |  |  | 12507-03
12502-10_obs_drw.pdf |  |  | 17.00
12502-10_obs_drw.pdf |  |  | TYP
12502-10_obs_drw.pdf |  | TYP | .25
12502-10_obs_drw.pdf |  |  | B
12502-10_obs_drw.pdf |  |  | 4.25
12502-10_obs_drw.pdf | B |  | 28.00
12502-10_obs_drw.pdf |  |  | 6.00
12502-10_obs_drw.pdf | and LLC and retaining | trade secret given to the of the | information, is the receiver in confidence. accepts the CUMMINS FIRE POWER LLC CORPORATE OFFICE AND | DESIGN UPFIT CENTER
12502-10_obs_drw.pdf | agrees that, ittrawdiellse(c1r)etnoitnfuosrematthieondotchuemreenitn,or(2a)nynoctopcyoptyhetrheeofdoocrumtehnet, | except as ittrawdiellse(c1r)etnoitnfuosrematthieondotchuemreenitn,or(2a)nynoctopcyoptyhetrheeofdoocrumtehnet, | in writing by 1600 BUERKLE ROAD 875 WHITE BEAR LAKE, MN | LAWRENCE DRIVE WISCONSIN
12502-10_obs_drw.pdf | the and (4) upon | or the completion | of the need to retain cPoopwieersLtLhCereof,
12502-10_obs_drw.pdf |  | DIMENSION | TOLERANCESCAFREP7E
12502-10_obs_drw.pdf | 1IM$PERIAL | UNITS | METRIC UNITS DWG UNITS: DRAWN BY:S DUBICK DATE: | 01/02/09
12502-10_obs_drw.pdf | # | 0.005 | M.AXCHI=NE#TOL0E.R4ANCES IN/LB/S PRO-ENGINEERREF .XX= # 0.2 | DRWG:
12502-10_obs_drw.pdf |  |  | F..OXXRXM==TOL##ERA00N..C84ES SCALE: 0.100 SHEET 1 | 12502-10_OBS
12502-11_drw.pdf | 1 | 4 | HOOK, LIFTING, CFP59 | 22294
12502-11_drw.pdf | 2 | 1 | MOUNT, ENGINE | A042K600
12502-11_drw.pdf | 3 | 2 | CHANNEL, SIDE | A042K601
12502-11_drw.pdf | 4 | 4 | GUSSET, ENGINE MOUNT | A042K602
12502-11_drw.pdf | 5 | 1 | CHANNEL, END | A042K603
12502-11_drw.pdf | 6 | 1 | CHANNEL, END | A042K604
12502-11_drw.pdf | 7 | 1 | MOUNT, ENGINE | A042K605
12502-11_drw.pdf | 8 | 2 | MOUNT, PUMP | A042K631
12502-11_drw.pdf | 9 | 2 | GUSSET | A042K632
12502-11_drw.pdf |  | 8 | 9
12502-11_drw.pdf | 7
12502-11_drw.pdf |  |  | 3
12502-11_drw.pdf |  |  | 4 SCALE 0.080
12502-11_obs_drw.pdf | 1 | 1 | FRAME, WELDMENT, STANDARD, CFP5.9/7E, | CFP8.3/9E9891
12502-11_obs_drw.pdf | 2 | 2 | ANGLE, HRS, 8.0 X 8.0 X 0.50, 26.00" | 12504
12502-11_obs_drw.pdf | 3 | 2 | PLATE, PUMP BRACE, .25" x 6.00" x 22.00" | 13627-01
12502-11_obs_drw.pdf | 5.32
12502-11_obs_drw.pdf | 7.68
12502-11_obs_drw.pdf |  |  | TYP
12502-11_obs_drw.pdf |  | .25
12502-11_obs_drw.pdf |  | B
12502-11_obs_drw.pdf | 6.35
12502-11_obs_drw.pdf | 8.00
12502-11_obs_drw.pdf |  |  | 29.00
12502-11_obs_drw.pdf | to the the document as | receiver accepts in | confidence. the writing by CUMMINS FIRE POWER LLC CORPORATE OFFICE | DESIGN UPFIT CENTER
12502-11_obs_drw.pdf | ittrawdiellse(c1r)etnoitnfuosrematthieondotchuemreenitn,or(2a)nynoctopcyoptyhetrheeofdoocrumtehnet, or the | ittrawdiellse(c1r)etnoitnfuosrematthieondotchuemreenitn,or(2a)nynoctopcyoptyhetrheeofdoocrumtehnet, confidential | WHITE BEAR LAKE, MN or trade WWW.CUMMINSFIREPOWER.COM | DEPERE, WISCONSIN
12502-11_obs_drw.pdf |  | cPoopwieersLtLhCereof, | anFd RAME, PEERLESS 04THF15
12502-11_obs_drw.pdf | DIMENSION
12502-11_obs_drw.pdf |  |  | DWG UNITS: DRAWN BY:S DUBICK | 01/02/09
12502-12_drw.pdf | 1 | 4 | HOOK, LIFTING, CFP59 | 22294
12502-12_drw.pdf | 2 | 1 | MOUNT, ENGINE | A042K600
12502-12_drw.pdf | 3 | 2 | CHANNEL, SIDE | A042K601
12502-12_drw.pdf | 4 | 4 | GUSSET, ENGINE MOUNT | A042K602
12502-12_drw.pdf | 5 | 1 | CHANNEL, END | A042K603
12502-12_drw.pdf | 6 | 1 | CHANNEL, END | A042K604
12502-12_drw.pdf | 7 | 1 | MOUNT, ENGINE | A042K605
12502-12_drw.pdf | 8 | 2 | MOUNT, PUMP | A042K631
12502-12_drw.pdf | 9 | 2 | GUSSET | A042K633
12502-12_drw.pdf |  | 8 | 9
12502-12_drw.pdf | 7
12502-12_drw.pdf |  |  | 3
12502-12_drw.pdf |  |  | 4
12502-12_obs_drw.pdf | 1 | 1 | FRAME, WELDMENT, STANDARD, CFP5.9/7E, | CFP8.3/9E9891
12502-12_obs_drw.pdf | 2 | 2 | ANGLE, HRS, 8.0 X 8.0 X 0.50, 26.00" | 12504
12502-12_obs_drw.pdf | 3 | 2 | PLATE, PUMP BRACE, .25" x 4.00" x 22.00" | 12505-01
12502-12_obs_drw.pdf | 15.36
12502-12_obs_drw.pdf |  |  | TYP
12502-12_obs_drw.pdf |  | .25
12502-12_obs_drw.pdf | 4.37
12502-12_obs_drw.pdf | 8.00
12502-12_obs_drw.pdf |  |  | 29.00
12502-12_obs_drw.pdf | to the the document as | receiver accepts in | confidence. the writing by CUMMINS FIRE POWER LLC CORPORATE OFFICE | DESIGN UPFIT CENTER
12502-12_obs_drw.pdf | ittrawdiellse(c1r)etnoitnfuosrematthieondotchuemreenitn,or(2a)nynoctopcyoptyhetrheeofdoocrumtehnet, or the | ittrawdiellse(c1r)etnoitnfuosrematthieondotchuemreenitn,or(2a)nynoctopcyoptyhetrheeofdoocrumtehnet, confidential | WHITE BEAR LAKE, MN or trade WWW.CUMMINSFIREPOWER.COM | DEPERE, WISCONSIN
12502-12_obs_drw.pdf |  | cPoopwieersLtLhCereof, | anFd RAME, PEERLESS 05THF15
12502-12_obs_drw.pdf | DIMENSION
12502-12_obs_drw.pdf |  |  | DWG UNITS: DRAWN BY:S DUBICK | 01/02/09
12502-13_drw.pdf | 1 | 4 | HOOK, LIFTING, CFP59 | 22294
12502-13_drw.pdf | 2 | 2 | CHANNEL, SIDE | A042K601
12502-13_drw.pdf | 3 | 1 | CHANNEL, END | A042K603
12502-13_drw.pdf | 4 | 1 | CHANNEL, END | A042K604
12502-13_drw.pdf | 5 | 1 | MOUNT, ENGINE | A042K614
12502-13_drw.pdf | 6 | 1 | MOUNT, ENGINE | A042K615
12502-13_drw.pdf | 7 | 4 | GUSSET, ENGINE MOUNT | A042K618
12502-13_drw.pdf | 8 | 2 | MOUNT, PUMP | A042K634
12502-13_drw.pdf | 9 | 2 | GUSSET | A042K635
12502-13_drw.pdf |  |  | 8
12502-13_drw.pdf |  |  | 9
12502-13_drw.pdf |  |  | 2
12502-13_drw.pdf |  |  | 7
12502-13_obs_drw.pdf | ITEM
12502-13_obs_drw.pdf | 1 | 1 | FRAME, WELDMENT, STD, MID RISE, CFP5.9/7E,
12502-13_obs_drw.pdf |  |  | 8.0 X 8.0 X 0.50, 26.00" LENGTH | 12504
12502-13_obs_drw.pdf |  |  |  | 12506-04
12502-13_obs_drw.pdf |  | 3.38
12502-13_obs_drw.pdf |  |  | .25
12502-13_obs_drw.pdf |  | TYP | .25
12502-13_obs_drw.pdf | B
12502-13_obs_drw.pdf |  |  | B
12502-13_obs_drw.pdf |  | 2.50
12502-13_obs_drw.pdf |  |  | 26.00
12502-13_obs_drw.pdf | and LLC and retaining | trade secret given to the of the | information, is the receiver in confidence. accepts the CUMMINS FIRE POWER LLC CORPORATE OFFICE AND | DESIGN UPFIT CENTER
12502-13_obs_drw.pdf | agrees that, ittrawdiellse(c1r)etnoitnfuosrematthieondotchuemreenitn,or(2a)nynoctopcyoptyhetrheeofdoocrumtehnet, | except as ittrawdiellse(c1r)etnoitnfuosrematthieondotchuemreenitn,or(2a)nynoctopcyoptyhetrheeofdoocrumtehnet, | in writing by 1600 BUERKLE ROAD 875 WHITE BEAR LAKE, MN | LAWRENCE DRIVE WISCONSIN
12502-13_obs_drw.pdf | the and (4) upon | or the completion | of the need to retain cPoopwieersLtLhCereof,
12502-13_obs_drw.pdf |  | DIMENSION | TOLERANCESCAFREP7E
12502-13_obs_drw.pdf | 1IM$PERIAL | UNITS | METRIC UNITS DWG UNITS: DRAWN BY:S DUBICK DATE: | 01/02/09
12502-13_obs_drw.pdf | # | 0.005 | M.AXCHI=NE#TOL0E.R4ANCES IN/LB/S PRO-ENGINEERREF .XX= # 0.2 | DRWG:
12502-13_obs_drw.pdf |  |  | F..OXXRXM==TOL##ERA00N..C84ES SCALE: 0.100 SHEET 1 | 12502-13_OBS
12502-14_drw.pdf | 1 | 4 | HOOK, LIFTING, CFP59 | 22294
12502-14_drw.pdf | 2 | 4 | GUSSET, ENGINE MOUNT | A042K618
12502-14_drw.pdf | 3 | 2 | CHANNEL, SIDE | A042K623
12502-14_drw.pdf | 4 | 1 | CHANNEL, END | A042K624
12502-14_drw.pdf | 5 | 1 | CHANNEL, END | A042K625
12502-14_drw.pdf | 6 | 1 | MOUNT, ENGINE | A042K628
12502-14_drw.pdf | 7 | 1 | MOUNT, ENGINE | A042K629
12502-14_drw.pdf | 8 | 2 | MOUNT, PUMP | A042K637
12502-14_drw.pdf | 9 | 2 | GUSSET | A042K638
12502-14_drw.pdf |  |  | 8
12502-14_drw.pdf |  |  | 9
12502-14_drw.pdf |  |  | 3
12502-14_drw.pdf | 1
12502-14_obs_drw.pdf | ITEM
12502-14_obs_drw.pdf | 1 | 1 | FRAME, WELDMENT, LRG, MID RISE, CFP5.9/7E,
12502-14_obs_drw.pdf |  |  | 8.0 X 8.0 X 0.50, 28.00" LENGTH | 12504-01
12502-14_obs_drw.pdf |  |  |  | 12505-02
12502-14_obs_drw.pdf |  |  | 19.68
12502-14_obs_drw.pdf |  |  | .25
12502-14_obs_drw.pdf |  |  | B
12502-14_obs_drw.pdf |  | 20.69
12502-14_obs_drw.pdf |  |  | 8.00
12502-14_obs_drw.pdf |  | B | 28.00
12502-14_obs_drw.pdf | and LLC and retaining | trade secret given to the of the | information, is the receiver in confidence. accepts the CUMMINS FIRE POWER LLC CORPORATE OFFICE AND | DESIGN UPFIT CENTER
12502-14_obs_drw.pdf | agrees that, ittrawdiellse(c1r)etnoitnfuosrematthieondotchuemreenitn,or(2a)nynoctopcyoptyhetrheeofdoocrumtehnet, | except as ittrawdiellse(c1r)etnoitnfuosrematthieondotchuemreenitn,or(2a)nynoctopcyoptyhetrheeofdoocrumtehnet, | in writing by 1600 BUERKLE ROAD 875 WHITE BEAR LAKE, MN | LAWRENCE DRIVE WISCONSIN
12502-14_obs_drw.pdf | the and (4) upon | or the completion | of the need to retain cPoopwieersLtLhCereof,
12502-14_obs_drw.pdf |  | DIMENSION | TOLERANCESCAFREP7E
12502-14_obs_drw.pdf | 1IM$PERIAL | UNITS | METRIC UNITS DWG UNITS: DRAWN BY:S DUBICK DATE: | 01/02/09
12502-14_obs_drw.pdf | # | 0.005 | M.AXCHI=NE#TOL0E.R4ANCES IN/LB/S PRO-ENGINEERREF .XX= # 0.2
12502-14_obs_drw.pdf |  |  | F..OXXRXM==TOL##ERA00N..C84ES SCALE: 0.100 SHEET 1 | 12502-14_OBS
12502-15_drw.pdf | 1 | 4 | HOOK, LIFTING, CFP59 | 22294
12502-15_drw.pdf | 2 | 2 | CHANNEL, SIDE | A042K623
12502-15_drw.pdf | 3 | 1 | CHANNEL, END | A042K624
12502-15_drw.pdf | 4 | 1 | CHANNEL, END | A042K625
12502-15_drw.pdf | 5 | 1 | MOUNT, ENGINE | A042K639
12502-15_drw.pdf | 6 | 1 | MOUNT, ENGINE | A042K640
12502-15_drw.pdf | 7 | 4 | GUSSET, ENGINE MOUNT | A042K641
12502-15_drw.pdf | 8 | 2 | MOUNT, PUMP | A042K642
12502-15_drw.pdf | 9 | 2 | GUSSET | A042K643
12502-15_drw.pdf |  |  | 8
12502-15_drw.pdf |  |  | 9
12502-15_drw.pdf |  |  | 2
12502-15_drw.pdf | 1
12502-15_obs_drw.pdf | ITEM
12502-15_obs_drw.pdf | 1 | 1 | FRAME, WELDMENT, LRG, TALL RISE, CFP5.9/7E,
12502-15_obs_drw.pdf |  |  | 8.0 X 8.0 X 0.50, 28.00" LENGTH | 12504-01
12502-15_obs_drw.pdf |  |  |  | 12506-02
12502-15_obs_drw.pdf |  |  | 23.62
12502-15_obs_drw.pdf |  |  | TYP
12502-15_obs_drw.pdf |  |  | B
12502-15_obs_drw.pdf |  |  | B
12502-15_obs_drw.pdf |  |  | 8.00
12502-15_obs_drw.pdf | 13.81 |  | 6.00
12502-15_obs_drw.pdf | and LLC and retaining | trade secret given to the of the | information, is the receiver in confidence. accepts the CUMMINS FIRE POWER LLC CORPORATE OFFICE AND | DESIGN UPFIT CENTER
12502-15_obs_drw.pdf | agrees that, ittrawdiellse(c1r)etnoitnfuosrematthieondotchuemreenitn,or(2a)nynoctopcyoptyhetrheeofdoocrumtehnet, | except as ittrawdiellse(c1r)etnoitnfuosrematthieondotchuemreenitn,or(2a)nynoctopcyoptyhetrheeofdoocrumtehnet, | in writing by 1600 BUERKLE ROAD 875 WHITE BEAR LAKE, MN | LAWRENCE DRIVE WISCONSIN
12502-15_obs_drw.pdf | the and (4) upon | or the completion | of the need to retain cPoopwieersLtLhCereof,
12502-15_obs_drw.pdf |  | DIMENSION | TOLERANCESCAFREP7E
12502-15_obs_drw.pdf | 1IM$PERIAL | UNITS | METRIC UNITS DWG UNITS: DRAWN BY:S DUBICK DATE: | 01/02/09
12502-15_obs_drw.pdf | # | 0.005 | M.AXCHI=NE#TOL0E.R4ANCES IN/LB/S PRO-ENGINEERREF .XX= # 0.2 | DRWG:
12502-15_obs_drw.pdf |  |  | F..OXXRXM==TOL##ERA00N..C84ES SCALE: 0.100 SHEET 1 | 12502-15_OBS
12502-18_drw.pdf | 1 | 4 | HOOK, LIFTING, CFP59 | 22294
12502-18_drw.pdf | 2 | 4 | GUSSET, ENGINE MOUNT | A042K602
12502-18_drw.pdf | 3 | 2 | CHANNEL, SIDE | A042K623
12502-18_drw.pdf | 4 | 1 | CHANNEL, END | A042K624
12502-18_drw.pdf | 5 | 1 | CHANNEL, END | A042K625
12502-18_drw.pdf | 6 | 1 | MOUNT, ENGINE | A042K644
12502-18_drw.pdf | 7 | 1 | MOUNT, ENGINE | A042K645
12502-18_drw.pdf | 8 | 1 | MOUNT, PUMP | A042K646
12502-18_drw.pdf | 9 | 2 | GUSSET | A042K647
12502-18_drw.pdf | 10 | 1 | MOUNT, PUMP | A042K648
12502-18_drw.pdf |  |  |  | 5
12502-18_drw.pdf |  | 8
12502-18_drw.pdf |  |  | 9
12502-18_drw.pdf |  |  | 3
12502-18_drw.pdf |  |  | 2
12502-18_drw.pdf | 1
12502-18_obs_drw.pdf | 1 | 1 | FRAME, WELDMENT, LARGE, CFP5.9/7E,
12502-18_obs_drw.pdf | 2 | 2 | ANGLE, HRS, 8.0 X 8.0 X 0.50, 28.00"
12502-18_obs_drw.pdf |  |  | TYP
12502-18_obs_drw.pdf |  | .25
12502-18_obs_drw.pdf |  | B
12502-18_obs_drw.pdf |  | 5.75
12502-18_obs_drw.pdf |  |  | 8.00
12502-18_obs_drw.pdf |  |  | 28.00
12502-18_obs_drw.pdf |  | 6.00
12502-18_obs_drw.pdf | information, the receiver | is in | the confidence. CUMMINS FIRE POWER LLC | DESIGN
12502-18_obs_drw.pdf | authorized | in writing | by 1600 BUERKLE ROAD 875 WHITE BEAR LAKE, MN | LAWRENCE DRIVE WISCONSIN
12502-18_obs_drw.pdf | the of the | or need to | trade retain WWW.CUMMINSFIREPOWER.COM
12502-18_obs_drw.pdf |  |  | RAME, PEERLESS 04TUTF14
12502-19_drw.pdf | 1 | 4 | HOOK, LIFTING, CFP59 | 22294
12502-19_drw.pdf | 2 | 4 | GUSSET, ENGINE MOUNT | A042K602
12502-19_drw.pdf | 3 | 2 | CHANNEL, SIDE | A042K623
12502-19_drw.pdf | 4 | 1 | CHANNEL, END | A042K624
12502-19_drw.pdf | 5 | 1 | CHANNEL, END | A042K625
12502-19_drw.pdf | 6 | 1 | MOUNT, ENGINE | A042K644
12502-19_drw.pdf | 7 | 1 | MOUNT, ENGINE | A042K645
12502-19_drw.pdf | 8 | 2 | GUSSET | A042K647
12502-19_drw.pdf | 9 | 1 | MOUNT, PUMP | A042K653
12502-19_drw.pdf | 10 | 1 | MOUNT, PUMP | A042K654
12502-19_drw.pdf |  | 9
12502-19_drw.pdf |  |  | 8
12502-19_drw.pdf |  |  | 3
12502-19_drw.pdf |  |  | 2
12502-19_drw.pdf | 1
12502-19_obs_drw.pdf | 1 | 1 | FRAME, WELDMENT, LARGE, CFP5.9/7E, | 12321
12502-19_obs_drw.pdf | 2 | 2 | ANGLE, HRS, 8.0 X 8.0 X 0.50, 28.00" | 12504-01
12502-19_obs_drw.pdf | 3 | 2 | PLATE, PUMP BRACE, .25" x 5.50" x 32.00" | 13622-01
12502-19_obs_drw.pdf |  |  | 5.00
12502-19_obs_drw.pdf |  |  | 9.00
12502-19_obs_drw.pdf |  |  | 18.00
12502-19_obs_drw.pdf |  |  | TYP
12502-19_obs_drw.pdf | TYP
12502-19_obs_drw.pdf | 17.81
12502-19_obs_drw.pdf |  |  | B
12502-19_obs_drw.pdf |  | 5.75
12502-19_obs_drw.pdf |  |  | 8.00
12502-19_obs_drw.pdf | to the the document as | receiver accepts in | confidence. the writing by CUMMINS FIRE POWER LLC CORPORATE OFFICE | DESIGN UPFIT CENTER
12502-19_obs_drw.pdf | ittrawdiellse(c1r)etnoitnfuosrematthieondotchuemreenitn,or(2a)nynoctopcyoptyhetrheeofdoocrumtehnet, or the | ittrawdiellse(c1r)etnoitnfuosrematthieondotchuemreenitn,or(2a)nynoctopcyoptyhetrheeofdoocrumtehnet, confidential | WHITE BEAR LAKE, MN or trade WWW.CUMMINSFIREPOWER.COM | DEPERE, WISCONSIN
12502-19_obs_drw.pdf |  | cPoopwieersLtLhCereof, | anFd RAME, PEERLESS 05TUF7
12502-19_obs_drw.pdf | DIMENSION
12502-19_obs_drw.pdf |  |  | DWG UNITS: DRAWN BY:S DUBICK | 01/02/09
12502-20_drw.pdf | 1 | 4 | HOOK, LIFTING, CFP59 | 22294
12502-20_drw.pdf | 2 | 4 | GUSSET, ENGINE MOUNT | A042K602
12502-20_drw.pdf | 3 | 2 | CHANNEL, SIDE | A042K623
12502-20_drw.pdf | 4 | 1 | CHANNEL, END | A042K624
12502-20_drw.pdf | 5 | 1 | CHANNEL, END | A042K625
12502-20_drw.pdf | 6 | 1 | MOUNT, ENGINE | A042K644
12502-20_drw.pdf | 7 | 1 | MOUNT, ENGINE | A042K645
12502-20_drw.pdf | 8 | 1 | MOUNT, PUMP | A042K655
12502-20_drw.pdf | 9 | 1 | MOUNT, PUMP | A042K656
12502-20_drw.pdf | 10 | 2 | GUSSET | A042K657
12502-20_drw.pdf |  |  | 9
12502-20_drw.pdf |  |  |  | 5
12502-20_drw.pdf |  |  | 10
12502-20_drw.pdf | 1
12502-20_obs_drw.pdf | 1 | 1 | FRAME, WELDMENT, XRTA LONG, CFP5.9/7E, | CFP8.3/91E2328
12502-20_obs_drw.pdf | 2 | 2 | ANGLE, HRS, 8.0 X 8.0 X 0.50, 26.00" | 12504
12502-20_obs_drw.pdf | 3 | 2 | PLATE, PUMP BRACE, .25" x 5.50" x 36.00" | 13868
12502-20_obs_drw.pdf |  |  | 10.88
12502-20_obs_drw.pdf |  |  | 21.76
12502-20_obs_drw.pdf |  |  | TYP
12502-20_obs_drw.pdf | TYP
12502-20_obs_drw.pdf | 18.19
12502-20_obs_drw.pdf |  |  | B
12502-20_obs_drw.pdf |  |  | 8.00
12502-20_obs_drw.pdf |  | 6.00
12502-20_obs_drw.pdf |  |  | 29.00
12502-20_obs_drw.pdf | to the the document as | receiver accepts in | confidence. the writing by CUMMINS FIRE POWER LLC CORPORATE OFFICE | DESIGN UPFIT CENTER
12502-20_obs_drw.pdf | ittrawdiellse(c1r)etnoitnfuosrematthieondotchuemreenitn,or(2a)nynoctopcyoptyhetrheeofdoocrumtehnet, or the | ittrawdiellse(c1r)etnoitnfuosrematthieondotchuemreenitn,or(2a)nynoctopcyoptyhetrheeofdoocrumtehnet, confidential | WHITE BEAR LAKE, MN or trade WWW.CUMMINSFIREPOWER.COM | DEPERE, WISCONSIN
12502-20_obs_drw.pdf |  | cPoopwieersLtLhCereof, | anFd RAME, PEERLESS 05TUTF16
12502-20_obs_drw.pdf | DIMENSION
12502-20_obs_drw.pdf |  |  | DWG UNITS: DRAWN BY:S DUBICK | 01/02/09
12502-21_drw.pdf | 1 | 4 | HOOK, LIFTING, CFP59 | 22294
12502-21_drw.pdf | 2 | 4 | GUSSET, ENGINE MOUNT | A042K602
12502-21_drw.pdf | 3 | 2 | CHANNEL, SIDE | A042K623
12502-21_drw.pdf | 4 | 1 | CHANNEL, END | A042K624
12502-21_drw.pdf | 5 | 1 | CHANNEL, END | A042K625
12502-21_drw.pdf | 6 | 1 | MOUNT, ENGINE | A042K644
12502-21_drw.pdf | 7 | 1 | MOUNT, ENGINE | A042K645
12502-21_drw.pdf | 8 | 2 | GUSSET | A042K657
12502-21_drw.pdf | 9 | 1 | MOUNT, PUMP | A042K658
12502-21_drw.pdf | 10 | 1 | MOUNT, PUMP | A042K659
12502-21_drw.pdf |  |  | 10
12502-21_drw.pdf |  |  |  | 5
12502-21_drw.pdf |  | 9
12502-21_drw.pdf |  |  | 8
12502-21_drw.pdf |  |  | 3
12502-21_drw.pdf | 1
12502-21_obs_drw.pdf | 1 | 1 | FRAME, WELDMENT, XRTA LONG, CFP5.9/7E, | CFP8.3/91E2328
12502-21_obs_drw.pdf | 2 | 2 | ANGLE, HRS, 8.0 X 8.0 X 0.50, 26.00" | 12504
12502-21_obs_drw.pdf | 3 | 2 | PLATE, PUMP BRACE, .25" x 5.50" x 36.00" | 13868
12502-21_obs_drw.pdf |  |  | 2.12
12502-21_obs_drw.pdf |  |  | 21.76
12502-21_obs_drw.pdf |  |  | .25
12502-21_obs_drw.pdf | TYP
12502-21_obs_drw.pdf |  |  | B
12502-21_obs_drw.pdf |  |  | 8.00
12502-21_obs_drw.pdf |  |  | 29.00
12502-21_obs_drw.pdf | to the the document as | receiver accepts in | confidence. the writing by CUMMINS FIRE POWER LLC CORPORATE OFFICE | DESIGN UPFIT CENTER
12502-21_obs_drw.pdf | ittrawdiellse(c1r)etnoitnfuosrematthieondotchuemreenitn,or(2a)nynoctopcyoptyhetrheeofdoocrumtehnet, or the | ittrawdiellse(c1r)etnoitnfuosrematthieondotchuemreenitn,or(2a)nynoctopcyoptyhetrheeofdoocrumtehnet, confidential | WHITE BEAR LAKE, MN or trade WWW.CUMMINSFIREPOWER.COM | DEPERE, WISCONSIN
12502-21_obs_drw.pdf |  | cPoopwieersLtLhCereof, | anFd RAME, PEERLESS 06TUF10
12502-21_obs_drw.pdf | DIMENSION
12502-21_obs_drw.pdf |  |  | DWG UNITS: DRAWN BY:S DUBICK | 01/02/09
12502-23_drw.pdf | 1 | 4 | HOOK, LIFTING, CFP59 | 22294
12502-23_drw.pdf | 2 | 1 | MOUNT, ENGINE | A042K600
12502-23_drw.pdf | 3 | 2 | CHANNEL, SIDE | A042K601
12502-23_drw.pdf | 4 | 4 | GUSSET, ENGINE MOUNT | A042K602
12502-23_drw.pdf | 5 | 1 | CHANNEL, END | A042K603
12502-23_drw.pdf | 6 | 1 | CHANNEL, END | A042K604
12502-23_drw.pdf | 7 | 1 | MOUNT, ENGINE | A042K605
12502-23_drw.pdf | 8 | 2 | GUSSET | A042K609
12502-23_drw.pdf | 9 | 2 | MOUNT, PUMP | A042K610
12502-23_drw.pdf |  |  | 8.25
12502-23_drw.pdf |  |  | 8.25
12502-23_drw.pdf |  |  | 22.97
12503-01_drw.pdf | ITEM
12503-01_drw.pdf | 1 | 1 | FRAME, WELDMENT, STANDARD, CFP5.9/7E, CFP8.3/9E | 9891
12503-01_drw.pdf |  |  | HRS, 8.0 X 8.0 X 0.50, 26.00" LENGTH | 12504
12510-01_drw.pdf | 1 | 1 | FRAME, WELDMENT, STANDARD, CFP5.9/7E, | CFP8.3/9E9891
12510-01_drw.pdf | 2 | 2 | ANGLE, HRS, 8.0 X 8.0 X 0.50, 26.00" | 12504
12510-01_drw.pdf | 3 | 2 | PLATE, PUMP BRACE, .25" x 4.75" x 22.00" | 12505
12510-01_drw.pdf |  | 10.00
12510-01_drw.pdf | .25 |  | TYP
12510-01_drw.pdf | .25
12510-01_drw.pdf |  |  | 26.00
12510-01_drw.pdf | to the the document as | receiver accepts in | confidence. the writing by CUMMINS FIRE POWER LLC CORPORATE OFFICE | DESIGN UPFIT CENTER
12510-01_drw.pdf | ittrawdiellse(c1r)etnoitnfuosrematthieondotchuemreenitn,or(2a)nynoctopcyoptyhetrheeofdoocrumtehnet, or the | ittrawdiellse(c1r)etnoitnfuosrematthieondotchuemreenitn,or(2a)nynoctopcyoptyhetrheeofdoocrumtehnet, confidential | WHITE BEAR LAKE, MN or trade WWW.CUMMINSFIREPOWER.COM | DEPERE, WISCONSIN
12510-01_drw.pdf |  | cPoopwieersLtLhCereof, | anFd RAME, AURORA PUMP #112, #113
12510-01_drw.pdf | DIMENSION |  | TOLERANCESCAFREP9E, 3172 DRIVESHAFT
12510-01_drw.pdf |  |  | DWG UNITS: DRAWN BY:S DUBICK | 02/12/09
12510-02_drw.pdf | 1 | 1 | FRAME, WELDMENT, STANDARD, CFP5.9/7E, | CFP8.3/9E9891
12510-02_drw.pdf | 2 | 2 | ANGLE, HRS, 8.0 X 8.0 X 0.50, 26.00" | 12504
12510-02_drw.pdf | 3 | 2 | PLATE, PUMP BRACE, .25" x 4.75" x 22.00" | 12505
12510-02_drw.pdf |  | 10.00
12510-02_drw.pdf | .25 |  | TYP
12510-02_drw.pdf | B
12510-02_drw.pdf |  |  | 26.00
12510-02_drw.pdf | to the the document as | receiver accepts in | confidence. the writing by CUMMINS FIRE POWER LLC CORPORATE OFFICE | DESIGN UPFIT CENTER
12510-02_drw.pdf | ittrawdiellse(c1r)etnoitnfuosrematthieondotchuemreenitn,or(2a)nynoctopcyoptyhetrheeofdoocrumtehnet, or the | ittrawdiellse(c1r)etnoitnfuosrematthieondotchuemreenitn,or(2a)nynoctopcyoptyhetrheeofdoocrumtehnet, confidential | WHITE BEAR LAKE, MN or trade WWW.CUMMINSFIREPOWER.COM | DEPERE, WISCONSIN
12510-02_drw.pdf |  | cPoopwieersLtLhCereof, | anFd RAME, AURORA PUMP #106
12510-02_drw.pdf | DIMENSION |  | TOLERANCESCAFREP9E, 3172 DRIVESHAFT
12510-02_drw.pdf |  |  | DWG UNITS: DRAWN BY:S DUBICK | 02/12/09
12510-03_drw.pdf | ITEM
12510-03_drw.pdf | 1 | 4 | HOOK, LIFTING; CFP59 | 22294
12510-03_drw.pdf | 2 | 2 | CHANNEL; SIDE | A059C878
12510-03_drw.pdf | 3 | 1 | CHANNEL; REAR | A059C879
12510-03_drw.pdf | 4 | 1 | FRONT | A059C880
12510-03_drw.pdf | 5 | 1
12510-03_drw.pdf |  |  |  | A059C884
12510-03_drw.pdf | 9 | 2 |  | A059C885
12510-03_drw.pdf |  |  | 8.25
12510-03_drw.pdf |  |  | )
12510-03_drw.pdf |  |  | 8.25
12510-04_drw.pdf | ITEM
12510-04_drw.pdf | 1 | 1 | FRAME, WELDMENT, LRG, TALL RISE, CFP5.9/7E,
12510-04_drw.pdf |  |  | 8.0 X 8.0 X 0.50, 28.00" LENGTH | 12504-01
12510-04_drw.pdf |  |  |  | 12505-03
12510-04_drw.pdf |  |  | 13.00
12510-04_drw.pdf |  |  | .25
12510-04_drw.pdf |  |  | .25
12510-04_drw.pdf |  |  | 28.00
12510-04_drw.pdf | 6.00 |  | B
12510-04_drw.pdf | TYP
12510-04_drw.pdf | and LLC and retaining | trade secret given to the of the | information, is the receiver in confidence. accepts the CUMMINS FIRE POWER LLC CORPORATE OFFICE AND | DESIGN UPFIT CENTER
12510-04_drw.pdf | agrees that, ittrawdiellse(c1r)etnoitnfuosrematthieondotchuemreenitn,or(2a)nynoctopcyoptyhetrheeofdoocrumtehnet, | except as ittrawdiellse(c1r)etnoitnfuosrematthieondotchuemreenitn,or(2a)nynoctopcyoptyhetrheeofdoocrumtehnet, | in writing by 1600 BUERKLE ROAD 875 WHITE BEAR LAKE, MN | LAWRENCE DRIVE WISCONSIN
12510-04_drw.pdf | the and (4) upon | or the completion | of the need to retain cPoopwieersLtLhCereof,
12510-04_drw.pdf |  | DIMENSION | TOLERANCESCAFREP9E, 3172 DRIVESHAFT
12510-04_drw.pdf | 1IM$PERIAL | UNITS | METRIC UNITS DWG UNITS: DRAWN BY:S DUBICK DATE: | 02/12/09
12510-04_drw.pdf | # | 0.005 | M.AXCHI=NE#TOL0E.R4ANCES IN/LB/S PRO-ENGINEERREF .XX= # 0.2 | DRWG:
12510-04_drw.pdf |  |  | F..OXXRXM==TOL##ERA00N..C84ES SCALE: 0.091 SHEET 1
12510-05_drw.pdf | ITEM
12510-05_drw.pdf | 1 | 1 | FRAME, WELDMENT, LRG, TALL RISE, CFP5.9/7E,
12510-05_drw.pdf |  |  | 8.0 X 8.0 X 0.50, 28.00" LENGTH | 12504-01
12510-05_drw.pdf |  |  |  | 12505-03
12510-05_drw.pdf |  |  | 13.00
12510-05_drw.pdf |  |  | .25 TYP
12510-05_drw.pdf |  |  | .25
12510-05_drw.pdf |  |  | 28.00
12510-05_drw.pdf | 6.00 |  | B
12510-05_drw.pdf | TYP
12510-05_drw.pdf | and LLC and retaining | trade secret given to the of the | information, is the receiver in confidence. accepts the CUMMINS FIRE POWER LLC CORPORATE OFFICE AND | DESIGN UPFIT CENTER
12510-05_drw.pdf | agrees that, ittrawdiellse(c1r)etnoitnfuosrematthieondotchuemreenitn,or(2a)nynoctopcyoptyhetrheeofdoocrumtehnet, | except as ittrawdiellse(c1r)etnoitnfuosrematthieondotchuemreenitn,or(2a)nynoctopcyoptyhetrheeofdoocrumtehnet, | in writing by 1600 BUERKLE ROAD 875 WHITE BEAR LAKE, MN | LAWRENCE DRIVE WISCONSIN
12510-05_drw.pdf | the and (4) upon | or the completion | of the need to retain cPoopwieersLtLhCereof,
12510-05_drw.pdf |  | DIMENSION | TOLERANCESCAFREP9E, 3172 DRIVESHAFT
12510-05_drw.pdf | 1IM$PERIAL | UNITS | METRIC UNITS DWG UNITS: DRAWN BY:S DUBICK DATE: | 02/12/09
12510-05_drw.pdf | # | 0.005 | M.AXCHI=NE#TOL0E.R4ANCES IN/LB/S PRO-ENGINEERREF .XX= # 0.2 | DRWG:
12510-05_drw.pdf |  |  | F..OXXRXM==TOL##ERA00N..C84ES SCALE: 0.091 SHEET 1
12510-06_drw.pdf | ITEM
12510-06_drw.pdf | 1 | 1 | FRAME, WELDMENT, LRG, TALL RISE, CFP5.9/7E,
12510-06_drw.pdf |  |  | 8.0 X 8.0 X 0.50, 28.00" LENGTH | 12504-01
12510-06_drw.pdf |  |  |  | 12505-03
12510-06_drw.pdf |  |  | 13.00
12510-06_drw.pdf |  |  | .25
12510-06_drw.pdf |  |  | .25
12510-06_drw.pdf |  |  | 28.00
12510-06_drw.pdf | 6.00 |  | B
12510-06_drw.pdf | TYP
12510-06_drw.pdf | and LLC and retaining | trade secret given to the of the | information, is the receiver in confidence. accepts the CUMMINS FIRE POWER LLC CORPORATE OFFICE AND | DESIGN UPFIT CENTER
12510-06_drw.pdf | agrees that, ittrawdiellse(c1r)etnoitnfuosrematthieondotchuemreenitn,or(2a)nynoctopcyoptyhetrheeofdoocrumtehnet, | except as ittrawdiellse(c1r)etnoitnfuosrematthieondotchuemreenitn,or(2a)nynoctopcyoptyhetrheeofdoocrumtehnet, | in writing by 1600 BUERKLE ROAD 875 WHITE BEAR LAKE, MN | LAWRENCE DRIVE WISCONSIN
12510-06_drw.pdf | the and (4) upon | or the completion | of the need to retain cPoopwieersLtLhCereof,
12510-06_drw.pdf |  | DIMENSION | TOLERANCESCAFREP9E, 3172 DRIVESHAFT
12510-06_drw.pdf | 1IM$PERIAL | UNITS | METRIC UNITS DWG UNITS: DRAWN BY:S DUBICK DATE: | 02/12/09
12510-06_drw.pdf | # | 0.005 | M.AXCHI=NE#TOL0E.R4ANCES IN/LB/S PRO-ENGINEERREF .XX= # 0.2 | DRWG:
12510-06_drw.pdf |  |  | F..OXXRXM==TOL##ERA00N..C84ES SCALE: 0.091 SHEET 1
12510-07_drw.pdf | ITEM
12510-07_drw.pdf | 1 | 1 | FRAME, WELDMENT, LRG, TALL RISE, CFP5.9/7E,
12510-07_drw.pdf |  |  | 8.0 X 8.0 X 0.50, 28.00" LENGTH | 12504-01
12510-07_drw.pdf |  |  |  | 12505-05
12510-07_drw.pdf |  |  | 13.00
12510-07_drw.pdf |  |  | .25
12510-07_drw.pdf |  | TYP
12510-07_drw.pdf |  |  | B
12510-07_drw.pdf |  |  | 28.00
12510-07_drw.pdf | 6.00 |  | B
12510-07_drw.pdf | TYP
12510-07_drw.pdf | and LLC and retaining | trade secret given to the of the | information, is the receiver in confidence. accepts the CUMMINS FIRE POWER LLC CORPORATE OFFICE AND | DESIGN UPFIT CENTER
12510-07_drw.pdf | agrees that, ittrawdiellse(c1r)etnoitnfuosrematthieondotchuemreenitn,or(2a)nynoctopcyoptyhetrheeofdoocrumtehnet, | except as ittrawdiellse(c1r)etnoitnfuosrematthieondotchuemreenitn,or(2a)nynoctopcyoptyhetrheeofdoocrumtehnet, | in writing by 1600 BUERKLE ROAD 875 WHITE BEAR LAKE, MN | LAWRENCE DRIVE WISCONSIN
12510-07_drw.pdf | the and (4) upon | or the completion | of the need to retain cPoopwieersLtLhCereof,
12510-07_drw.pdf |  | DIMENSION | TOLERANCESCAFREP9E, 3172 DRIVESHAFT
12510-07_drw.pdf | 1IM$PERIAL | UNITS | METRIC UNITS DWG UNITS: DRAWN BY:S DUBICK DATE: | 02/12/09
12510-07_drw.pdf | # | 0.005 | M.AXCHI=NE#TOL0E.R4ANCES IN/LB/S PRO-ENGINEERREF .XX= # 0.2 | DRWG:
12510-07_drw.pdf |  |  | F..OXXRXM==TOL##ERA00N..C84ES SCALE: 0.091 SHEET 1
12510-08_drw.pdf | ITEM
12510-08_drw.pdf | 1 | 1 | FRAME, WELDMENT, LRG, TALL RISE, CFP5.9/7E,
12510-08_drw.pdf |  |  | 8.0 X 8.0 X 0.50, 28.00" LENGTH | 12504-01
12510-08_drw.pdf |  |  |  | 12506-01
12510-08_drw.pdf |  |  | 13.00
12510-08_drw.pdf |  |  | .25
12510-08_drw.pdf |  | TYP
12510-08_drw.pdf |  |  | 28.00
12510-08_drw.pdf | 6.00 |  | B
12510-08_drw.pdf | TYP
12510-08_drw.pdf | and LLC and retaining | trade secret given to the of the | information, is the receiver in confidence. accepts the CUMMINS FIRE POWER LLC CORPORATE OFFICE AND | DESIGN UPFIT CENTER
12510-08_drw.pdf | agrees that, ittrawdiellse(c1r)etnoitnfuosrematthieondotchuemreenitn,or(2a)nynoctopcyoptyhetrheeofdoocrumtehnet, | except as ittrawdiellse(c1r)etnoitnfuosrematthieondotchuemreenitn,or(2a)nynoctopcyoptyhetrheeofdoocrumtehnet, | in writing by 1600 BUERKLE ROAD 875 WHITE BEAR LAKE, MN | LAWRENCE DRIVE WISCONSIN
12510-08_drw.pdf | the and (4) upon | or the completion | of the need to retain cPoopwieersLtLhCereof,
12510-08_drw.pdf |  | DIMENSION | TOLERANCESCAFREP9E, 3172 DRIVESHAFT
12510-08_drw.pdf | 1IM$PERIAL | UNITS | METRIC UNITS DWG UNITS: DRAWN BY:S DUBICK DATE: | 02/12/09
12510-08_drw.pdf | # | 0.005 | M.AXCHI=NE#TOL0E.R4ANCES IN/LB/S PRO-ENGINEERREF .XX= # 0.2 | DRWG:
12510-08_drw.pdf |  |  | F..OXXRXM==TOL##ERA00N..C84ES SCALE: 0.091 SHEET 1
12510-09_drw.pdf | 1 | 1 | FRAME, WELDMENT, STANDARD, CFP5.9/7E, | CFP8.3/9E9891
12510-09_drw.pdf | 2 | 2 | ANGLE, HRS, 8.0 X 8.0 X 0.50, 26.00" | 12504
12510-09_drw.pdf | 3 | 2 | PLATE, PUMP BRACE, .25" x 3.25" x 22.00" | 12505-04
12510-09_drw.pdf |  | 16.00
12510-09_drw.pdf | .25 |  | TYP
12510-09_drw.pdf | .25
12510-09_drw.pdf | B
12510-09_drw.pdf |  |  | 26.00
12510-09_drw.pdf | to the the document as | receiver accepts in | confidence. the writing by CUMMINS FIRE POWER LLC CORPORATE OFFICE | DESIGN UPFIT CENTER
12510-09_drw.pdf | ittrawdiellse(c1r)etnoitnfuosrematthieondotchuemreenitn,or(2a)nynoctopcyoptyhetrheeofdoocrumtehnet, or the | ittrawdiellse(c1r)etnoitnfuosrematthieondotchuemreenitn,or(2a)nynoctopcyoptyhetrheeofdoocrumtehnet, confidential | WHITE BEAR LAKE, MN or trade WWW.CUMMINSFIREPOWER.COM | DEPERE, WISCONSIN
12510-09_drw.pdf |  | cPoopwieersLtLhCereof, | anFd RAME, AURORA PUMP #323
12510-09_drw.pdf | DIMENSION |  | TOLERANCESCAFREP9E, 3172 DRIVESHAFT
12510-09_drw.pdf |  |  | DWG UNITS: DRAWN BY:S DUBICK | 02/12/09
12510-10_drw.pdf | 1 | 1 | FRAME, WELDMENT, STANDARD, CFP5.9/7E, | CFP8.3/9E9891
12510-10_drw.pdf | 2 | 2 | ANGLE, HRS, 8.0 X 8.0 X 0.50, 26.00" | 12504
12510-10_drw.pdf | 3 | 2 | PLATE, PUMP BRACE, .25" x 3.25" x 22.00" | 12505-04
12510-10_drw.pdf |  | 16.00
12510-10_drw.pdf | .25 |  | TYP
12510-10_drw.pdf | .25
12510-10_drw.pdf | B
12510-10_drw.pdf |  |  | 26.00
12510-10_drw.pdf | to the the document as | receiver accepts in | confidence. the writing by CUMMINS FIRE POWER LLC CORPORATE OFFICE | DESIGN UPFIT CENTER
12510-10_drw.pdf | ittrawdiellse(c1r)etnoitnfuosrematthieondotchuemreenitn,or(2a)nynoctopcyoptyhetrheeofdoocrumtehnet, or the | ittrawdiellse(c1r)etnoitnfuosrematthieondotchuemreenitn,or(2a)nynoctopcyoptyhetrheeofdoocrumtehnet, confidential | WHITE BEAR LAKE, MN or trade WWW.CUMMINSFIREPOWER.COM | DEPERE, WISCONSIN
12510-10_drw.pdf |  | cPoopwieersLtLhCereof, | anFd RAME, AURORA PUMP #312
12510-10_drw.pdf | DIMENSION |  | TOLERANCESCAFREP9E, 3172 DRIVESHAFT
12510-10_drw.pdf |  |  | DWG UNITS: DRAWN BY:S DUBICK | 02/12/09
12510-11_drw.pdf | ITEM
12510-11_drw.pdf | 1 | 1 | FRAME, WELDMENT, LRG, MID RISE, CFP5.9/7E,
12510-11_drw.pdf |  |  | 8.0 X 8.0 X 0.50, 28.00" LENGTH | 12504-01
12510-11_drw.pdf |  |  |  | 12505
12510-11_drw.pdf |  |  | 16.00
12510-11_drw.pdf |  |  | .25
12510-11_drw.pdf |  |  | .25
12510-11_drw.pdf |  |  | B
12510-11_drw.pdf |  |  | 28.00
12510-11_drw.pdf | 6.00 |  | B
12510-11_drw.pdf | TYP
12510-11_drw.pdf | and LLC and retaining | trade secret given to the of the | information, is the receiver in confidence. accepts the CUMMINS FIRE POWER LLC CORPORATE OFFICE AND | DESIGN UPFIT CENTER
12510-11_drw.pdf | agrees that, ittrawdiellse(c1r)etnoitnfuosrematthieondotchuemreenitn,or(2a)nynoctopcyoptyhetrheeofdoocrumtehnet, | except as ittrawdiellse(c1r)etnoitnfuosrematthieondotchuemreenitn,or(2a)nynoctopcyoptyhetrheeofdoocrumtehnet, | in writing by 1600 BUERKLE ROAD 875 WHITE BEAR LAKE, MN | LAWRENCE DRIVE WISCONSIN
12510-11_drw.pdf | the and (4) upon | or the completion | of the need to retain cPoopwieersLtLhCereof,
12510-11_drw.pdf |  | DIMENSION | TOLERANCESCAFREP9E, 3172 DRIVESHAFT
12510-11_drw.pdf | 1IM$PERIAL | UNITS | METRIC UNITS DWG UNITS: DRAWN BY:S DUBICK DATE: | 02/12/09
12510-11_drw.pdf | # | 0.005 | M.AXCHI=NE#TOL0E.R4ANCES IN/LB/S PRO-ENGINEERREF .XX= # 0.2 | DRWG:
12510-11_drw.pdf |  |  | F..OXXRXM==TOL##ERA00N..C84ES SCALE: 0.091 SHEET 1
12510-12_drw.pdf | ITEM
12510-12_drw.pdf | 1 | 1 | FRAME, WELDMENT, LRG, MID RISE, CFP5.9/7E,
12510-12_drw.pdf |  |  | 8.0 X 8.0 X 0.50, 28.00" LENGTH | 12504-01
12510-12_drw.pdf |  |  |  | 12505
12510-12_drw.pdf |  |  | 20.00
12510-12_drw.pdf |  |  | .25
12510-12_drw.pdf |  |  | .25
12510-12_drw.pdf |  |  | B
12510-12_drw.pdf |  |  | 28.00
12510-12_drw.pdf | 6.00 |  | B
12510-12_drw.pdf | TYP
12510-12_drw.pdf | and LLC and retaining | trade secret given to the of the | information, is the receiver in confidence. accepts the CUMMINS FIRE POWER LLC CORPORATE OFFICE AND | DESIGN UPFIT CENTER
12510-12_drw.pdf | agrees that, ittrawdiellse(c1r)etnoitnfuosrematthieondotchuemreenitn,or(2a)nynoctopcyoptyhetrheeofdoocrumtehnet, | except as ittrawdiellse(c1r)etnoitnfuosrematthieondotchuemreenitn,or(2a)nynoctopcyoptyhetrheeofdoocrumtehnet, | in writing by 1600 BUERKLE ROAD 875 WHITE BEAR LAKE, MN | LAWRENCE DRIVE WISCONSIN
12510-12_drw.pdf | the and (4) upon | or the completion | of the need to retain cPoopwieersLtLhCereof,
12510-12_drw.pdf |  | DIMENSION | TOLERANCESCAFREP9E, 3172 DRIVESHAFT
12510-12_drw.pdf | 1IM$PERIAL | UNITS | METRIC UNITS DWG UNITS: DRAWN BY:S DUBICK DATE: | 02/12/09
12510-12_drw.pdf | # | 0.005 | M.AXCHI=NE#TOL0E.R4ANCES IN/LB/S PRO-ENGINEERREF .XX= # 0.2 | DRWG:
12510-12_drw.pdf |  |  | F..OXXRXM==TOL##ERA00N..C84ES SCALE: 0.091 SHEET 1
12510-13_drw.pdf | ITEM
12510-13_drw.pdf | 1 | 1 | FRAME, WELDMENT, LRG, MID RISE, CFP5.9/7E,
12510-13_drw.pdf |  |  | 8.0 X 8.0 X 0.50, 28.00" LENGTH | 12504-01
12510-13_drw.pdf |  |  |  | 12505
12510-13_drw.pdf |  |  | 20.00
12510-13_drw.pdf |  |  | .25
12510-13_drw.pdf |  |  | .25
12510-13_drw.pdf |  |  | B
12510-13_drw.pdf |  |  | 28.00
12510-13_drw.pdf | 6.00 |  | B
12510-13_drw.pdf | TYP
12510-13_drw.pdf | and LLC and retaining | trade secret given to the of the | information, is the receiver in confidence. accepts the CUMMINS FIRE POWER LLC CORPORATE OFFICE AND | DESIGN UPFIT CENTER
12510-13_drw.pdf | agrees that, ittrawdiellse(c1r)etnoitnfuosrematthieondotchuemreenitn,or(2a)nynoctopcyoptyhetrheeofdoocrumtehnet, | except as ittrawdiellse(c1r)etnoitnfuosrematthieondotchuemreenitn,or(2a)nynoctopcyoptyhetrheeofdoocrumtehnet, | in writing by 1600 BUERKLE ROAD 875 WHITE BEAR LAKE, MN | LAWRENCE DRIVE WISCONSIN
12510-13_drw.pdf | the and (4) upon | or the completion | of the need to retain cPoopwieersLtLhCereof,
12510-13_drw.pdf |  | DIMENSION | TOLERANCESCAFREP9E, 3172 DRIVESHAFT
12510-13_drw.pdf | 1IM$PERIAL | UNITS | METRIC UNITS DWG UNITS: DRAWN BY:S DUBICK DATE: | 02/12/09
12510-13_drw.pdf | # | 0.005 | M.AXCHI=NE#TOL0E.R4ANCES IN/LB/S PRO-ENGINEERREF .XX= # 0.2 | DRWG:
12510-13_drw.pdf |  |  | F..OXXRXM==TOL##ERA00N..C84ES SCALE: 0.091 SHEET 1
12510-14_drw.pdf | ITEM
12510-14_drw.pdf | 1 | 1 | FRAME, WELDMENT, LRG, MID RISE, CFP5.9/7E,
12510-14_drw.pdf |  |  | 8.0 X 8.0 X 0.50, 28.00" LENGTH | 12504-01
12510-14_drw.pdf |  |  |  | 12506-02
12510-14_drw.pdf |  |  | 20.00
12510-14_drw.pdf |  |  | .25
12510-14_drw.pdf |  | TYP
12510-14_drw.pdf |  |  | .25
12510-14_drw.pdf |  |  | B
12510-14_drw.pdf |  |  | 28.00
12510-14_drw.pdf | 6.00 |  | B
12510-14_drw.pdf | TYP
12510-14_drw.pdf | and LLC and retaining | trade secret given to the of the | information, is the receiver in confidence. accepts the CUMMINS FIRE POWER LLC CORPORATE OFFICE AND | DESIGN UPFIT CENTER
12510-14_drw.pdf | agrees that, ittrawdiellse(c1r)etnoitnfuosrematthieondotchuemreenitn,or(2a)nynoctopcyoptyhetrheeofdoocrumtehnet, | except as ittrawdiellse(c1r)etnoitnfuosrematthieondotchuemreenitn,or(2a)nynoctopcyoptyhetrheeofdoocrumtehnet, | in writing by 1600 BUERKLE ROAD 875 WHITE BEAR LAKE, MN | LAWRENCE DRIVE WISCONSIN
12510-14_drw.pdf | the and (4) upon | or the completion | of the need to retain cPoopwieersLtLhCereof,
12510-14_drw.pdf |  | DIMENSION | TOLERANCESCAFREP9E, 3172 DRIVESHAFT
12510-14_drw.pdf | 1IM$PERIAL | UNITS | METRIC UNITS DWG UNITS: DRAWN BY:S DUBICK DATE: | 02/12/09
12510-14_drw.pdf | # | 0.005 | M.AXCHI=NE#TOL0E.R4ANCES IN/LB/S PRO-ENGINEERREF .XX= # 0.2 | DRWG:
12510-14_drw.pdf |  |  | F..OXXRXM==TOL##ERA00N..C84ES SCALE: 0.091 SHEET 1
12510-15_drw.pdf | ITEM
12510-15_drw.pdf | 1 | 1 | FRAME, WELDMENT, LRG, MID RISE, CFP5.9/7E,
12510-15_drw.pdf |  |  | 8.0 X 8.0 X 0.50, 28.00" LENGTH | 12504-01
12510-15_drw.pdf |  |  |  | 12506-02
12510-15_drw.pdf |  |  | 20.00
12510-15_drw.pdf |  |  | .25
12510-15_drw.pdf |  | TYP
12510-15_drw.pdf |  |  | .25
12510-15_drw.pdf |  |  | B
12510-15_drw.pdf |  |  | 28.00
12510-15_drw.pdf | 6.00 |  | B
12510-15_drw.pdf | TYP
12510-15_drw.pdf | and LLC and retaining | trade secret given to the of the | information, is the receiver in confidence. accepts the CUMMINS FIRE POWER LLC CORPORATE OFFICE AND | DESIGN UPFIT CENTER
12510-15_drw.pdf | agrees that, ittrawdiellse(c1r)etnoitnfuosrematthieondotchuemreenitn,or(2a)nynoctopcyoptyhetrheeofdoocrumtehnet, | except as ittrawdiellse(c1r)etnoitnfuosrematthieondotchuemreenitn,or(2a)nynoctopcyoptyhetrheeofdoocrumtehnet, | in writing by 1600 BUERKLE ROAD 875 WHITE BEAR LAKE, MN | LAWRENCE DRIVE WISCONSIN
12510-15_drw.pdf | the and (4) upon | or the completion | of the need to retain cPoopwieersLtLhCereof,
12510-15_drw.pdf |  | DIMENSION | TOLERANCESCAFREP9E, 3172 DRIVESHAFT
12510-15_drw.pdf | 1IM$PERIAL | UNITS | METRIC UNITS DWG UNITS: DRAWN BY:S DUBICK DATE: | 02/12/09
12510-15_drw.pdf | # | 0.005 | M.AXCHI=NE#TOL0E.R4ANCES IN/LB/S PRO-ENGINEERREF .XX= # 0.2 | DRWG:
12510-15_drw.pdf |  |  | F..OXXRXM==TOL##ERA00N..C84ES SCALE: 0.091 SHEET 1
12510-16_drw.pdf | ITEM
12510-16_drw.pdf | 1 | 1 | FRAME, WELDMENT, LRG, TALL RISE, CFP5.9/7E,
12510-16_drw.pdf |  |  | 8.0 X 8.0 X 0.50, 28.00" LENGTH | 12504-01
12510-16_drw.pdf |  |  |  | 12505-05
12510-16_drw.pdf |  |  | 20.00
12510-16_drw.pdf |  |  | .25
12510-16_drw.pdf |  | TYP
12510-16_drw.pdf |  |  | B
12510-16_drw.pdf |  |  | 28.00
12510-16_drw.pdf | 6.00 |  | B
12510-16_drw.pdf | TYP
12510-16_drw.pdf | and LLC and retaining | trade secret given to the of the | information, is the receiver in confidence. accepts the CUMMINS FIRE POWER LLC CORPORATE OFFICE AND | DESIGN UPFIT CENTER
12510-16_drw.pdf | agrees that, ittrawdiellse(c1r)etnoitnfuosrematthieondotchuemreenitn,or(2a)nynoctopcyoptyhetrheeofdoocrumtehnet, | except as ittrawdiellse(c1r)etnoitnfuosrematthieondotchuemreenitn,or(2a)nynoctopcyoptyhetrheeofdoocrumtehnet, | in writing by 1600 BUERKLE ROAD 875 WHITE BEAR LAKE, MN | LAWRENCE DRIVE WISCONSIN
12510-16_drw.pdf | the and (4) upon | or the completion | of the need to retain cPoopwieersLtLhCereof,
12510-16_drw.pdf |  | DIMENSION | TOLERANCESCAFREP9E, 3172 DRIVESHAFT
12510-16_drw.pdf | 1IM$PERIAL | UNITS | METRIC UNITS DWG UNITS: DRAWN BY:S DUBICK DATE: | 02/12/09
12510-16_drw.pdf | # | 0.005 | M.AXCHI=NE#TOL0E.R4ANCES IN/LB/S PRO-ENGINEERREF .XX= # 0.2 | DRWG:
12510-16_drw.pdf |  |  | F..OXXRXM==TOL##ERA00N..C84ES SCALE: 0.091 SHEET 1
12510-17_drw.pdf | ITEM
12510-17_drw.pdf | 1 | 1 | FRAME, WELDMENT, LRG, MID RISE, CFP5.9/7E,
12510-17_drw.pdf |  |  | 8.0 X 8.0 X 0.50, 28.00" LENGTH | 12504-01
12510-17_drw.pdf |  |  |  | 13624
12510-17_drw.pdf |  |  | 21.00
12510-17_drw.pdf |  |  | .25
12510-17_drw.pdf |  | TYP
12510-17_drw.pdf |  |  | .25
12510-17_drw.pdf |  |  | B
12510-17_drw.pdf |  |  | 28.00
12510-17_drw.pdf | 6.00 |  | B
12510-17_drw.pdf | TYP
12510-17_drw.pdf | and LLC and retaining | trade secret given to the of the | information, is the receiver in confidence. accepts the CUMMINS FIRE POWER LLC CORPORATE OFFICE AND | DESIGN UPFIT CENTER
12510-17_drw.pdf | agrees that, ittrawdiellse(c1r)etnoitnfuosrematthieondotchuemreenitn,or(2a)nynoctopcyoptyhetrheeofdoocrumtehnet, | except as ittrawdiellse(c1r)etnoitnfuosrematthieondotchuemreenitn,or(2a)nynoctopcyoptyhetrheeofdoocrumtehnet, | in writing by 1600 BUERKLE ROAD 875 WHITE BEAR LAKE, MN | LAWRENCE DRIVE WISCONSIN
12510-17_drw.pdf | the and (4) upon | or the completion | of the need to retain cPoopwieersLtLhCereof,
12510-17_drw.pdf |  | DIMENSION | TOLERANCESCAFREP9E, 3172 DRIVESHAFT
12510-17_drw.pdf | 1IM$PERIAL | UNITS | METRIC UNITS DWG UNITS: DRAWN BY:S DUBICK DATE: | 02/12/09
12510-17_drw.pdf | # | 0.005 | M.AXCHI=NE#TOL0E.R4ANCES IN/LB/S PRO-ENGINEERREF .XX= # 0.2 | DRWG:
12510-17_drw.pdf |  |  | F..OXXRXM==TOL##ERA00N..C84ES SCALE: 0.091 SHEET 1
12510-18_drw.pdf | 1 | 1 | FRAME, WELDMENT, STANDARD, CFP5.9/7E, | CFP8.3/9E9891
12510-18_drw.pdf | 2 | 2 | ANGLE, HRS, 8.0 X 8.0 X 0.50, 26.00" | 12504
12510-18_drw.pdf | 3 | 2 | PLATE, PUMP BRACE, .25" x 6.00" x 18.00" | 13628-01
12510-18_drw.pdf |  | 10.00
12510-18_drw.pdf | .25 |  | TYP
12510-18_drw.pdf | B
12510-18_drw.pdf |  |  | 26.00
12510-18_drw.pdf | to the the document as | receiver accepts in | confidence. the writing by CUMMINS FIRE POWER LLC CORPORATE OFFICE | DESIGN UPFIT CENTER
12510-18_drw.pdf | ittrawdiellse(c1r)etnoitnfuosrematthieondotchuemreenitn,or(2a)nynoctopcyoptyhetrheeofdoocrumtehnet, or the | ittrawdiellse(c1r)etnoitnfuosrematthieondotchuemreenitn,or(2a)nynoctopcyoptyhetrheeofdoocrumtehnet, confidential | WHITE BEAR LAKE, MN or trade WWW.CUMMINSFIREPOWER.COM | DEPERE, WISCONSIN
12510-18_drw.pdf |  | cPoopwieersLtLhCereof, | anFd RAME, AURORA PUMP #105
12510-18_drw.pdf | DIMENSION |  | TOLERANCESCAFREP9E, 3172 DRIVESHAFT
12510-18_drw.pdf |  |  | DWG UNITS: DRAWN BY:S DUBICK | 02/12/09
12510-19_drw.pdf | 1 | 1 | FRAME, WELDMENT, STANDARD, CFP5.9/7E, | CFP8.3/9E9891
12510-19_drw.pdf | 2 | 2 | ANGLE, HRS, 8.0 X 8.0 X 0.50, 26.00" | 12504
12510-19_drw.pdf | 3 | 2 | PLATE, PUMP BRACE, .25" x 3.00" x 18.00" | 13623-02
12510-19_drw.pdf |  | 10.00
12510-19_drw.pdf | .25 |  | TYP
12510-19_drw.pdf | .25
12510-19_drw.pdf | B
12510-19_drw.pdf |  |  | 26.00
12510-19_drw.pdf | to the the document as | receiver accepts in | confidence. the writing by CUMMINS FIRE POWER LLC CORPORATE OFFICE | DESIGN UPFIT CENTER
12510-19_drw.pdf | ittrawdiellse(c1r)etnoitnfuosrematthieondotchuemreenitn,or(2a)nynoctopcyoptyhetrheeofdoocrumtehnet, or the | ittrawdiellse(c1r)etnoitnfuosrematthieondotchuemreenitn,or(2a)nynoctopcyoptyhetrheeofdoocrumtehnet, confidential | WHITE BEAR LAKE, MN or trade WWW.CUMMINSFIREPOWER.COM | DEPERE, WISCONSIN
12510-19_drw.pdf |  | cPoopwieersLtLhCereof, | anFd RAME, AURORA PUMP #129
12510-19_drw.pdf | DIMENSION |  | TOLERANCESCAFREP9E, 3172 DRIVESHAFT
12510-19_drw.pdf |  |  | DWG UNITS: DRAWN BY:S DUBICK | 02/12/09
12510-20_drw.pdf | 1 | 1 | FRAME, WELDMENT, STANDARD, CFP5.9/7E, | CFP8.3/9E9891
12510-20_drw.pdf | 2 | 2 | ANGLE, HRS, 8.0 X 8.0 X 0.50, 26.00" | 12504
12510-20_drw.pdf | 3 | 2 | PLATE, PUMP BRACE, .25" x 3.00" x 18.00" | 13623-02
12510-20_drw.pdf |  | 10.00
12510-20_drw.pdf | .25 |  | TYP
12510-20_drw.pdf | .25
12510-20_drw.pdf |  |  | 26.00
12510-20_drw.pdf | to the the document as | receiver accepts in | confidence. the writing by CUMMINS FIRE POWER LLC CORPORATE OFFICE | DESIGN UPFIT CENTER
12510-20_drw.pdf | ittrawdiellse(c1r)etnoitnfuosrematthieondotchuemreenitn,or(2a)nynoctopcyoptyhetrheeofdoocrumtehnet, or the | ittrawdiellse(c1r)etnoitnfuosrematthieondotchuemreenitn,or(2a)nynoctopcyoptyhetrheeofdoocrumtehnet, confidential | WHITE BEAR LAKE, MN or trade WWW.CUMMINSFIREPOWER.COM | DEPERE, WISCONSIN
12510-20_drw.pdf |  | cPoopwieersLtLhCereof, | anFd RAME, AURORA PUMP #124
12510-20_drw.pdf | DIMENSION |  | TOLERANCESCAFREP9E, 3172 DRIVESHAFT
12510-20_drw.pdf |  |  | DWG UNITS: DRAWN BY:S DUBICK | 02/12/09
12512-01_drw.pdf | 1 | 4 | HOOK, LIFTING, CFP59 | 22294
12512-01_drw.pdf | 2 | 4 | GUSSET, ENGINE MOUNT | A042K686
12512-01_drw.pdf | 3 | 2 | CHANNEL, SIDE | A042K687
12512-01_drw.pdf | 4 | 1 | CHANNEL, END | A042K688
12512-01_drw.pdf | 5 | 1 | CHANNEL, END | A042K689
12512-01_drw.pdf | 6 | 1 | MOUNT, ENGINE | A042K690
12512-01_drw.pdf | 7 | 1 | MOUNT, ENGINE | A042K691
12512-01_drw.pdf | 8 | 2 | MOUNT, PUMP | A042K706
12512-01_drw.pdf | 9 | 2 | GUSSET | A042K707
12512-01_drw.pdf |  |  | 5
12512-01_drw.pdf |  |  | 8
12512-01_drw.pdf |  |  | 9
12512-01_drw.pdf |  |  | 3
12512-01_drw.pdf |  |  | 2 SCALE 0.080
12512-01_obs_drw.pdf | 1 | 1 | FRAME, WELDMENT, STANDARD, CFP5.9/7E, | 9891
12512-01_obs_drw.pdf | 2 | 2 | ANGLE, HRS, 8.0 X 8.0 X 0.50, 26.00" LENGTH | 12504
12512-01_obs_drw.pdf | 3 | 2 | PLATE, PUMP BRACE, .25" x 4.50" x 18.00" | 13628-02
12512-01_obs_drw.pdf | 3.50
12512-01_obs_drw.pdf |  |  | TYP
12512-01_obs_drw.pdf |  | .25
12512-01_obs_drw.pdf | 4.88
12512-01_obs_drw.pdf | 8.00
12512-01_obs_drw.pdf |  |  | 29.00
12512-01_obs_drw.pdf | trade secret given to | information, | is the CUMMINS FIRE POWER LLC | CUSTOM DESIGN
12512-01_obs_drw.pdf | of the except as document or | accepts authorized copy | the writing by thereof or the CORPORATE OFFICE 1600 BUERKLE ROAD | AND UPFIT CENTER 875 LAWRENCE DRIVE
12512-01_obs_drw.pdf | therein, (2) or the completion | not copy confidential of the | the document, or trade to retain WWW.CUMMINSFIREPOWER.COM
12512-01_obs_drw.pdf | Cummins Fire | Power | anFd RAME, PEERLESS 06AEF18
12512-01_obs_drw.pdf | UNITS | METRIC | UNITS DRAWN BY:S DUBICK | 02/12/09
12512-01_obs_drw.pdf |  | M.AXCHI=NE#TOL0E.R4ANCES
12512-02_drw.pdf | 1 | 4 | HOOK, LIFTING, CFP59 | 22294
12512-02_drw.pdf | 2 | 4 | GUSSET, ENGINE MOUNT | A042K686
12512-02_drw.pdf | 3 | 2 | CHANNEL, SIDE | A042K687
12512-02_drw.pdf | 4 | 1 | CHANNEL, END | A042K688
12512-02_drw.pdf | 5 | 1 | CHANNEL, END | A042K689
12512-02_drw.pdf | 6 | 1 | MOUNT, ENGINE | A042K690
12512-02_drw.pdf | 7 | 1 | MOUNT, ENGINE | A042K691
12512-02_drw.pdf | 8 | 2 | MOUNT, PUMP | A042K708
12512-02_drw.pdf | 9 | 2 | GUSSET | A042K709
12512-02_drw.pdf |  |  | 5
12512-02_drw.pdf |  |  | 8
12512-02_drw.pdf |  |  | 9
12512-02_drw.pdf |  |  | 3
12512-02_drw.pdf |  |  | 2 SCALE 0.080
12512-02_obs_drw.pdf | 1 | 1 | FRAME, WELDMENT, STANDARD, CFP5.9/7E, | 9891
12512-02_obs_drw.pdf | 2 | 2 | ANGLE, HRS, 8.0 X 8.0 X 0.50, 26.00" LENGTH | 12504
12512-02_obs_drw.pdf | 3 | 2 | PLATE, PUMP BRACE, .25" x 3.50" x 22.00" | 12505-03
12512-02_obs_drw.pdf | 5.50
12512-02_obs_drw.pdf | 7.50
12512-02_obs_drw.pdf |  |  | TYP
12512-02_obs_drw.pdf |  | .25
12512-02_obs_drw.pdf | 8.00
12512-02_obs_drw.pdf |  |  | 29.00
12512-02_obs_drw.pdf | trade secret given to | information, | is the CUMMINS FIRE POWER LLC | CUSTOM DESIGN
12512-02_obs_drw.pdf | of the except as | accepts authorized | the writing by CORPORATE OFFICE 1600 BUERKLE ROAD | AND UPFIT CENTER 875 LAWRENCE DRIVE
12512-02_obs_drw.pdf | or the completion | confidential of the | or trade to retain WWW.CUMMINSFIREPOWER.COM
12512-02_obs_drw.pdf |  |  | anFd RAME, PEERLESS 08AEF15
12512-02_obs_drw.pdf | UNITS | METRIC | UNITS DRAWN BY:S DUBICK | 02/12/09
12512-02_obs_drw.pdf |  | M.AXCHI=NE#TOL0E.R4ANCES
12512-03_drw.pdf | 1 | 4 | HOOK, LIFTING, CFP59 | 22294
12512-03_drw.pdf | 2 | 4 | GUSSET, ENGINE MOUNT | A042K710
12512-03_drw.pdf | 3 | 2 | CHANNEL, SIDE | A042K711
12512-03_drw.pdf | 4 | 1 | CHANNEL, END | A042K712
12512-03_drw.pdf | 5 | 1 | CHANNEL, END | A042K713
12512-03_drw.pdf | 6 | 1 | MOUNT, ENGINE | A042K714
12512-03_drw.pdf | 7 | 1 | MOUNT, ENGINE | A042K715
12512-03_drw.pdf | 8 | 2 | MOUNT, PUMP | A042K716
12512-03_drw.pdf | 9 | 2 | GUSSET | A042K717
12512-03_drw.pdf |  |  |  | 5
12512-03_drw.pdf |  |  | 8
12512-03_drw.pdf |  |  | 9
12512-03_drw.pdf |  |  | 3
12512-03_drw.pdf |  |  | 2
12512-03_drw.pdf | 1
12512-03_obs_drw.pdf | ITEM
12512-03_obs_drw.pdf | 1 | 1 | FRAME, WELDMENT, LRG, MID RISE, CFP5.9/7E,
12512-03_obs_drw.pdf | 2 | 2 | ANGLE, HRS, 8.0 X 8.0 X 0.50, 28.00" LENGTH | 12504-01
12512-03_obs_drw.pdf |  |  |  | 12505-01
12512-03_obs_drw.pdf |  |  | 3.00
12512-03_obs_drw.pdf |  |  |  | 3.00
12512-03_obs_drw.pdf |  |  | 19.00
12512-03_obs_drw.pdf |  |  | 9.50
12512-03_obs_drw.pdf |  |  | DETAIL
12512-03_obs_drw.pdf |  |  | SCALE 0.125
12512-03_obs_drw.pdf |  |  |  | C
12512-03_obs_drw.pdf |  |  | .25 | 3 4
12512-03_obs_drw.pdf |  | TYP | .25 C
12512-03_obs_drw.pdf |  |  | B
12512-03_obs_drw.pdf |  |  | B
12512-03_obs_drw.pdf |  |  | 31.00
12512-03_obs_drw.pdf | and | trade secret | information, is the
12512-03_obs_drw.pdf | LLC and and retaining agrees that, | is given to of the except as | receiver in confidence. accepts the authorized in writing by CORPORATE OFFICE 1600 BUERKLE ROAD AND 875 | UPFIT CENTER LAWRENCE DRIVE
12512-03_obs_drw.pdf | either the | document or the | WHITE BEAR LAKE, MN confidential or trade need to retain WWW.CUMMINSFIREPOWER.COM | WISCONSIN
12512-03_obs_drw.pdf | dmoactuemreinatl,coorpiuepdonthdeermeafnrdo,m.retCuOrPnYRtIhGeHTdoCcuummmeinnts,Failrle | dmoactuemreinatl,coorpiuepdonthdeermeafnrdo,m.retCuOrPnYRtIhGeHTdoCcuummmeinnts,Failrle | cPoopwieersLtLhCereof, anFd RAME, PEERLESS 08AEF17
12512-03_obs_drw.pdf | SPECIFIED | ALL DIMENSION | TOLERANCESCAFREP9E, UL LISTED DRIVESHAFT
12512-03_obs_drw.pdf |  | UNITS | UNITS DWG UNITS: M.AXCHI=NE#TOL0E.R4ANCES
12512-03_obs_drw.pdf | 12.XXX5= # | 0.005 | .XX= # 0.2 F..OXXRXM==TOL##ERA00N..C84ES SCALE: 0.091 SHEET DRAWING | NO:
12512-03_obs_drw.pdf |  |  | F..AXXBXT==OLE##RAN10C..E58S EST WEIGHT: 465.887 1 OF 1 | 12512-03_OBS
12512-04_drw.pdf | 1 | 4 | HOOK, LIFTING, CFP59 | 22294
12512-04_drw.pdf | 2 | 4 | GUSSET, ENGINE MOUNT | A042K710
12512-04_drw.pdf | 3 | 2 | CHANNEL, SIDE | A042K711
12512-04_drw.pdf | 4 | 1 | CHANNEL, END | A042K712
12512-04_drw.pdf | 5 | 1 | CHANNEL, END | A042K713
12512-04_drw.pdf | 6 | 1 | MOUNT, ENGINE | A042K714
12512-04_drw.pdf | 7 | 1 | MOUNT, ENGINE | A042K715
12512-04_drw.pdf | 8 | 2 | MOUNT, PUMP | A042K718
12512-04_drw.pdf | 9 | 2 | GUSSET | A042K719
12512-04_drw.pdf |  |  |  | 5
12512-04_drw.pdf |  |  | 8
12512-04_drw.pdf |  |  | 9
12512-04_drw.pdf |  |  | 3
12512-04_drw.pdf |  |  | 2
12512-04_drw.pdf | 1
12512-04_obs_drw.pdf | ITEM
12512-04_obs_drw.pdf | 1 | 1 | FRAME, WELDMENT, LRG, MID RISE, CFP5.9/7E,
12512-04_obs_drw.pdf | 2 | 2 | ANGLE, HRS, 8.0 X 8.0 X 0.50, 28.00" LENGTH | 12504-01
12512-04_obs_drw.pdf |  |  |  | 13627-04
12512-04_obs_drw.pdf |  |  | 19.00
12512-04_obs_drw.pdf |  |  | .25
12512-04_obs_drw.pdf |  | TYP | .25
12512-04_obs_drw.pdf | B
12512-04_obs_drw.pdf |  |  | B
12512-04_obs_drw.pdf |  |  | B
12512-04_obs_drw.pdf |  |  | 31.00
12512-04_obs_drw.pdf | and | trade secret | information, is the
12512-04_obs_drw.pdf | LLC and and retaining agrees that, | is given to of the except as | receiver in confidence. accepts the authorized in writing by CORPORATE OFFICE 1600 BUERKLE ROAD AND 875 | UPFIT CENTER LAWRENCE DRIVE
12512-04_obs_drw.pdf | either the | document or the | WHITE BEAR LAKE, MN confidential or trade need to retain WWW.CUMMINSFIREPOWER.COM | WISCONSIN
12512-04_obs_drw.pdf | dmoactuemreinatl,coorpiuepdonthdeermeafnrdo,m.retCuOrPnYRtIhGeHTdoCcuummmeinnts,Failrle | dmoactuemreinatl,coorpiuepdonthdeermeafnrdo,m.retCuOrPnYRtIhGeHTdoCcuummmeinnts,Failrle | cPoopwieersLtLhCereof, anFd RAME, PEERLESS 08AEF20
12512-04_obs_drw.pdf | SPECIFIED | ALL DIMENSION | TOLERANCESCAFREP9E, UL LISTED DRIVESHAFT
12512-04_obs_drw.pdf |  | UNITS | UNITS DWG UNITS: M.AXCHI=NE#TOL0E.R4ANCES
12512-04_obs_drw.pdf | 12.XXX5= # | 0.005 | .XX= # 0.2 F..OXXRXM==TOL##ERA00N..C84ES SCALE: 0.091 SHEET DRAWING | NO:
12512-04_obs_drw.pdf |  |  | F..AXXBXT==OLE##RAN10C..E58S EST WEIGHT: 465.887 1 OF 1 | 12512-04_OBS
12512-05_drw.pdf | 1 | 4 | HOOK, LIFTING, CFP59 | 22294
12512-05_drw.pdf | 2 | 4 | GUSSET, ENGINE MOUNT | A042K710
12512-05_drw.pdf | 3 | 2 | CHANNEL, SIDE | A042K711
12512-05_drw.pdf | 4 | 1 | CHANNEL, END | A042K712
12512-05_drw.pdf | 5 | 1 | CHANNEL, END | A042K713
12512-05_drw.pdf | 6 | 1 | MOUNT, ENGINE | A042K714
12512-05_drw.pdf | 7 | 1 | MOUNT, ENGINE | A042K715
12512-05_drw.pdf | 8 | 2 | GUSSET | A042K719
12512-05_drw.pdf | 9 | 2 | MOUNT, PUMP | A042K720
12512-05_drw.pdf |  |  |  | 5
12512-05_drw.pdf |  |  | 9
12512-05_drw.pdf |  |  | 8
12512-05_drw.pdf |  |  | 3
12512-05_drw.pdf |  |  | 2
12512-05_drw.pdf | 1
12512-05_obs_drw.pdf | ITEM
12512-05_obs_drw.pdf | 1 | 1 | FRAME, WELDMENT, LRG, MID RISE, CFP5.9/7E,
12512-05_obs_drw.pdf | 2 | 2 | ANGLE, HRS, 8.0 X 8.0 X 0.50, 28.00" LENGTH | 12504-01
12512-05_obs_drw.pdf |  |  |  | 13627-04
12512-05_obs_drw.pdf |  |  | 19.00
12512-05_obs_drw.pdf |  |  | .25
12512-05_obs_drw.pdf |  | TYP | .25
12512-05_obs_drw.pdf | B
12512-05_obs_drw.pdf |  |  | B
12512-05_obs_drw.pdf |  |  | B
12512-05_obs_drw.pdf |  |  | 31.00
12512-05_obs_drw.pdf | and | trade secret | information, is the
12512-05_obs_drw.pdf | LLC and and retaining agrees that, | is given to of the except as | receiver in confidence. accepts the authorized in writing by CORPORATE OFFICE 1600 BUERKLE ROAD AND 875 | UPFIT CENTER LAWRENCE DRIVE
12512-05_obs_drw.pdf | either the | document or the | WHITE BEAR LAKE, MN confidential or trade need to retain WWW.CUMMINSFIREPOWER.COM | WISCONSIN
12512-05_obs_drw.pdf | dmoactuemreinatl,coorpiuepdonthdeermeafnrdo,m.retCuOrPnYRtIhGeHTdoCcuummmeinnts,Failrle | dmoactuemreinatl,coorpiuepdonthdeermeafnrdo,m.retCuOrPnYRtIhGeHTdoCcuummmeinnts,Failrle | cPoopwieersLtLhCereof, anFd RAME, PEERLESS 10AEF16
12512-05_obs_drw.pdf | SPECIFIED | ALL DIMENSION | TOLERANCESCAFREP9E, UL LISTED DRIVESHAFT
12512-05_obs_drw.pdf |  | UNITS | UNITS DWG UNITS: M.AXCHI=NE#TOL0E.R4ANCES
12512-05_obs_drw.pdf | 12.XXX5= # | 0.005 | .XX= # 0.2 F..OXXRXM==TOL##ERA00N..C84ES SCALE: 0.091 SHEET DRAWING | NO:
12512-05_obs_drw.pdf |  |  | F..AXXBXT==OLE##RAN10C..E58S EST WEIGHT: 465.887 1 OF 1 | 12512-05_OBS
12512-06_drw.pdf | 1 | 4 | HOOK, LIFTING, CFP59 | 22294
12512-06_drw.pdf | 2 | 4 | GUSSET, ENGINE MOUNT | A042K710
12512-06_drw.pdf | 3 | 2 | CHANNEL, SIDE | A042K711
12512-06_drw.pdf | 4 | 1 | CHANNEL, END | A042K712
12512-06_drw.pdf | 5 | 1 | CHANNEL, END | A042K713
12512-06_drw.pdf | 6 | 1 | MOUNT, ENGINE | A042K714
12512-06_drw.pdf | 7 | 1 | MOUNT, ENGINE | A042K715
12512-06_drw.pdf | 8 | 2 | MOUNT, PUMP | A042K721
12512-06_drw.pdf | 9 | 2 | GUSSET | A042K722
12512-06_obs_drw.pdf | 1 | 1 | FRAME, WELDMENT, LRG, MID RISE, CFP5.9/7E,
12512-06_obs_drw.pdf | 3 | 2 | PLATE, PUMP BRACE, .25" x 4.00" x 26.00" | 12507-04
12512-06_obs_drw.pdf |  |  | 8.50
12512-06_obs_drw.pdf |  |  | 17.00
12512-06_obs_drw.pdf |  |  | .25
12512-06_obs_drw.pdf |  |  | .25
12512-06_obs_drw.pdf |  |  | 4.38
12512-06_obs_drw.pdf |  |  | 8.00
12512-06_obs_drw.pdf |  |  | 28.00
12512-06_obs_drw.pdf |  |  | 6.00 B
12512-07_drw.pdf | 1 | 4 | HOOK, LIFTING, CFP59 | 22294
12512-07_drw.pdf | 2 | 4 | GUSSET, ENGINE MOUNT | A042K710
12512-07_drw.pdf | 3 | 2 | CHANNEL, SIDE | A042K711
12512-07_drw.pdf | 4 | 1 | CHANNEL, END | A042K712
12512-07_drw.pdf | 5 | 1 | CHANNEL, END | A042K713
12512-07_drw.pdf | 6 | 1 | MOUNT, ENGINE | A042K714
12512-07_drw.pdf | 7 | 1 | MOUNT, ENGINE | A042K715
12512-07_drw.pdf | 8 | 2 | MOUNT, PUMP | A042K723
12512-07_drw.pdf | 9 | 2 | GUSSET | A042K724
12512-07_obs_drw.pdf | 1 | 1 | FRAME, WELDMENT, LRG, MID RISE, CFP5.9/7E,
12512-07_obs_drw.pdf | 3 | 2 | PLATE, PUMP BRACE, .25" x 2.25" x 22.00" | 12506-04
12512-07_obs_drw.pdf |  |  | 4.38
12512-07_obs_drw.pdf |  |  | 19.24
12512-07_obs_drw.pdf |  |  | .25
12512-07_obs_drw.pdf |  |  | B
12512-07_obs_drw.pdf |  |  | 8.00
12512-07_obs_drw.pdf |  |  | 28.00
12512-07_obs_drw.pdf |  |  | 6.00 B
12512-09_drw.pdf | 1 | 4 | HOOK, LIFTING, CFP59 | 22294
12512-09_drw.pdf | 2 | 4 | GUSSET, ENGINE MOUNT | A042K710
12512-09_drw.pdf | 3 | 2 | CHANNEL, SIDE | A042K711
12512-09_drw.pdf | 4 | 1 | CHANNEL, END | A042K712
12512-09_drw.pdf | 5 | 1 | CHANNEL, END | A042K713
12512-09_drw.pdf | 6 | 1 | MOUNT, ENGINE | A042K714
12512-09_drw.pdf | 7 | 1 | MOUNT, ENGINE | A042K715
12512-09_drw.pdf | 8 | 2 | MOUNT, PUMP | A042K725
12512-09_drw.pdf | 9 | 2 | GUSSET | A042K726
12512-09_obs_drw.pdf | 1 | 1 | FRAME, WELDMENT, LRG, MID RISE, CFP5.9/7E,
12512-09_obs_drw.pdf | 3 | 2 | PLATE, PUMP BRACE, .25" x 3.75" x 22.00" | 12505-02
12512-09_obs_drw.pdf |  |  | 4.16
12512-09_obs_drw.pdf |  |  | 19.68
12512-09_obs_drw.pdf |  |  | .25
12512-09_obs_drw.pdf |  |  | .25
12512-09_obs_drw.pdf |  |  | 4.19
12512-09_obs_drw.pdf |  |  | 8.00
12512-09_obs_drw.pdf |  |  | 28.00
12512-09_obs_drw.pdf |  |  | 6.00
12512-10_drw.pdf | 1 | 4 | HOOK, LIFTING, CFP59 | 22294
12512-10_drw.pdf | 2 | 2 | CHANNEL, SIDE | A042K711
12512-10_drw.pdf | 3 | 1 | CHANNEL, END | A042K712
12512-10_drw.pdf | 4 | 1 | CHANNEL, END | A042K713
12512-10_drw.pdf | 5 | 4 | GUSSET, ENGINE MOUNT | A042K727
12512-10_drw.pdf | 6 | 1 | MOUNT, ENGINE | A042K728
12512-10_drw.pdf | 7 | 1 | MOUNT, ENGINE | A042K729
12512-10_drw.pdf | 8 | 2 | MOUNT, PUMP | A042K730
12512-10_drw.pdf | 9 | 2 | GUSSET | A042K731
12512-10_obs_drw.pdf | 1 | 1 | FRAME, WELDMENT, LRG, TALL RISE, CFP5.9/7E,
12512-10_obs_drw.pdf | 3 | 2 | PLATE, PUMP BRACE, .25" x 2.00" x 22.00" | 12506-02
12512-10_obs_drw.pdf |  |  | 11.81
12512-10_obs_drw.pdf |  |  | TYP
12512-10_obs_drw.pdf |  |  | .25
12512-10_obs_drw.pdf |  |  | TYP
12512-10_obs_drw.pdf |  | B
12512-10_obs_drw.pdf | 8.62
12512-10_obs_drw.pdf |  |  | B
12512-10_obs_drw.pdf |  |  | 2.31
12512-10_obs_drw.pdf |  |  | 8.00
12512-10_obs_drw.pdf |  |  | 28.00
12512-11_drw.pdf | 1 | 4 | HOOK, LIFTING, CFP59 | 22294
12512-11_drw.pdf | 2 | 4 | GUSSET, ENGINE MOUNT | A042K686
12512-11_drw.pdf | 3 | 2 | CHANNEL, SIDE | A042K711
12512-11_drw.pdf | 4 | 1 | CHANNEL, END | A042K712
12512-11_drw.pdf | 5 | 1 | CHANNEL, END | A042K713
12512-11_drw.pdf | 6 | 1 | MOUNT, PUMP | A042K732
12512-11_drw.pdf | 7 | 1 | MOUNT, PUMP | A042K733
12512-11_drw.pdf | 8 | 2 | GUSSET | A042K734
12512-11_drw.pdf | 9 | 1 | MOUNT, ENGINE | A042K735
12512-11_drw.pdf | 10 | 1 | MOUNT, ENGINE | A042K736
12512-11_obs_drw.pdf | 1 | 1 | FRAME, WELDMENT, LARGE, CFP5.9/7E, CFP8.3/9E | 12321
12512-11_obs_drw.pdf | 2 | 2 | ANGLE, HRS, 8.0 X 8.0 X 0.50, 28.00" LENGTH | 12504-01
12512-11_obs_drw.pdf | 3 | 2 | PLATE, PUMP BRACE, .25" x 1.75" x 22.00" | 13624
12512-11_obs_drw.pdf |  | 6.50
12512-11_obs_drw.pdf |  | 7.50
12512-11_obs_drw.pdf |  |  | 20.06
12512-11_obs_drw.pdf |  | 12.56
12512-11_obs_drw.pdf |  |  | TYP
12512-11_obs_drw.pdf |  |  | 28.00
12512-11_obs_drw.pdf |  | 6.00 | 31.00
12512-11_obs_drw.pdf | trade secret given to | information, | is the CUMMINS FIRE POWER LLC | CUSTOM DESIGN
12512-11_obs_drw.pdf | of the except as | accepts authorized | the writing by CORPORATE OFFICE 1600 BUERKLE ROAD | AND UPFIT CENTER 875 LAWRENCE DRIVE
12512-11_obs_drw.pdf | or the completion | confidential of the | or trade to retain WWW.CUMMINSFIREPOWER.COM
12512-11_obs_drw.pdf |  |  | anFd RAME, PEERLESS 06TYF16
12512-11_obs_drw.pdf | UNITS | METRIC | UNITS DRAWN BY:S DUBICK | 02/12/09
12512-11_obs_drw.pdf |  | M.AXCHI=NE#TOL0E.R4ANCES
12512-12_drw.pdf | 1 | 4 | HOOK, LIFTING, CFP59 | 22294
12512-12_drw.pdf | 2 | 4 | GUSSET, ENGINE MOUNT | A042K686
12512-12_drw.pdf | 3 | 1 | CHANNEL, END | A042K688
12512-12_drw.pdf | 4 | 1 | CHANNEL, END | A042K689
12512-12_drw.pdf | 5 | 1 | MOUNT, ENGINE | A042K690
12512-12_drw.pdf | 6 | 1 | MOUNT, ENGINE | A042K691
12512-12_drw.pdf | 7 | 2 | CHANNEL, SIDE | A042K751
12512-12_drw.pdf | 8 | 2 | GUSSET | A042K752
12512-12_drw.pdf | 9 | 1 | MOUNT, PUMP | A042K753
12512-12_drw.pdf | 10 | 1 | MOUNT, PUMP | A042K754
12512-12_drw.pdf |  |  | 10
12512-12_obs_drw.pdf | 1 | 1 | FRAME, WELDMENT, XRTA LONG, CFP5.9/7E, | CFP8.3/9E12328
12512-12_obs_drw.pdf | 2 | 2 | ANGLE, HRS, 8.0 X 8.0 X 0.50, 26.00" LENGTH | 12504
12512-12_obs_drw.pdf | 3 | 2 | PLATE, PUMP BRACE, .25" x 5.50" x 36.00" | 13868
12512-12_obs_drw.pdf |  | 4.00
12512-12_obs_drw.pdf |  | 9.00
12512-12_obs_drw.pdf |  |  | 18.00
12512-12_obs_drw.pdf |  |  | TYP .25
12512-12_obs_drw.pdf |  |  | .25
12512-12_obs_drw.pdf |  |  | B
12512-12_obs_drw.pdf |  | 5.88
12512-12_obs_drw.pdf |  | 8.00
12512-12_obs_drw.pdf |  | 6.00 | 29.00
12512-12_obs_drw.pdf | trade secret given to | information, | is the CUMMINS FIRE POWER LLC | CUSTOM DESIGN
12512-12_obs_drw.pdf | of the except as | accepts authorized | the writing by CORPORATE OFFICE 1600 BUERKLE ROAD | AND UPFIT CENTER 875 LAWRENCE DRIVE
12512-12_obs_drw.pdf | or the completion | confidential of the | or trade to retain WWW.CUMMINSFIREPOWER.COM
12512-12_obs_drw.pdf |  |  | anFd RAME, PEERLESS 05TUF7
12512-12_obs_drw.pdf | UNITS | METRIC | UNITS DRAWN BY:S DUBICK | 02/12/09
12512-12_obs_drw.pdf |  | M.AXCHI=NE#TOL0E.R4ANCES
12512-13_drw.pdf | 1 | 4 | HOOK, LIFTING, CFP59 | 22294
12512-13_drw.pdf | 2 | 4 | GUSSET, ENGINE MOUNT | A042K686
12512-13_drw.pdf | 3 | 1 | CHANNEL, END | A042K688
12512-13_drw.pdf | 4 | 1 | CHANNEL, END | A042K689
12512-13_drw.pdf | 5 | 1 | MOUNT, ENGINE | A042K690
12512-13_drw.pdf | 6 | 1 | MOUNT, ENGINE | A042K691
12512-13_drw.pdf | 7 | 2 | CHANNEL, SIDE | A042K751
12512-13_drw.pdf | 8 | 1 | MOUNT, PUMP | A042K755
12512-13_drw.pdf | 9 | 1 | MOUNT, PUMP | A042K756
12512-13_drw.pdf | 10 | 2 | GUSSET | A042K757
12512-13_drw.pdf |  |  | 9
12512-13_obs_drw.pdf | 1 | 1 | FRAME, WELDMENT, XRTA LONG, CFP5.9/7E, | CFP8.3/9E12328
12512-13_obs_drw.pdf | 2 | 2 | ANGLE, HRS, 8.0 X 8.0 X 0.50, 26.00" LENGTH | 12504
12512-13_obs_drw.pdf | 3 | 2 | PLATE, PUMP BRACE, .25" x 3.50" x 36.00" | 13868-01
12512-13_obs_drw.pdf |  | 2.12
12512-13_obs_drw.pdf |  | 10.88
12512-13_obs_drw.pdf |  |  | 21.76
12512-13_obs_drw.pdf |  |  | TYP
12512-13_obs_drw.pdf |  | 3.88
12512-13_obs_drw.pdf |  |  | 26.00
12512-13_obs_drw.pdf |  |  | 29.00
12512-13_obs_drw.pdf | trade secret given to | information, | is the CUMMINS FIRE POWER LLC | CUSTOM DESIGN
12512-13_obs_drw.pdf | of the except as | accepts authorized | the writing by CORPORATE OFFICE 1600 BUERKLE ROAD | AND UPFIT CENTER 875 LAWRENCE DRIVE
12512-13_obs_drw.pdf | or the completion | confidential of the | or trade to retain WWW.CUMMINSFIREPOWER.COM
12512-13_obs_drw.pdf |  |  | anFd RAME, PEERLESS 05TUTF16
12512-13_obs_drw.pdf | UNITS | METRIC | UNITS DRAWN BY:S DUBICK | 02/12/09
12512-13_obs_drw.pdf |  | M.AXCHI=NE#TOL0E.R4ANCES
12512-14_drw.pdf | 1 | 4 | HOOK, LIFTING, CFP59 | 22294
12512-14_drw.pdf | 2 | 4 | GUSSET, ENGINE MOUNT | A042K686
12512-14_drw.pdf | 3 | 2 | CHANNEL, SIDE | A042K687
12512-14_drw.pdf | 4 | 1 | CHANNEL, END | A042K688
12512-14_drw.pdf | 5 | 1 | CHANNEL, END | A042K689
12512-14_drw.pdf | 6 | 1 | MOUNT, ENGINE | A042K690
12512-14_drw.pdf | 7 | 1 | MOUNT, ENGINE | A042K691
12512-14_drw.pdf | 8 | 2 | GUSSET | A042K692
12512-14_drw.pdf | 9 | 2 | MOUNT, PUMP | A042K693
12512-14_obs_drw.pdf | 1 | 1 | FRAME, WELDMENT, STANDARD, CFP5.9/7E, | 9891
12512-14_obs_drw.pdf | 2 | 2 | ANGLE, HRS, 8.0 X 8.0 X 0.50, 26.00" LENGTH | 12504
12512-14_obs_drw.pdf | 3 | 2 | PLATE, PUMP BRACE, .25" x 4.50" x 22.00" | 12505-05
12512-14_obs_drw.pdf | 4.75
12512-14_obs_drw.pdf | 8.25
12512-14_obs_drw.pdf |  |  | TYP
12512-14_obs_drw.pdf |  | .25
12512-14_obs_drw.pdf | 4.88
12512-14_obs_drw.pdf | 8.00
12512-14_obs_drw.pdf |  |  | 29.00
12512-14_obs_drw.pdf | trade secret given to | information, | is the CUMMINS FIRE POWER LLC | CUSTOM DESIGN
12512-14_obs_drw.pdf | of the except as | accepts authorized | the writing by CORPORATE OFFICE 1600 BUERKLE ROAD | AND UPFIT CENTER 875 LAWRENCE DRIVE
12512-14_obs_drw.pdf | or the completion | confidential of the | or trade to retain WWW.CUMMINSFIREPOWER.COM
12512-14_obs_drw.pdf |  |  | anFd RAME, PEERLESS 06AEF14
12512-14_obs_drw.pdf | UNITS | METRIC | UNITS DRAWN BY:S DUBICK | 05/20/10
12512-14_obs_drw.pdf |  | M.AXCHI=NE#TOL0E.R4ANCES
12513-03_drw.pdf | 1 | 1 | FRAME, CFP9E TO PEERLESS 08AEF17 | 12512-03
12513-03_drw.pdf | 2 | 1 | ASSEMBLY, POWER MODULE, CFP9E-F10/20/30/40/50/60 | 15550
12513-03_drw.pdf | 3 | 1 | ADAPTER, U-JOINT, 1810 5" SPACED, CFP9E | 16598
12513-03_drw.pdf | 4 | 1 | COMP FLANGE, 1.875 / .500x.250, 1810 / 3172
12513-03_drw.pdf | 5 | 1 | DRIVESHAFT, 1810, SHORT COUPLED, UL LISTED | 13422
12513-03_drw.pdf | 6
12513-03_drw.pdf | 7 | 1 | PUMP, PEERLESS | 8AEF17
12513-04_drw.pdf | 1 | 1 | FRAME, CFP9E TO PEERLESS 08AEF20 | 12512-04
12513-04_drw.pdf | 2 | 1 | ASSEMBLY, POWER MODULE, CFP9E-F10/20/30/40/50/60 | 15550
12513-04_drw.pdf | 3 | 1 | COMP FLANGE, 2.250 / .500x.250, 1810 / 3172
12513-04_drw.pdf | 4 | 1 | ADAPTER, U-JOINT, SAE#3, 1710/1810 | 13350
12513-04_drw.pdf | 5 | 1 | SHAFT, U3172, SHORT COUPLED | 13430
12513-04_drw.pdf | 6
12513-04_drw.pdf | 7 | 1 | PUMP, PEERLESS | 8AEF20
12514-01_drw.pdf | 1 | 1 | FRAME, WELDMENT, LARGE, CFP5.9/7E, | 12321
12514-01_drw.pdf | 2 | 2 | ANGLE, HRS, 8.0 X 8.0 X 0.50, 28.00" | 12504-01
12514-01_drw.pdf | 3 | 2 | PLATE, PUMP BRACE, .25" x 3.50" x 22.00" | 12505-03
12514-01_drw.pdf | 16.00
12514-01_drw.pdf | TYP
12514-01_drw.pdf |  |  | A
12514-01_drw.pdf |  |  | 31.00
12514-01_drw.pdf | to the the document as | receiver accepts in | confidence. the writing by CUMMINS FIRE POWER LLC CORPORATE OFFICE | DESIGN UPFIT CENTER
12514-01_drw.pdf | or any (2) not or the | copy copy the confidential | or the document, or trade WHITE BEAR LAKE, MN WWW.CUMMINSFIREPOWER.COM | DEPERE, WISCONSIN
12514-01_drw.pdf |  | cPoopwieersLtLhCereof, | anFd RAME, ITT 10x8x17_8100
12514-01_drw.pdf | DIMENSION |  | TOLERANCESCAFREP9E, 3172 - UL LISTED
12514-01_drw.pdf |  |  | DWG UNITS: DRAWN BY:S DUBICK | 03/09/09
12514-02_drw.pdf | 1 | 1 | FRAME, WELDMENT, LARGE, CFP5.9/7E, | 12321
12514-02_drw.pdf | 2 | 2 | ANGLE, HRS, 8.0 X 8.0 X 0.50, 28.00" | 12504-01
12514-02_drw.pdf | 3 | 2 | PLATE, PUMP BRACE, .25" x 5.00" x 22.00" | 13627-05
12514-02_drw.pdf | 16.00
12514-02_drw.pdf | TYP
12514-02_drw.pdf | A
12514-02_drw.pdf |  |  | A
12514-02_drw.pdf |  |  | 31.00
12514-02_drw.pdf | to the the document as | receiver accepts in | confidence. the writing by CUMMINS FIRE POWER LLC CORPORATE OFFICE | DESIGN UPFIT CENTER
12514-02_drw.pdf | or any (2) not or the | copy copy the confidential | or the document, or trade WHITE BEAR LAKE, MN WWW.CUMMINSFIREPOWER.COM | DEPERE, WISCONSIN
12514-02_drw.pdf |  | cPoopwieersLtLhCereof, | anFd RAME, ITT 8x8x17_8100
12514-02_drw.pdf | DIMENSION |  | TOLERANCESCAFREP9E, 3172 - UL LISTED
12514-02_drw.pdf |  |  | DWG UNITS: DRAWN BY:S DUBICK | 03/09/09
12514-03_drw.pdf | 1 | 1 | FRAME, WELDMENT, LARGE, CFP5.9/7E, | 12321
12514-03_drw.pdf | 2 | 2 | ANGLE, HRS, 8.0 X 8.0 X 0.50, 28.00" | 12504-01
12514-03_drw.pdf | 3 | 4 | PLATE, PUMP BRACE, .25" x 4.00" x 22.00" | 13621
12514-03_drw.pdf | 14.24
12514-03_drw.pdf | .25
12514-03_drw.pdf |  |  | 3.00
12514-03_drw.pdf | A |  |  | 3.00
12514-03_drw.pdf |  |  | 28.00
12514-03_drw.pdf |  |  | 31.00
12514-03_drw.pdf | to the the document as | receiver accepts in | confidence. the writing by CUMMINS FIRE POWER LLC CORPORATE OFFICE | DESIGN UPFIT CENTER
12514-03_drw.pdf | or any (2) not or the | copy copy the confidential | or the document, or trade WHITE BEAR LAKE, MN WWW.CUMMINSFIREPOWER.COM | DEPERE, WISCONSIN
12514-03_drw.pdf |  | cPoopwieersLtLhCereof, | anFd RAME, ITT 8x8x12_8100
12514-03_drw.pdf | DIMENSION |  | CFP9E, 3172 - UL LISTED ARE
12514-03_drw.pdf |  |  | DWG UNITS: DRAWN BY:S DUBICK | 03/09/09
12514-04_drw.pdf | 1 | 1 | FRAME, WELDMENT, LARGE, CFP5.9/7E, | 12321
12514-04_drw.pdf | 2 | 2 | ANGLE, HRS, 8.0 X 8.0 X 0.50, 28.00" | 12504-01
12514-04_drw.pdf | 3 | 2 | PLATE, PUMP BRACE, .25" x 3.00" x 22.00" | 12506
12514-04_drw.pdf | 4 | 2 | PLATE, PUMP BRACE, .25" x 4.00" x 22.00" | 13621
12514-04_drw.pdf | 14.24
12514-04_drw.pdf |  |  | TYP
12514-04_drw.pdf | .25
12514-04_drw.pdf |  |  | 3.00
12514-04_drw.pdf | A |  |  | 3.00
12514-04_drw.pdf |  |  | A
12514-04_drw.pdf |  |  | 31.00
12514-04_drw.pdf | to the the document as | receiver accepts in | confidence. the writing by CUMMINS FIRE POWER LLC CORPORATE OFFICE | DESIGN UPFIT CENTER
12514-04_drw.pdf | or any (2) not or the | copy copy the confidential | or the document, or trade WHITE BEAR LAKE, MN WWW.CUMMINSFIREPOWER.COM | DEPERE, WISCONSIN
12514-04_drw.pdf |  | cPoopwieersLtLhCereof, | anFd RAME, ITT 8x6x18_8100
12514-04_drw.pdf | DIMENSION |  | CFP9E, 3172 - UL LISTED ARE
12514-04_drw.pdf |  |  | DWG UNITS: DRAWN BY:S DUBICK | 03/09/09
12514-05_drw.pdf | 1 | 1 | FRAME, WELDMENT, LRG, MID RISE, CFP5.9/7E,
12514-05_drw.pdf | 3 | 2 | PLATE, PUMP BRACE, .25" x 3.50" x 22.00" | 12505-03
12514-05_drw.pdf | 5.00
12514-05_drw.pdf | 5.00
12514-05_drw.pdf | 9.00
12514-05_drw.pdf | 9.00
12514-05_drw.pdf |  | 18.00
12514-05_drw.pdf |  |  | .25
12514-05_drw.pdf |  |  | .25
12514-05_drw.pdf |  | A
12514-05_drw.pdf | 3.81
12514-05_drw.pdf | 8.00
12514-05_drw.pdf |  |  | 31.00
12514-06_drw.pdf | 1 | 1 | FRAME, WELDMENT, LRG, MID RISE, CFP5.9/7E,
12514-06_drw.pdf | 3 | 2 | PLATE, PUMP BRACE, .25" x 5.50" x 22.00" | 13627-04
12514-06_drw.pdf | 6.00
12514-06_drw.pdf | 8.00
12514-06_drw.pdf |  | 16.00
12514-06_drw.pdf |  |  | .25
12514-06_drw.pdf |  |  | .25
12514-06_drw.pdf |  | A
12514-06_drw.pdf | 5.81
12514-06_drw.pdf | 8.00
12514-06_drw.pdf |  |  | 31.00
12514-07_drw.pdf | 1 | 1 | FRAME, WELDMENT, LRG, MID RISE, CFP5.9/7E,
12514-07_drw.pdf | 3 | 2 | PLATE, PUMP BRACE, .25" x 4.50" x 22.00" | 12505-05
12514-07_drw.pdf | 3.00
12514-07_drw.pdf | 11.00
12514-07_drw.pdf |  | 22.00
12514-07_drw.pdf |  |  | TYP .25
12514-07_drw.pdf |  |  | .25
12514-07_drw.pdf |  | A
12514-07_drw.pdf | 4.81
12514-07_drw.pdf | 8.00
12514-07_drw.pdf |  |  | 31.00
12514-07_drw.pdf | TYP
12514-08_drw.pdf | 1 | 1 | FRAME, WELDMENT, LRG, MID RISE, CFP5.9/7E,
12514-08_drw.pdf | 3 | 2 | PLATE, PUMP BRACE, .25" x 3.00" x 26.00" | 12507-03
12514-08_drw.pdf | 3.00
12514-08_drw.pdf | 11.00
12514-08_drw.pdf |  | 22.00
12514-08_drw.pdf |  |  | TYP .25
12514-08_drw.pdf |  |  | .25
12514-08_drw.pdf | 2.81
12514-08_drw.pdf | 8.00
12514-08_drw.pdf |  |  | 31.00
12514-08_drw.pdf | TYP
12514-08_x_drw.pdf | 1 | 1 | FRAME, WELDMENT, LRG, TALL RISE, CFP5.9/7E, | C1F2P382.43/9E
12514-08_x_drw.pdf | 2 | 2 | ANGLE, HRS, 8.0 X 8.0 X 0.50, 28.00" | LENGTH12504-01
12514-08_x_drw.pdf | 3 | 2 | PLATE, PUMP BRACE, .25" x 2.50" x 22.00" | 12506-01
12514-09_drw.pdf | 1 | 1 | FRAME, WELDMENT, LRG, TALL RISE, CFP5.9/7E, | CFP8.3/91E2324
12514-09_drw.pdf | 3 | 2 | PLATE, PUMP BRACE, .25" x 5.50" x 26.00" | 12507-01
12514-09_drw.pdf | 3.00
12514-09_drw.pdf | 11.00
12514-09_drw.pdf |  | 22.00
12514-09_drw.pdf |  |  | TYP .25
12514-09_drw.pdf |  |  | .25
12514-09_drw.pdf |  | A
12514-09_drw.pdf | 5.81
12514-09_drw.pdf | 8.00
12514-09_drw.pdf | 6.00
12514-10_drw.pdf | 1 | 1 | FRAME, WELDMENT, LRG, MID RISE, CFP5.9/7E,
12514-10_drw.pdf | 3 | 2 | PLATE, PUMP BRACE, .25" x 4.50" x 22.00" | 12505-05
12514-10_drw.pdf | 4 | 1 | PLATE, A-36, .50 x 4.0 x 6.0 | 12509
12514-10_drw.pdf | 3.38
12514-10_drw.pdf | 10.62
12514-10_drw.pdf |  | 21.24
12514-10_drw.pdf |  |  | .25 TYP
12514-10_drw.pdf |  |  | .25
12514-10_drw.pdf |  | A
12514-10_drw.pdf | 4.81
12514-10_drw.pdf | 8.00
12514-10_drw.pdf |  |  | 31.00
12517-01_drw.pdf | ITEM | QTY
12517-01_drw.pdf | 1 | 1 | FRAME, ITT PUMP 10x8x17_8100, CFP7E | 12501-01
12517-01_drw.pdf | 2 | 1 | ASSEMBLY, POWER MODULE, CFP7E | 13235
12517-01_drw.pdf | 5 | 1 | ADAPTER, U-JOINT, SAE#3, 1480 | 8615
12517-01_drw.pdf | 6
12517-01_drw.pdf | 7 | 1 | PUMP, ITT/GOULDS | 10X8X17_8100
12517-02_drw.pdf | ITEM | QTY
12517-02_drw.pdf | 1 | 1 | FRAME, ITT PUMP 8x8x17_8100, CFP7E | 12501-02
12517-02_drw.pdf | 2 | 1 | ASSEMBLY, POWER MODULE, CFP7E | 13235
12517-02_drw.pdf | 5 | 1 | ADAPTER, U-JOINT, SAE#3, 1480 | 8615
12517-02_drw.pdf |  | 1 | PUMP, ITT/GOULDS | 8X8X17_8100
12517-02_drw.pdf |  |  |  | 9.50
12517-03_drw.pdf | ITEM | QTY
12517-03_drw.pdf | 1 | 1 | FRAME, ITT PUMP 8x8x12_8100, CFP7E | 12501-03
12517-03_drw.pdf | 2 | 1 | ASSEMBLY, POWER MODULE, CFP7E | 13235
12517-03_drw.pdf | 5 | 1 | ADAPTER, U-JOINT, SAE#3, 1480 | 8615
12517-03_drw.pdf |  | 1 | PUMP, ITT/GOULDS | 8X8X12_8100
12517-04_drw.pdf | ITEM | QTY
12517-04_drw.pdf | 1 | 1 | FRAME, ITT PUMP 8x6x18_8100, CFP7E | 12501-04
12517-04_drw.pdf | 2 | 1 | ASSEMBLY, POWER MODULE, CFP7E | 13235
12517-04_drw.pdf | 5 | 1 | ADAPTER, U-JOINT, SAE#3, 1480 | 8615
12517-04_drw.pdf |  | 1 | PUMP, ITT/GOULDS | 8X6X18_8100
12517-04_drw.pdf |  |  |  | 9.00
12517-05_drw.pdf | ITEM | QTY
12517-05_drw.pdf | 1 | 1 | FRAME, ITT PUMP 8x6x13_8100, CFP7E | 12501-05
12517-05_drw.pdf | 2 | 1 | ASSEMBLY, POWER MODULE, CFP7E | 13235
12517-05_drw.pdf | 5 | 1 | ADAPTER, U-JOINT, SAE#3, 1480 | 8615
12517-05_drw.pdf |  | 1 | PUMP, ITT/GOULDS | 8X6X13_8100
12517-06_drw.pdf | ITEM | QTY
12517-06_drw.pdf | 1 | 1 | FRAME, ITT PUMP 8x6x12_8100, CFP7E | 12501-06
12517-06_drw.pdf | 2 | 1 | ASSEMBLY, POWER MODULE, CFP7E | 13235
12517-06_drw.pdf | 5 | 1 | ADAPTER, U-JOINT, SAE#3, 1480 | 8615
12517-06_drw.pdf |  | 1 | PUMP, ITT/GOULDS | 8X6X12_8100
12517-06_drw.pdf |  |  |  | 9.00
12517_drw.pdf | ITEM | QTY
12517_drw.pdf | 1 | 1 | ASSEMBLY, POWER MODULE, CFP7E | 13235
12517_drw.pdf | 2 | 1 | FRAME, ITT PUMP, CFP7E | SEE TABLE
12517_drw.pdf | 5 | 1 | DRIVESHAFT, 1480 SHORT COUPLED | 8613
12517_drw.pdf | 6 | 1 | ADAPTER, U-JOINT, SAE#3, 1480 | 8615
12517_drw.pdf | 7
12517_drw.pdf | 8 | 1 | PUMP, ITT/GOULDS | PUMP_ITT
12517_drw.pdf |  | 3.688 | 27.690 22.560 11.320 | 10X8X17_8100
12517_drw.pdf |  | 5.188 | 27.690 22.560 11.320 | 8X8X17_8100
12517_drw.pdf |  | 6.940 | 27.690 21.250 12.630 | 8X8X12_8100
12517_drw.pdf |  | 5.690 | 27.690 21.250 12.630 | 8X6X18_8100
12517_drw.pdf |  | 2.190 | 30.190 22.560 11.320 | 10X8X20_8100
12517_drw.pdf |  | 1.690 | 27.690 22.560 11.320 | 12X10X18_8100
12517_drw.pdf |  | 3.190 | 30.190 28.250 5.630 | 12X8X21_9100
12517_drw.pdf |  | 1.190 | 32.190 30.500 3.380 | 16X12X23_9100
12519_drw.pdf | 1 | 1 | ASSEMBLY, POWER MODULE, CFP7E | 13235
12519_drw.pdf | 2 | 1 | FRAME, SPP PUMP, CFP7E | SEE TABLE
12519_drw.pdf | 6 | 1 | DRIVESHAFT, 1610 SHORT COUPLED, UL | 13420
12519_drw.pdf | 7 | 1 | PUMP, SPP | PUMP_SPP
12519_drw.pdf |  |  | K L N | PUMP_SPP
12519_drw.pdf |  |  | 27.690 19.700 14.180 | TE10D
12520-18_drw.pdf | 1 | 1 | FRAME, AURORA PUMP #318, CFP7E | 12500-18
12520-18_drw.pdf | 2 | 1 | ASSEMBLY, POWER MODULE, CFP7E-F10/20/30/40/50/60 | 15547
12520-18_drw.pdf | 3 | 1 | PUMP, AURORA | 8-491-14A_318
12520-18_drw.pdf | 4 | 1 | COMPANION FLANGE, STD BORE, 1710 DRIVE SHAFT | 10005
12520-18_drw.pdf | 5 | 1 | ADAPTER, U-JOINT, SAE#3, 1710/1810 | 13350
12520-18_drw.pdf | 6 | 1 | DRIVESHAFT, 1710 SHORT COUPLED, UL LISTED | 13421
12520-18_drw.pdf | 7 | 1 | ASSEMBLY, SHAFT GUARD, SAE #3, LARGE | 14144
12521-13_drw.pdf |  |  |  | CFP71E2501-13
12521-13_drw.pdf |  |  | 8x6x18_8100 * CUSTOM *, | CFP71E2501-13
12521-13_drw.pdf | 4 | 1 | ADAPTER, U-JOINT, SAE#3, 1710/1810 | 13350
12521-13_drw.pdf | 5 | 1 | DRIVESHAFT, 1710 SHORT COUPLED, UL LISTED | 13421
12521-13_drw.pdf |  |  | ASSEMBLY, SHAFT GUARD, SAE #3, LARGE | 14144
12521-13_drw.pdf |  |  | A
12521-13_drw.pdf |  |  |  | 69.67
12522-22_drw.pdf | 1 | 1 | FRAME, CFP7E TO PEERLESS 06AEF17 | 12502-23
12522-22_drw.pdf | 2
12522-22_drw.pdf | 3 | 1 | COMPANION FLANGE, STD BORE, 1710 DRIVE SHAFT | 10005
12522-22_drw.pdf | 4 | 1 | ADAPTER, U-JOINT, SAE#3, 1710/1810 | 13350
12522-22_drw.pdf | 5 | 1 | DRIVESHAFT, 1710 SHORT COUPLED, UL LISTED | 13421
12522-22_drw.pdf | 6 | 1 | ASSEMBLY, SHAFT GUARD, SAE #3, LARGE | 14144
12522-22_drw.pdf | 7 | 1 | PUMP, PEERLESS | 6AEF17
12523_drw.pdf | 1 | 1 | HOSE, 221FR-10, 73" CUT LENGTH, PARKER OR EQUIVALENT | 12523_H
12523_drw.pdf | 2 |  | 13926-10-10,FEMALE JIC 37° SWIVEL, 90° ELBOW, PARKER OR
12523_drw.pdf |  |  | C 3
12524_drw.pdf | 1 | 1 | HOSE, 221FR, 57" CUT LENGTH, PARKER OR EQUIVALENT | 12524_H2
12524_drw.pdf | 2 |  | HOSE END, FEMALE JIC 37° SWIVEL, 45° ELBOW, PARKER OR
12524_drw.pdf |  | 2
12554_drw.pdf | 1 | 5 | NUT, WELD OFFSET HOLE, M6 X 1 | 0870-2025
12554_drw.pdf | 2 | 1 | ENCLOSURE,SELECTOR SWITCH | 12555
12558_drw.pdf | 1 | 1 | ENCLOSURE,SEL SW,WITH WELD NUTS | 12554
12558_drw.pdf | 2 | 1 | PANEL,SEL SW FRT, WITH WELD NUT | 12559
12558_drw.pdf | 3 | 1 | BRACKET,SEL SW MOUNTING | 12557
12558_drw.pdf |  |  | 3
12559_drw.pdf | 1 | 1 | NUT, WELD OFFSET HOLE, M6 X 1 | 0870-2025
12559_drw.pdf | 2 | 1 | PANEL,SEL SW FRONT | 12556
12560_drw.pdf | 1 | 4 | HARDWOOD, 3x4x144 (3 x 3 5/8), HEAT TREATED & MARKED | 12560_01
12560_drw.pdf | 2 | 16 | HARDWOOD, 2x4x60 (1 1/2 x 4), HEAT TREATED & MARKED | 12560_02
12560_drw.pdf | 3 | 4 | HARDWOOD, 2x6x140 (1 1/2 x 6), HEAT TREATED & MARKED | 12560_03
12560_drw.pdf | 4 | 6 | HARDWOOD, 2x4x30 (1 1/2 x 4), HEAT TREATED & MARKED | 12560_04
12560_drw.pdf | 5 | 1 | PLYWOOD, 31" X 30" X 1/2", HEAT TREATED, MARKED, - | 12560_05
12560_drw.pdf | 6 | 2 | HARDWOOD, 2X4X16 (1 1/2 X 4), HEAT TREATED & MARKED | 12560_06
12560_drw.pdf | 7 | 2 | HARDWOOD, 2x6x27 (1 1/2 x 6), HEAT TREATED & MARKED | 12560_07
12560_drw.pdf | 8 | 2 | HARDWOOD, 2x6x27 (1 1/2 x 6), HEAT TREATED & MARKED | 12560_08
12560_exp_drw.pdf | 1 | 2 | END PANEL, CRATE, CFP23E | 12421
12560_exp_drw.pdf | 2 | 2 | SIDE PANEL, CRATE, VERT FRAME, CFP23E | 12424
12560_exp_drw.pdf | 3 | 1 | COVER, CRATE, VERT FRAME, CFP23E | 12425
12560_exp_drw.pdf |  |  |  | VERT1F2R5A6M0E
12565_drw.pdf | 1 | 2 | CHANNEL, SIDE, 19 L BASE | 12565-01
12565_drw.pdf | 2 | 1 | CHANNEL, ENGINE, FRONT MOUNT | 12565-02
12565_drw.pdf | 3 | 1 | BEAM, REAR, ENGINE MOUNT | 12565-03
12565_drw.pdf | 4 | 2 | CHANNEL, BASE, ENDS | 12565-04
12566_drw.pdf |  |  | R0.13
12566_drw.pdf |  |  | TYP
12566_drw.pdf |  |  | 0.75
12567_drw.pdf | 1 | 1 | LATCH, 1/4 TURN CAM, SOUTHCO | CM-1-2B109-1B
12567_drw.pdf | 2 | 1 | PAWL, SOUTHCO | CM-C410
12569_drw.pdf | 1
12569_drw.pdf | 2
12569_drw.pdf | 7
12569_drw.pdf | 9
12569_drw.pdf | 10
12569_drw.pdf | 11
12569_drw.pdf | 12
12569_drw.pdf | 15
12569_drw.pdf | 16
12574_drw.pdf | 1 | 1 | RING | 12574-01
12574_drw.pdf | 2 | 4 | TAB | 12574-02
12574_drw.pdf | 3 | 1 | COLLAR | 12574-03
12574_drw.pdf |  | 2
12577exp_drw.pdf | 1 | 1 | COVER, CRATE, FOR USE ON 12577 SKID W/ FRAME, CFP15 | 13055
12577exp_drw.pdf | 2 | 2 | PANEL, CRATE SIDE, FOR USE ON 12577 SKID | 13056
12577exp_drw.pdf | 3 | 2 | END PANEL, CRATE, FOR USE ON 12577 SKID W/ FRAME, | 13057
12577exp_drw.pdf | 4 | 4 | TIMBER,2 X 4 X SEE DWG, SOFTWOOD,HEAT TREATED & | MARKED"H1T3"055-03
12577exp_drw.pdf |  |  | 1
12577exp_drw.pdf |  |  | 3
12577_drw.pdf | 1 | 4 | HARDWOOD, 3x4x144 (3 x 3 5/8), HEAT TREATED & | MARK1E2D577_01
12577_drw.pdf | 3 | 6 | HARDWOOD, 2x6x144 (1 1/2 x 6), HEAT TREATED & | MARK1E2D577_03
12577_drw.pdf |  |  |  | E
12577_drw.pdf |  |  |  | 54.00 REF
12577_drw.pdf | 144.00 | 144.00
12587exp_drw.pdf | 1 | 1 | COVER, CRATE, FOR USE ON 12587 SKID, CFP15E | 13051
12587exp_drw.pdf | 2 | 2 | SIDE PANEL, CRATE, FOR USE ON 12587 SKID, CFP15E | 13052
12587exp_drw.pdf | 3 | 2 | END PANEL, CRATE, FOR USE ON 12587 SKID, CFP15E | 13053
12587exp_drw.pdf | 4 | 3 | TIMBER,2 X 4 X SEE DWG, SOFTWOOD,HEAT TREATED & | MARKED"H1T3"051-03
12587_drw.pdf | 1 | 4 | HARDWOOD, 3x4x108 (3 x 3 5/8), HEAT TREATED & | MARK1E2D587_01
12587_drw.pdf | 3 | 10 | HARDWOOD, 2x6x60 (1 1/2 x 6), HEAT TREATED & | MARKE1D2587_04
12587_drw.pdf |  |  | 108.00
12587_drw.pdf |  |  | F
12587_drw.pdf |  |  | E
12587_drw.pdf |  |  | REF
12590_drw.pdf | 1 | 1 | ASSEMBLY, SAE 1, 3.50" DIA STUB SHAFT, CFP15E | 14976
12590_drw.pdf | 2 | 1 | GUARD, FLYWHEEL, SAE#1, CFP15E | 12591
12590_drw.pdf | 3 | 8 | WASHER, RETAINING, 7/16" | 16662-07
12590_drw.pdf | 4 | 8 | SCREW, CAP, HEX HEAD, 7/16-14 UNC | HHCS_0437_0075
12590_drw.pdf | 5 | 8 | SCREW, CAP, HEX HEAD, 1/2-13 UNC X 1.50" | HHCS_0500_0150
12590_drw.pdf | SURFACE
12590_drw.pdf | HOUSING)
12590_drw.pdf |  |  | 2
12593_drw.pdf | 1 | 1 | PLATE, FLYWHEEL HOUSING, GUARD | 11924_01
12593_drw.pdf | 2 | 1 | PLATE, TELESCOPING, SHAFT GUARD | 12593_02-01
12594_drw.pdf | 1 | 2 | WDLT, TELESCOPING SHAFT GUARD 36" LG, SAE # 1 FWH CPF | 11L12593
12594_drw.pdf | 2 | 2 | COVER, TELESCOPING, SHAFT GUARD, FIREPUMP | 9493
12594_drw.pdf | 3 | 2 | BRACKET, GUARD SUPPORT, FIREPUMP | 10135
12594_drw.pdf | 4 | 2 |  | 11814
125_raw_drw.pdf | 1 | 1 | ELBOW, BLK, 1-1/4" NPT | 1_1-4_DD-S_CCR
125_raw_drw.pdf | 2 | 2 | UNION, BLK, 1-1/4" NPT | 1_1-4_GG-S
125_raw_drw.pdf | 3 | 3 | TEE, BLK, 1-1/4" NPT | 1_1-4_MMO-S
125_raw_drw.pdf | 4 | 1 | GAUGE, PRESSURE, 1/4" NPT, DPG1-2 1/2, 0-100 PSI | 8892
125_raw_drw.pdf | 5 | 1 | VALVE, SOLENOID, 1-1/4" NPT, 24VDC, 150 PSI, ASCO 8210G008 | 8210G008
125_raw_drw.pdf | 6 | 1 | NIPPLE, BLK, 1/4 X CLOSE | LTL-CPN14
125_raw_drw.pdf | 7 | 2 | REGULATOR, WATTS #N45B | N45B_125
125_raw_drw.pdf | 8 | 12 | NIPPLE, BLK, 1-1/4x2 | NPL_125_0200
125_raw_drw.pdf | 9 | 1 | NIPPLE, BLK, 1-1/4x6 | NPL_125_0600
125_raw_drw.pdf | 10 | 2 | NIPPLE, BLK, 1-1/4x12 | NPL_125_1200
125_raw_drw.pdf | 11 | 1 | BUSHING, REDUCING, 1-1/4" NPT X 1/4" NPT | REDUCER_125-25
125_raw_drw.pdf | 12 | 1 | VALVE, BALL, 1/4" NPT | SHUTOFF_VALVE_25
125_raw_drw.pdf | 13 | 4 | VALVE, BALL, 1-1/4" NPT | SHUTOFF_VALVE_125
125_raw_drw.pdf | 14 | 2 | STRAINER, 1-1/4" NPT W/ PLUG | STRAINER-125
12606_drw.pdf | 1 | 1 | CONTROL PANEL, HYDRAULIC START, CFP15E F10-F40 | 12760
12606_drw.pdf | 2 | 1 | ACCUMULATOR, HYDRAULIC HYDRAULIC STARTING OPTION, CFP15E | 12123
12606_drw.pdf | 3 | 2 | BRACKET, ACCUMULATOR MOUNTING, HYDRAULIC STARTING OPTION, | 12124
12606_drw.pdf | 6 | 1 | FILTER, SUCTION, HYDRAULIC STARTING OPTION, CFP15E | 12121
12606_drw.pdf | 7 | 1 | PUMP, RECHARGE, MANUAL, HYDRAULIC STARTING OPTION, CFP15E | 12118
12606_drw.pdf | 8 | 1 | PUMP, RECHARGE, ENGINE MOUNTED, HYDRAULIC STARTING OPTION, | CPF15E 12117
12606_drw.pdf | 9 | 1 | RESERVOIR, HYDRAULIC STARTING OPTION, CFP15E | 12122
12625_drw.pdf | 1 | 2 | SUPPORT, NEWAGE 634 | 7080-15
12625_drw.pdf | 2 | 1 | CHANNEL, BASE RAIL, LH | 12625-01
12625_drw.pdf | 3 | 1 | CHANNEL, BASE RAIL, RH | 12625-02
12625_drw.pdf | 4 | 2 | CHANNEL, BASE RAIL, FRONT-REAR | 12625-03
12625_drw.pdf | 5 | 1 | BEAM, FRONT, ENGINE SUPPORT | 12625-04
12625_drw.pdf | 6 | 1 | BEAM, REAR, ENGINE SUPPORT | 12625-05
12625_drw.pdf | 7 | 2 | PLATE, REAR, ENGINE SUPPORT | 12625-06
12625_drw.pdf | 8 | 1 | PLATE, FRONT, ENGINE SUPPORT | 12625-07
12625_drw.pdf | 9 | 2 | CHANNEL, HEAT, EXCHAGNER SUPPORT | 12625-08
12625_drw.pdf | 10 | 2 | CHANNEL, SURGE TANK, MOUNT SUPPORT | 12625-09
12625_drw.pdf | 3
12626_drw.pdf | 1 | 1 | BASE - W.U. GENSET GTA50, W/SONDEX H/X, HC6 GENERATOR | 12625
12626_drw.pdf | 2 | 2 | ADAPTER, STR, 2-1/2" FLG X 2" TUBE | 12628
12626_drw.pdf | 3 | 2 | ADAPTER, STR, 4" FLG X 5" TUBE | 12640
12626_drw.pdf | 4 | 1 | STAND - W.U., SURGE TANK | 12641
12626_drw.pdf | 5 | 1 | TANK, SURGE 24 GAL, GT EXHAUST | 68-2400
12626_drw.pdf | 6
12626_drw.pdf | 7
12626_drw.pdf | 8
12626_drw.pdf | 9 | 2 | STRAP, 8 GALLON, SURGE TANK | 12100
12626_drw.pdf | 10 | 2 | STRAP, 15 GALLON, SURGE TANK | 12566
12626_drw.pdf | 11 | 4 | ELBOW, 90 DEG 2" ID MOLDED , RUBBER DAYCO B70212 | 12631
12626_drw.pdf | 12 | 1 | TUBE, JW LOWER GTA50, SONDEX H/X COOLED | 12632
12626_drw.pdf | 13 | 1 | TUBE, JW UPPER GTA50, SONDEX H/X COOLED | 12633
12626_drw.pdf | 14 | 1 | TUBE, AC LOWER GTA50 SONDEX, H/X COOLED ENGINE INLET | 12634
12626_drw.pdf | 15 | 1 | TUBE, AC LOWER GTA50 SONDEX, H/X COOLED, H/X OUTLET | 12635
12626_drw.pdf | 16 | 1 | TUBE, AC UPPER GTA50 SONDEX, H/X COOLED ENGINE OUTLET | 12636
12627_drw.pdf | 1 | 1 | FLANGE, 5" | 12627-01
12627_drw.pdf | 2 | 1 | PIPE, 4" OD | 12627-02
12628_drw.pdf | 1 | 1 | FLANGE, 2-1/2" X 2" TB, 150 LB CLASS | 12628-01
12628_drw.pdf | 2 | 1 | TUBE, 2" OD X .06 WALL | 12628-02
12628_drw.pdf |  |  | 2.56
12629_drw.pdf | 1 | 2 | PAD, GENERATOR MOUNTING | 11865-05
12629_drw.pdf | 2 | 1 | CHANNEL, C8 X 13.75 | 11865-07
12629_drw.pdf |  |  | TYP
12629_drw.pdf |  |  | .38
12630_drw.pdf | 1
12630_drw.pdf | 2
12630_drw.pdf | 3
12630_drw.pdf | 4 | 2 | CHANNEL, C8 X 13.75 | 12630-04
12630_drw.pdf | 5 | 4 | PAD, GENERATOR MOUNTING | 12630-05
12630_drw.pdf | 6 | 2 | MOUNT, RADIATOR | 12630-06
12630_drw.pdf | 7
12630_drw.pdf | 8
12632_drw.pdf |  |  | 0.75
12632_drw.pdf |  |  | TUBE OD 5.00
12635_drw.pdf |  |  | CLAMP
12635_drw.pdf |  |  | BEAD - | PLACES
12640_drw.pdf | 1 | 1 | FLANGE, 4" X 5" TB, 150 LB CLASS | 12640-01
12640_drw.pdf | 2 | 1 | TUBE, 5" OD X .06 WALL | 12640-02
12641_drw.pdf | 1 | 2 | TUBE, SURGE TANK SUPPORT | 12099-03
12641_drw.pdf | 2 | 4 | GUSSET, SURGE TANK, FRAME | 12099-05
12641_drw.pdf | 3 | 4 | TUBE, 1-1/2 X 1-1/2 X 3/16 X 52 | 12641-01
12641_drw.pdf | 4 | 2 | TUBE, 1-1/2 X 1-1/2 X 3/16 X 56 | 12641-02
12641_drw.pdf | 5 | 2 | BAR, SURGE TANK, MOUNT | 12641-03
12641_drw.pdf |  |  | ALL TUBE JOINTS .19
12644_drw.pdf | 1 | 2 | WELDMENT, VOLTAGE SELECTOR SWITCH ENCLOSURE, COVER | 12646
12644_drw.pdf | 2 | 1 | WELDMENT, VOLTAGE SELECTOR SWITCH ENCLOSURE, BRACKET | 12647
12644_drw.pdf | 3 | 1 | SHELL, VOLTAGE SELECTOR SWITCH ENCLOSURE | 12645
12646_drw.pdf | 1 | 1 | COVER, VOLTAGE SELECTOR SWITCH ENCLOSURE | 12646-01
12646_drw.pdf | 2 | 6 | M6, NUT | M6-NUT
12647_drw.pdf | 1 | 1 | BRACKET, VOLTAGE SELECTOR SWITCH ENCLOSURE | 12647-01
12647_drw.pdf | 2 | 2 | M6, NUT | M6-NUT
12647_drw.pdf |  |  | 7.94
12648_drw.pdf | 1 | 1 | QST ; - | 10-386
12648_drw.pdf | 2 | 1 | FAN; QS&T 10-386FG | 12642
12652_drw.pdf |  |  | 0.63
12652_drw.pdf |  |  | 0.00
12652_drw.pdf |  |  | 1.25
12653_drw.pdf | ITEM
12653_drw.pdf | 1 | 1 | TUBE, KNEE BRACE | 12653-01
12653_drw.pdf | 2 | 2 | BRACKET, END | 12653-02
12653_drw.pdf | 2
12660-02_drw.pdf |  |  | 0.06THICK
12660_drw.pdf | 1 | 1 | HARNESS, IDLE CONTROL, CTA REPOWER | 11340
12660_drw.pdf | 2 | 1 | SWITCH, TOGGLE SPST, COLE HERSEE - 5582 | 12656
12660_drw.pdf | 3 | 1 | SWITCH, TOGGLE SPDT, COLE HERSEE - 55021 | 12657
12660_drw.pdf | 4 | 1 | LIGHT, INDICATOR, RED, NEWARK, 18M7926 | 12658
12660_drw.pdf | 5 | 2 | LIGHT, INDICATOR, AMBER, NEWARK, 98F9115 | 12659
12660_drw.pdf | 6 | 1 | HOUSING, IDLE CONTROL, CTA REPOWER | 12660-01
12660_drw.pdf | 7 | 1 | COVER, FRONT, IDLE CONTROL, CTA REPOWER | 12660-02
12660_drw.pdf | 8 | 1 | COVER, REAR, IDLE CONTROL, CTA REPOWER | 12660-03
12660_drw.pdf | 9 | 1 | BRACKET, MOUNTING, IDLE CONTROL, CTA REPOWER | 12660-04
12660_drw.pdf | 10 | 1 | DECAL, IDLE CONTROL, CTA REPOWER | 12671
12660_drw.pdf | 11 | 2 | SCREW, 10-32x3/8, ROUND HEAD, PHILLIPS | 90279A827
12660_drw.pdf | 12 | 12 | SCREW, 8-32x1/2, BUTTON SOCKET HEX | 91255A194
12660_drw.pdf | 13 | 1 | GROMMET, , MCMASTER CARR P/N 9307K21 OR EQUIV | 9307K21
12660_drw.pdf | 14 | 2 | NUT, HEX, 10-32 M-F, SPACER, 3/8 | 93620A171
12662_drw.pdf | 1.00
12662_drw.pdf | 1.00
12666_drw.pdf | 0.50
12673_drw.pdf | 1 | 2 | PLATE, LADDER, SIDE | 12673-01
12673_drw.pdf | 2 | 5 | TREAD, LADDER | 12673-02
12673_drw.pdf | 3 | 1 | RAILING, LADDER | 12673-04
12673_drw.pdf | 4 | 1 | RAILING | 12673-05
12682_drw.pdf |  |  | SAE 841 BRONZE MATERIAL
12684_drw.pdf | 1 | 1 | BOTTOM, PAN | 12684-01
12684_drw.pdf | 2 | 1 | SIDE, RIGHT | 12684-02
12684_drw.pdf | 3 | 1 | SIDE, LEFT | 12684-03
12684_drw.pdf | 4
12684_drw.pdf | 5 | 2 | GUSSET, FRONT MOUNT | 12684-05
12684_drw.pdf | 6 | 1 | MOUNT, PAN FRONT | 12684-06
12684_drw.pdf | 7 | 1 | MOUNT, PAN REAR | 12684-07
12684_drw.pdf | 8 | 2 | GUSSET, REAR | 12684-08
12684_drw.pdf | 9 | 1 | WELD-ON TANK FITTING, ALUMINUM 3/4 NPT, McMASTER-CARR | 8694T45
12687_drw.pdf | 1 | 2 | ANGLE 2x2x3/16" x 12" LG,CS | 12687-01
12687_drw.pdf | 2 | 2 | ANGLE,2x2x3/16" x 41" LG,CS | 12687-02
12687_drw.pdf | 3 | 2 | ANGLE,2x2x3/16" x 26.50" LG,CS | 12687-03
12687_drw.pdf | 4 | 2 | TUBE,2"SQ x 16 GA WALL x 11.00" LG,CS | 12687-04
12687_drw.pdf | 5 | 1 | PLATE,0.25x11.00x13.50,CS | 12687-05
12687_drw.pdf | 6 | 2 | ANGLE,2x2x3/16" x 36" LG,CS | 12687-06
12687_drw.pdf |  |  | 5
12688_drw.pdf | 1 | 2 | PLATE,0.25x17.75" OD,CS | 12688-01
12688_drw.pdf | 2 | 1 | SHT,12 GA,16.13 OD x 4.75 LG | 12688-02
12689_drw.pdf | 1 | 1 | PLATE,0.25",CS | 12689-01
12689_drw.pdf | 2 | 1 | PLATE,0.25",CS | 12689-02
12689_drw.pdf | 3 | 1 | PLATE,0.25",CS | 12689-03
12689_drw.pdf | 4 | 1 | PLATE,0.25",CS | 12689-04
12697_drw.pdf |  |  | NOTES
12697_drw.pdf |  |  | TANK
12697_drw.pdf | RIGHT | REAR | FUEL TANK
12697_drw.pdf | 11473 | PUMP | TO MOTOR
12697_drw.pdf | 11475 | MOTOR | JUMPER
12697_drw.pdf | 11476 | RESR | TO PUMP
12697_drw.pdf | 11477 | MOTOR | TO COOLER
12697_drw.pdf |  | SOLENOID | TO COOLER
12697_drw.pdf |  |  | JUMPER
12697_drw.pdf |  |  | RETURN
12697_drw.pdf |  | COOLER
12698_drw.pdf |  |  | BALL VALVE
12699_drw.pdf | 1 | 2 | CHANNEL,C6x8.2,48.00" LG,CS | 12699-01
12699_drw.pdf | 2 | 2 | CHANNEL,C5x6.7,39.35" LG,CS | 12699-02
12699_drw.pdf | 3 | 1 | CHANNEL,C6x8.2,39.35" LG,CS | 12699-03
12699_drw.pdf |  |  | TYP
12702_drw.pdf | 1 | 1 | FUSE, ATO/ATC, 1AMP | FUSE_ATC_01A
12702_drw.pdf | 2 | 1 | FUSE, ATO/ATC, 5 AMP | FUSE_ATC_05A
12702_drw.pdf | 3 | 4 | FUSE, ATO/ATC, 10 AMP | FUSE_ATC_10A
12702_drw.pdf | 4 | 1 | FUSE BLOCK, ATO / ATC, 6-GANG, WAYTEK 46081 OR EQUIV | WAYTEK_46081
12702_drw.pdf | 5 | 1 | MODULE, GENERATOR CONTROL, GAC INTELILITE IL-MRS17 | 9002
12702_drw.pdf | 6 | 1 | FRONT PANEL AUX CONTRL BOX | 10598_CVR_DTL
12702_drw.pdf | 7 | 2 | CHORD-GRIP, MULTI-CHORD, 6-COND. 16 AWG, MCMASTER | 7807K472807K42
12702_drw.pdf | 8 | 1 | SHEET, EPDM, ADHESIVE BACKED, 1/2"THK, MCMASTER 8610K92 | 8610K92
12702_drw.pdf | 9 | 1 | SWITCH, EMERGENCY STOP, DPNC, NEWARK 88F1723 | 88F1723
12702_drw.pdf | 10 | 1 | TERMINAL STRIP, 10 TAB, EN55047 OR CINCH 10-141 | EN55047
12702_drw.pdf | 11 | 1 | DEUTSCH CONNECTOR, HD 44-24-21 PN | HD_44-24-21_PN
12702_drw.pdf | 12 | 1 | PANEL, BACK., HOFFMAN C-P1612 | HOFFMAN-C-P1612
12702_drw.pdf | 13 | 1 | CONTROL BOX, HOFFMAN C-SD16128 | HOFFMAN_C-SD16128
12705_drw.pdf | 1 | 1 | FILTER, FUEL , RACOR, P/N 1000FH-30 | 8475_DO_NOT_USE
12705_drw.pdf | 2 | 1 | AIR CLEANER, MED DUTY , HOLLAND CO QSX15 | 10599
12705_drw.pdf | 3 | 1 | TUBE, UPPER, COOLANT HEATER, QSX15-C, HOLLAND | 10609
12705_drw.pdf | 4 | 1 | TUBE,LOWER,COOLANT HEATER, QSX15-C,HOLLAND CO | 10610
12705_drw.pdf | 5 | 1 | ASMY, CIRCUIT BREAKER BOX, HOLLAND CO - SIMILAR TO | 10625
12705_drw.pdf | 6 | 1 | FRAME,GEN SUP,39.75 x 48.00 | 12699
12705_drw.pdf | 7 | 1 | ENCLOSURE,AUX,CONTROLLER, HOLLAND QSX-15 | 12702
12705_drw.pdf | 8 | 1 | ALTERNATOR, NEWAGE, HC5 GENERIC | HCI534E1L80B
12705_drw.pdf | 9 | 1 | BRACKET, COOLANT HEATER, MULTI-UNIT | 8143
12705_drw.pdf | 10 | 1 | WATLOW COOLANT HEATER, P/N CPBP6S12 | 8474
12705_drw.pdf | 11 | 1 | CHANNEL,FORMED,1.5x8x30,CS, HOLLAND MOBILE WELDER | 12712
12705_drw.pdf | 12 | 8 | CLAMP, WORM, 1" I.D. 1 3/8" O.D. HOSE, 1.00 - 1.50 | 14990-16
12705_drw.pdf | 13 | 1 | ENGINE,QSX15,CPP,SPEC#102805 | 102805
12705_drw.pdf | 14 | 4 | HOSE, SILICONE, HI-TEMP, 1.00" I.D. x 4.00 INCHES | 78100GL
12705_drw.pdf | 15 | 2 | VALVE, BALL, 3/4" NPT | FA60406
12705_drw.pdf | 16 | 2 | NIPPLE, BLK, 3/4x1-1/2 | LTL-CPN34
12723_drw.pdf | 1 | 1 | TUBE, GAS, FILTER BODY | 12723-01
12723_drw.pdf | 2 | 1 | PLATE, OUTLET, END | 12723-02
12723_drw.pdf | 3 | 1 | COUPLING, HALF, 3" NPT BIP | 12723-03
12723_drw.pdf | 4 | 1 | PLATE, COVER, FLANGE | 12723-04
12723_drw.pdf | 5 | 1 | PLATE, ELEMENT, MOUNT | 12723-05
12723_drw.pdf | 6 | 8 | HHCS, 3/8-16 X 1.25 | 12723-06
12724_drw.pdf | 1 | 1 | COUPLING, HALF, 3" NPT BIP | 12723-03
12724_drw.pdf | 2 | 1 | TUBE, COVER, SPACER | 12724-01
12724_drw.pdf | 3 | 1 | PLATE, COVER | 12724-02
12724_drw.pdf | 4 | 1 | PLATE, ELEMENT, RETAINER | 12724-03
12725_drw.pdf | 1 | 2 | CHANNEL, BASE, SIDE | 12725-01
12725_drw.pdf | 2 | 2 | CHANNEL, BASE, FRONT/REAR | 12725-02
12725_drw.pdf | 3 | 1 | CHANNEL, BASE, RADIATOR MOUNT | 12725-03
12725_drw.pdf | 4 | 2 | CHANNEL, ENGINE, MOUNTS | 12725-04
12725_drw.pdf | 5 | 1 | PLATE, 1 X 4 X 16 | 12725-05
12725_drw.pdf | 6 | 2 | PLATE, 1.25 X 3 X 8 | 12725-06
12725_drw.pdf | 7 | 2 | CHANNEL, GENERATOR SUPPORT | 12725-07
12725_drw.pdf | 8 | 4 | BLOCK, GENERATOR, SUPPORT | 12725-08
12726_drw.pdf |  |  | ECM, CM850
12727_drw.pdf | 1 | 1 | CALIBRATION, ECM, CM850, CFP9E, NFPA-20 COMPLIANT | 12728
12727_drw.pdf | 2
12727_drw.pdf |  | LOADED | ECM
12727_drw.pdf |  |  | FOR CFP9E
12732-01_drw.pdf | 1 | 1 | FRAME, HORIZONTAL, STD, CFP15E | 11692
12732-01_drw.pdf | 2 | 2 | CHANNEL, A-36, 10 x 2.74 x .38, PUMP SUPPORT | 12732-A
12732-01_drw.pdf | 3 | 2 | PLATE, .25 x 10 x , A-36 | BRACE_PUMP_SUPPORT
12732-01_drw.pdf | 4 | 2 | PLATE, .50 x 22 x .18, A-36 | PLATE_SUPPORT_CFP15E
12732-01_drw.pdf |  |  | NOTES:
12732-01_drw.pdf |  |  | 1. ALL WELDS TO BE 1/4" FILLET
12732-01_drw.pdf |  |  | 2. FULL PENETRATION
12732-01_drw.pdf |  |  | A 4. FINISH: COAT PER ES044 | 3001
12732-01_drw.pdf |  | 17.00
12732-02_drw.pdf | 1 | 1 | FRAME, HORIZONTAL, STD, CFP15E | 11692
12732-02_drw.pdf | 2 | 2 | CHANNEL, A-36, 10 x 2.74 x .38, PUMP SUPPORT | 12732-A
12732-02_drw.pdf | 3 | 2 | PLATE, .25 x 10 x 7.00, A-36 | 12732-K
12732-02_drw.pdf | 4 | 2 | PLATE, .50 x 22 x .18, A-36 | PLATE_SUPPORT_CFP15E
12732-02_drw.pdf |  |  | NOTES:
12732-02_drw.pdf |  |  | 1. ALL WELDS TO BE 1/4" FILLET
12732-02_drw.pdf |  |  | 2. FULL PENETRATION
12732-02_drw.pdf |  |  | A 4. FINISH: COAT PER ES044 RAL
12732-02_drw.pdf | 19.00 | REF
12732-03_drw.pdf | 1 | 1 | FRAME, HORIZONTAL, STD, CFP15E | 11692
12732-03_drw.pdf | 2 | 2 | CHANNEL, A-36, 10 x 2.74 x .38, PUMP SUPPORT | 12732-A
12732-03_drw.pdf | 3 | 2 | PLATE, .25 x 10 x , A-36 | BRACE_PUMP_SUPPORT
12732-03_drw.pdf | 4 | 2 | PLATE, .50 x 22 x .18, A-36 | PLATE_SUPPORT_CFP15E
12732-03_drw.pdf |  |  | 1. ALL WELDS TO BE 1/4" FILLET
12732-03_drw.pdf |  |  | 2. FULL PENETRATION
12732-03_drw.pdf |  |  | 3. ALL HOLES DRILLED AFTER
12732-03_drw.pdf | 19.00
12732-04_drw.pdf | 1 | 1 | FRAME, HORIZONTAL, STD, CFP15E | 11692
12732-04_drw.pdf | 2 | 2 | CHANNEL, A-36, 10 x 2.74 x .38, PUMP SUPPORT | 12732-A
12732-04_drw.pdf | 3 | 2 | PLATE, .25 x 10 x 7.00, A-36 | 12732-K
12732-04_drw.pdf | 4 | 2 | PLATE, .50 x 22 x .18, A-36 | PLATE_SUPPORT_CFP15E
12732-04_drw.pdf |  |  | NOTES:
12732-04_drw.pdf |  |  | 1. ALL WELDS TO BE 1/4" FILLET
12732-04_drw.pdf |  |  | A 4. FINISH: COAT PER ES044 RAL | 3001
12732-05_drw.pdf | 1 | 1 | FRAME, HORIZONTAL, STD, CFP15E | 11692
12732-05_drw.pdf | 2 | 2 | CHANNEL, A-36, 10 x 2.74 x .38, PUMP SUPPORT | 12732-A
12732-05_drw.pdf | 3 | 2 | PLATE, .25 x 10 x 7.00, A-36 | 12732-K
12732-05_drw.pdf | 4 | 2 | PLATE, .25 x 10 x , A-36 | BRACE_PUMP_SUPPORT
12732-05_drw.pdf | 5 | 2 | PLATE, .50 x 22 x .18, A-36 | PLATE_SUPPORT_CFP15E
12732-05_drw.pdf |  |  | NOTES:
12732-05_drw.pdf |  |  | 2. FULL PENETRATION
12732-05_drw.pdf |  |  | 3. ALL HOLES DRILLED AFTER
12732-05_drw.pdf |  |  | A 4. FINISH: COAT PER ES044 RAL
12732-06_drw.pdf | 1 | 1 | FRAME, HORIZONTAL, STD, CFP15E | 11692
12732-06_drw.pdf | 2 | 2 | CHANNEL, A-36, 10 x 2.74 x .38, PUMP SUPPORT | 12732-A
12732-06_drw.pdf | 3 | 2 | PLATE, .25 x 10 x , A-36 | BRACE_PUMP_SUPPORT
12732-06_drw.pdf | 4 | 2 | PLATE, .50 x 22 x .18, A-36 | PLATE_SUPPORT_CFP15E
12732-06_drw.pdf |  |  | 1. ALL WELDS TO BE 1/4" FILLET
12732-06_drw.pdf |  |  | 2. FULL PENETRATION
12732-06_drw.pdf |  |  | 3. ALL HOLES DRILLED AFTER
12732-06_drw.pdf |  |  | REF
12732-07_drw.pdf | 1 | 1 | FRAME, HORIZONTAL, STD, CFP15E | 11692
12732-07_drw.pdf | 2 | 2 | CHANNEL, A-36, 10 x 2.74 x .38, PUMP SUPPORT | 12732-A
12732-07_drw.pdf | 3 | 2 | PLATE, .25 x 10 x , A-36 | BRACE_PUMP_SUPPORT
12732-07_drw.pdf | 4 | 2 | PLATE, .50 x 22 x .18, A-36 | PLATE_SUPPORT_CFP15E
12732-07_drw.pdf |  |  | 1. ALL WELDS TO BE 1/4" FILLET
12732-07_drw.pdf |  |  | 2. FULL PENETRATION
12732-07_drw.pdf |  |  | A 4. FINISH: COAT PER ES044 RAL
12732-07_drw.pdf | 19.24 | REF
12732-08_drw.pdf | 1 | 1 | FRAME, HORIZONTAL, LONG, CFP15E | 11692-02
12732-08_drw.pdf | 2 | 2 | CHANNEL, A-36, 10 x 2.74 x .38, PUMP SUPPORT | 12732-A
12732-08_drw.pdf | 3 | 2 | PLATE, .50 x 22 x .18, A-36 | PLATE_SUPPORT_CFP15E
12732-08_drw.pdf |  |  | NOTES:
12732-08_drw.pdf |  |  | * ALL WELDS TO BE 1/4" FILLET
12732-08_drw.pdf |  |  | * ALL HOLES TO BE DRILLED AFTER | WELDING
12732-08_drw.pdf |  |  | * PRIME AND PAINT CASE RED
12732-08_drw.pdf |  |  | REF
12732-09_drw.pdf | 1 | 1 | FRAME, HORIZONTAL, LONG, CFP15E | 11692-02
12732-09_drw.pdf | 2 | 2 | CHANNEL, A-36, 10 x 2.74 x .38, PUMP SUPPORT | 12732-A
12732-09_drw.pdf | 3 | 2 | PLATE, .25 x 10 x , A-36 | BRACE_PUMP_SUPPORT
12732-09_drw.pdf | 4 | 2 | PLATE, .50 x 22 x .18, A-36 | PLATE_SUPPORT_CFP15E
12732-09_drw.pdf |  |  | * ALL WELDS TO BE 1/4"
12732-09_drw.pdf |  |  | * FULL PENETRATION
12732-09_drw.pdf |  |  | * ALL HOLES DRILLED AFTER
12732-09_drw.pdf |  |  | 26.00 REF
12733_drw.pdf | 1 | 1 | ASSEMBLY, POWER MODULE, CFP15E-F10/20/30/40 | 8715
12733_drw.pdf | 2 | 1 | SHAFT, DRIVE 8.5C, STANDARD SC | 12576
12733_drw.pdf | 3 | 1 | FRAME, CFP15E, PEERLESS PUMP, 10AEF20 | 12732-01
12733_drw.pdf | 4 | 1 | ASSY, TELESCOPING SHAFT GUARD, SAE #1, CFP15E | 12848
12733_drw.pdf | 5 | 1 | ASSEMBLY, CFP15E, DUPLEX LUBE OIL FILTER | 21158
12733_drw.pdf | 6 | 1 | ADAPTER, U-JOINT, SAE#1 FW, 1710/1810/U3172/ DRIVESHAFTS | 12578
12733_drw.pdf | 7 | 1 | FLANGE, 8.5C DRIVE, CFP15E, 2.50" BORE, .625" KEY | 12734
12733_drw.pdf | 8 | 1 | PUMP, PEERLESS | 10AEF20
12740_drw.pdf | 4 | X
12740_drw.pdf | 8 | X
12741_drw.pdf | 1 | 1 | BODY - W.U., GAS FUEL FILTER | 12723
12741_drw.pdf | 2 | 1 | COVER - W.U., GAS FUEL FILTER | 12724
12741_drw.pdf | 3 | 1 | GASKET, TEFLON, GAS FUEL FILTER | 12740
12741_drw.pdf | 4 | 1 | DECAL, FLOW, DIRECTION | 12744
12741_drw.pdf | 5
12741_drw.pdf | 6 | 8 | NUT, 3/8-16 UNC | NUT_3_8-16
12741_drw.pdf | 7 | 8 | WASHER, 3/8 | WASHER_3-8
12741_drw.pdf | 8 | 8 | WASHER, LOCK, 3/8 | WASHER_LOCK_3-8
12744_drw.pdf |  |  | 0.06
12744_drw.pdf |  |  | BORDER
12745_drw.pdf | 1 | 2 | CHANNEL C10 X 15.3, A-36 | 12745-01
12745_drw.pdf | 2 | 2 | TUBE, 10" X 5" RECTANGULAR, CARBON STEEL | 12745-02
12745_drw.pdf | 3 | 5 | CHANNEL C4 X 5.4, A-36 | 12745-03
12745_drw.pdf | 4 | 3 | CHANNEL C10 X 15.3, A-36 | 12745-04
12745_drw.pdf | 5 | 1 | PLATE, DECK, DIAMOND TREAD , STEEL | 12745-05
12745_drw.pdf | 6 | 2 | ANGLE, 1-1/2" X 1-1/2" X 1/8", A-36 | 12745-06
12745_drw.pdf | 7 | 2 | ANGLE, 1-1/2" X 1-1/2" X 1/8", A-36 | 12745-07
12745_drw.pdf | 8 | 2 | ANGLE, 1-1/2" X 1-1/2" X 1/8", A-36 | 12745-08
12745_drw.pdf | 9 | 2 | ANGLE, 1-1/2" X 1-1/2" X 1/8", A-36 | 12745-09
12745_drw.pdf | 10 | 4 | TUBING, 4" X 1/4" WALL, CARBON STEEL | 12745-10
12745_drw.pdf | 11 | 4 | PLATE, 1/4", CARBON STEEL | 12745-11
12753_drw.pdf | 1 | 2 | TUBE,3 X 3 X .25,A500 | 13157
12753_drw.pdf | 2 | 2 | TUBE,3 X 3 X .25,A500 | 13158
12753_drw.pdf | 3 | 6 | TUBE,3 X 3 X .25,A500 | 13159
12753_drw.pdf | 4 | 1 | TUBE,3 X 3 X .25,A500 | 13160
12753_drw.pdf | 5 | 2 | PLATE,.38 THK,ASTM A36, - | 13161
12753_drw.pdf | 6 | 4 | PLATE,.38 THK,ASTM A36, - | 13162
12759_drw.pdf | 1 | 1 | TOP | 12759-01
12759_drw.pdf | 2 | 1 | BOTTOM | 12759-02
12759_drw.pdf | 3 | 1 | BAFFEL | 12759-03
12759_drw.pdf | 4 | 2 | MOUNT | 12759-04
12759_drw.pdf | 5
12759_drw.pdf | 6
12759_drw.pdf | 7
12759_drw.pdf | 8 | 1 | HALF COUPLING 1/4", McMASTER-CARR | 45005K212
12760_drw.pdf | 1 | 1 | RELAY, INSTRUMENT PANEL, 40 AMP, 24vdc | 8858
12760_drw.pdf | 2 | 1 | ENCLOSURE, SAGINAW SCE-6044CH | 12761
12760_drw.pdf | 3 | 1 | RELAY HOLDER, FIREPUMP | 9528
12760_drw.pdf | 4 | 1 | MODULE, DIODE, INSTRUMENT PANEL, FIREPUMP | 9529
12760_drw.pdf | 5 | 1 | PLATE, ENCLOSURE BACK, SAGINAW SCE-6P4 | 12762
12760_drw.pdf | 6 | 1 | SWITCH, NO MOMENTARY PUSH BUTTON, GREEN | 12763
12760_drw.pdf | 7 | 1 | LIGHT, RED INDICATOR, 24VDC | 12764
12760_drw.pdf | 8 | 1 | WIRING DIAGRAM | 12765
12760_drw.pdf | 9 | 1 | LABEL, PUSH BUTTON, MANUAL START | 12766-01
12760_drw.pdf | 10 | 1 | LABEL, PUSH BUTTON, LOW HYDRAULIC PRESSURE | 12766-02
12760_drw.pdf | 11 | 1 | JUNCTION BLOCK, - | 12767
12760_drw.pdf | 12 | 1 | GRIP, CORD, PG11 | 12978
12780_drw.pdf |  | 4.00
12801_drw.pdf | 1 | 1 | GENSET | 0500-4227-MODIFIED
12801_drw.pdf | 2 | 1 | TUBE, JACKET WATER OUT, 15L GENSET REMOTE COOLED | 12786
12801_drw.pdf | 3 | 1 | TUBE, JACKET WATER IN, 15L GENSET REMOTE COOLED | 12804
12801_drw.pdf | 4 | 1 | WELDMENT, RIGHT HEAT EXCHANGER MOUNTING | 12809
12801_drw.pdf | 5 | 1 | TUBE, CAC INLET | 12817
12801_drw.pdf | 6 | 1 | TUBE, CAC OUTLET | 12818
12801_drw.pdf | 7 | 1 | WELDMENT, LEFT HEAT EXCHANGER MOUNTING | 12819
12801_drw.pdf | 8 | 1 | TUBE, CAC TO HEAT EXCHANGER | 12833
12801_drw.pdf | 9 | 2 | WELDMENT, CAC BRACKET | 12837
12801_drw.pdf | 10 | 1 | TUBE, FILL | 12841
12801_drw.pdf | 11 | 1 | WELDMENT, BELT GUARD | 12844
12801_drw.pdf | 12 | 1 | WELDMENT, 10 GALLON ROCORE SURGETANK MOUNT | 12879
12801_drw.pdf | 13 | 1 | WELDMENT, TENSIONER BRACKET
12809_drw.pdf | 1 | 1 | PLATE, HEAT EXCHANGER MOUNTING | 12806
12809_drw.pdf | 2 | 2 | CROSS MEMBER,HEAT EXCHANGER MOUNTING | 12807
12809_drw.pdf | 3 | 2 | UPRIGHT, CAC BRACKET | 12808
12809_drw.pdf | 4 | 1 | UPRIGHT, HEAT EXCHANGER MOUNTING | 12829
12809_drw.pdf | 5 | 2 | TUBE, HEAT EXCHANGER MOUNTING | 12830
12809_drw.pdf | 6 | 3 | CAP, RIGHT HEAT EXCHANGER MOUNTING | 12840
12819_drw.pdf | 1 | 2 | UPRIGHT, HEAT EXCHANGER MOUNTING | 12829
12819_drw.pdf | 2 | 2 | TUBE, HEAT EXCHANGER MOUNTING | 12830
12819_drw.pdf | 3 | 1 | PLATE, HEAT EXCHANGER MOUNTING | 12839
12819_drw.pdf | 4 | 2 | CAP, RIGHT HEAT EXCHANGER MOUNTING | 12840
12828-01_drw.pdf | ITEM
12828-01_drw.pdf |  |  | 5" MALE NPT | 5_CUFF_X_NPT
12828-01_drw.pdf | 2 | 1 | ELBOW,
12828-01_drw.pdf | 5.72
12828-01_drw.pdf | REF.
12828-01_drw.pdf |  | R
12828-01_drw.pdf |  |  | 0.75
12828-06_drw.pdf | 1 | 1 | FLEX, EXHAUST 5", 5" ANSI FLANGE | 5_CUFF_X_PIPE
12828-06_drw.pdf | 2 | 1 | ELBOW, EXHAUST, 5" HALF MARMON | ELBOW_EXHAUST_5_HALF_MARMON
12828-06_drw.pdf | 3 | 1 | ANSI MOUNTING FLANGE, 6"-5" REDUCING | FLANGE_ANSI_6X5
12828-07_drw.pdf | 1 | 1 | FLEX, EXHAUST 5", 5" ANSI FLANGE | 5_CUFF_X_PIPE
12828-07_drw.pdf | 2 | 1 | ELBOW, EXHAUST, 5" HALF MARMON | ELBOW_EXHAUST_5_HALF_MARMON
12828-07_drw.pdf | 3 | 1 | ANSI MOUNTING FLANGE, 8"-5" REDUCING | FLANGE_ANSI_8X5
12828-07_drw.pdf |  |  |  | 13.50
12828-07_drw.pdf |  |  | 1/4" NPT
12828-07_drw.pdf |  |  |  | 22.5 $
12828-07_drw.pdf |  |  | 0.75
12828-07_drw.pdf |  |  | ON 11.75 B.C.
12828-07_drw.pdf |  | This | document contains confidential and trade secret information, is the of Cummins Fire Power LLC and is given to the receiver in confidence. CUMMINS FIRE | LLC CUSTOM DESIGN
12828-07_drw.pdf |  | The | receiver, by receiving and retaining of the document accepts the in confidence and agrees that, except as authorized in writing by CORPORATE OFFICE 1600 BUERKLE ittrawdiellse(c1r)etnoitnfuosrematthieondotchuemreenitn,or(2a)nynoctopcyoptyhetrheeofdoocrumtehnet, | AND UPFIT CENTER 875 LAWRENCE DRIVE
12828-07_drw.pdf |  | (3) secret | disclose to others either the document or the confidential or trade information therein, and (4) upon completion of the need to retain
12828-07_drw.pdf |  |  | anEd XHAUST, SS, HALF MARMON, 5" OTHERWISE SPECIFIED ALL DIMENSION | TURBO
12837_drw.pdf | 1 | 2 | PLATE, CAC BRACKET SIDE | 12834
12837_drw.pdf | 2 | 1 | PLATE, CAC BRACKET MOUNTING | 12835
12837_drw.pdf | 3 | 2 | VERTICAL MEMBER, CAC BRACKET | 12836
12837_drw.pdf | 4 | 2 | CROSS MEMBER, CAC BRACKET | 12838
12837_drw.pdf | 5
12844_drw.pdf | 1 | 1 | GUARD, BELT | 12843
12844_drw.pdf | 2 | 3 | 1/4-20 UNC NUT | NUT_1-4_20
12848_drw.pdf | 1 | 2 | WELDMENT, SHAFT GUARD, SAE #1, FIREPUMP | 10409
12848_drw.pdf | 2 | 2 | COVER, TELESCOPING, SHAFT GUARD, CFP15E | 12847
12848_drw.pdf | 3 | 8 | SCREW, CAP, HEX HEAD, M10-1.5 | HHCS_M10
12848_drw.pdf | 4 | 4 | SCREW, CAP, HEX HEAD, M8 x 20 | HHCS_M8
12852_drw.pdf |  |  | 40.25
12852_drw.pdf |  |  | 2 PLACES
12862_drw.pdf | 1 | 2 | PLT,RADIATOR,FRAME,SIDE,3/8 CS | 12859
12862_drw.pdf | 2 | 1 | PLT,RADIATOR,FRAME,BTM,1/2 CS | 12860
12862_drw.pdf | 3 | 1 | PLT,RADIATOR,FRAME,FRT,1/2 CS | 12861
12863_drw.pdf |  |  | 4.00
12863_drw.pdf |  |  | 0.44
12863_drw.pdf |  |  | 0.09
12863_drw.pdf |  |  | 1.75
12863_drw.pdf |  |  | TYP
12876_drw.pdf | 1 | 2 | PLT,RADIATOR,FRAME,SIDE,3/8 CS | 12859
12876_drw.pdf | 2 | 1 | PLT,RADIATOR,FRAME,BTM,1/2 CS | 12860
12876_drw.pdf | 3 | 1 | PLT,RADIATOR,FRAME,FRT,1/2 CS | 12861
12876_drw.pdf | 4 | 2 | CHANNEL,C6 X 8.2,48.38 LG,CS | 12867
12876_drw.pdf | 5 | 1 | CHANNEL,C4 X 5.4,40.72 LG,CS | 12868
12876_drw.pdf | 6 | 2 | PLATE,0.38 THK,CS | 12869
12876_drw.pdf | 7 | 2 | PLATE,0.38 THK,CS | 12870
12876_drw.pdf | 8 | 4 | PLATE,0.38 THK,CS | 12871
12876_drw.pdf | 9 | 2 | PLATE,0.38 THK,SUPPORT,CS | 12872
12876_drw.pdf | 10 | 1 | FLT-BAR,0.38 X 3.00,CS | 12873
12876_drw.pdf | 11 | 1 | FLT-BAR,0.25 X 4.00,CS | 12874
12876_drw.pdf | 12 | 2 | PLATE,0.38 THK,CS | 12875
12879_drw.pdf | 1 | 1 | FRAME, MOUNT, 10 GALLON ROCORE SURGETANK | 12877
12879_drw.pdf | 2 | 2 | GUSSET, MOUNT, 10 GALLON ROCORE SURGETANK | 12878
12881_drw.pdf | ITEM
12881_drw.pdf | 1 | 1 | SHROUD, INTAKE, HD AIR FILTER, CFP15E
12881_drw.pdf | 3 | 1 | COUPLING, HALF, 1/8 NPT | HALF-COUPLING-012NPT
12882-05_drw.pdf | 1 | 1 | FRAME, HORIZONTAL, TALL, CFP15E | 12884
12882-05_drw.pdf | 2 | 2 | ANGLE, HRS, 8.0 X 0.50, 30.75" LENGTH | 12887
12882-05_drw.pdf | 3 | 2 | PLATE, PUMP BRACE, .25" x 1.75" x 22.00" | 13624
12882-05_drw.pdf |  |  | NOTES:
12882-05_drw.pdf |  |  | 1. ALL WELDS TO BE 1/4" FILLET
12882-05_drw.pdf |  |  | 2. FULL PENETRATION
12882-05_drw.pdf |  |  | 3. ALL HOLES DRILLED AFTER
12882-05_drw.pdf |  |  | A 4. FINISH: COAT PER ES044 RAL
12882-07_drw.pdf | 1 | 1 | FRAME, HORIZONTAL, TALL, CFP15E | 12884
12882-07_drw.pdf | 2 | 2 | ANGLE, HRS, 8.0 X 0.50, 30.75" LENGTH | 12887
12882-07_drw.pdf | 3 | 2 | PLATE, PUMP BRACE, .25" x 7.00" x 18.00" | 13628
12882-08_drw.pdf | 1 | 1 | FRAME, HORIZONTAL, TALL, CFP15E | 12884
12882-08_drw.pdf | 2 | 2 | ANGLE, HRS, 8.0 X 0.50, 30.75" LENGTH | 12887
12882-08_drw.pdf | 3 | 2 | PLATE, PUMP BRACE, .25" x 4.00" x 22.00" | 13621
12882-08_drw.pdf | 4 | 2 | PLATE, PUMP BRACE, .25" x 5.50" x 36.00" | 13868
12883_drw.pdf | 1 | 1 | ASSEMBLY, POWER MODULE, CFP15E-F10/20/30/40 | 8715
12883_drw.pdf | 2 | 1 | SHAFT, DRIVE 8.5C, STANDARD SC | 12576
12883_drw.pdf | 3 | 1 | ASSY, TELESCOPING SHAFT GUARD, SAE #1, CFP15E | 12848
12883_drw.pdf | 4 | 1 | FRAME, AURORA PUMP, CFP15E | SEE DWG
12883_drw.pdf | 7 | 1 | PUMP, AURORA | PUMP_AURORA
12883_drw.pdf |  | J | K PUMP_AURORA
12883_drw.pdf |  | 10.125 | 18.00 8-481-17B_106 ASSY, | AURORA #106
12883_drw.pdf |  | 1.875 | 21.88 10-481-15C_121 ASSY, | AURORA #121
12884_drw.pdf | 1 | 2 | CHANNEL, C10 x .24 x 2.60, 132.00" | 13861
12884_drw.pdf | 2 | 2 | CHANNEL, C10 x .24 x 2.60, 30.75" | 13862
12884_drw.pdf | 3 | 2 | SUPPORT, ENGINE, 5/16" A-36, 18" | 13865
12884_drw.pdf | 4 | 4 | PLATE, ENGINE BRACE, 1/4" A-36, 8" | 13866
12884_drw.pdf | 5 | 4 | BRACKET, LIFTING, 10" CHANNEL | A042G991
12890_drw.pdf | 1 | 1 | CHANNEL, C5 X 6.7, CS, - | 12891
12890_drw.pdf | 2 | 1 | -, - | 12892
12903_drw.pdf | 1 | 1 | ASSEMBLY, INSTRUMENT PANEL 12V, FIREPUMP | INSTRUMENT_PANEL_FIREPUMP
12903_drw.pdf | 2 | 1 | GROMMET, 1.5 x 2.75 OVAL | 508-1057
12903_drw.pdf | 3 | 2 | CONTACTOR, MANUAL OVERIDE, CFP | 8824
12903_drw.pdf | 4 | 1 | BATTERY ISOLATOR, FIRE PUMP | 8838
12903_drw.pdf | 5
12903_drw.pdf | 6 | 1 | BRACKET, OPERATORS STATION, CFP7E FIREPUMP | 12904
12905_drw.pdf | 1 | 2 | LEG, ENGINE SUPPORT, REAR, CFP7E | 12909
12905_drw.pdf |  | 1
12905_drw.pdf | receiver in accepts in | confidence. by | CUMMINS FIRE POWER LLC CORPORATE OFFICE AND | DESIGN UPFIT CENTER
12905_drw.pdf | ittrawdiellse(c1r)etnoitnfuosrematthieondotchuemreenitn,or(2a)nynoctopcyoptyhetrheeofdoocrumtehnet, | ittrawdiellse(c1r)etnoitnfuosrematthieondotchuemreenitn,or(2a)nynoctopcyoptyhetrheeofdoocrumtehnet, | WHITE BEAR LAKE, MN | WISCONSIN
12905_old_drw.pdf | 1 | 2 | LEG, ENGINE SUPPORT, FRONT, FIREPUMP, 6B/6C | 10576
12905_old_drw.pdf | 2 | 2 | LEG, ENGINE SUPPORT, REAR, CFP7E FIREPUMP | 12909
12906_drw.pdf | 1 | 2 | BRACKET, VANITY COVER, CFP7E FIREPOWER | 12907
12906_drw.pdf | 2 | 1 | VANITY COVER, CFP7E FIREPUMP | 12913
12909_drw.pdf | 1 | 1 | CHANNEL, ENGINE SUPPORT, REAR, CFP7E FIREPUMP | 12910
12909_drw.pdf | 2 | 1 | PLATE, LEG, ENGINE SUPPORT, CFP7E FIREPUMP | 12911
12909_drw.pdf |  | TEXT | .25
12909_drw.pdf |  | 12.97
12912_drw.pdf | 1 | 1 | ASSEMBLY, EXHAUST SHIELD, CFP7E FIREPUMP | 12914
12912_drw.pdf | 2 | 1 | ASSEMBLY, HEAT SHIELD, CFP7E FIREPUMP | 12919
12914_drw.pdf | 1 | 1 | WELDMENT, EXHAUST SHIELD, CFP7E FIREPUMP | 12948
12914_drw.pdf | 2 | 1 | BRACKET, MOUNTING, EXHAUST SHIELD, CFP7E FIREPUMP | 12917
12914_drw.pdf | 3 | 1 | BRACKET, STAND-OFF, EXHAUST SHIELD, CFP7E FIREPUMP | 12918
12915_drw.pdf |  |  | 14.06
12918_drw.pdf |  |  | 1.50
12918_drw.pdf |  |  | [38,1]
12919_drw.pdf | 1 | 1 | TUBE, AIR CLEANER EXTENSION, CFP7E FIREPUMP | 12908
12919_drw.pdf | 2 | 1 | HEAT SHIELD, CFP7E FIREPUMP | 12920
12919_drw.pdf | 3 | 1 | BRACKET, HEAT SHIELD, CFP7E FIREPUMP | 12921
12920_drw.pdf |  |  | R2.00
12920_drw.pdf |  |  | [50,8]
12920_drw.pdf |  |  | 2 PLACES
12922_drw.pdf | 1 | 1 | PULLEY GUARD, CFP7E FIREPUMP | 12923
12922_drw.pdf | 2 | 2 | BRACKET, MOUNTING, GUARD, CFP7E FIREPUMP | 12946
12922_drw.pdf | 3 | 1 | BOTTOM BRACKET, MOUNTING, GUARD, CFP7E FIREPUMP | 12947
12923_drw.pdf |  |  |  | TYP
12924_drw.pdf |  |  | SCALE 0.380
12931_drw.pdf | ITEM
12931_drw.pdf | 1 | 1 | RADIATOR,CAC,OIL-COOLER, ISL100 | 12747
12931_drw.pdf | 2 | 1 | FAN, SUCKER, 32" OD, 9 BLADE, 1" PILOT, ACS P/N - | 2171001-238205
12931_drw.pdf | 3 | 1 | TUBE, 4.00 OD, CAC TO INTAKE, QSL8.3 & QSC9 | 12810
12931_drw.pdf | 4 | 1 | TUBE,4.00 OD,TURBO TO CAC, QSL8.3 & QSC9 | 12811
12931_drw.pdf |  |  | TUBE,2.25 OD, LOWER JKT WATER, QSL8.3 & QSC9 | 12814
12931_drw.pdf |  |  | WATER, QSL8.3 & QSC9 | 12815
12931_drw.pdf |  |  |  | 12876
12931_drw.pdf | 11 | 4
12931_drw.pdf | 12 | 1 | PLATE, .125 THICK, ASTM A36
12931_drw.pdf | 13
12931_drw.pdf | 14 | 2 | BRACE,RADIATOR,SUPPORT, QSC & QSL TIER 3 | 12864
12931_drw.pdf | 15 | 1 | PUMP-DRIVE,2 PAD,1:1 RATIO, BOTH OUTLET C-PAD, C
12933_drw.pdf | 1 | 1 | BRACKET, TENSIONER | 12934
12933_drw.pdf | 2 | 1 | GUSSET, TENSIONER | 12935
12933_drw.pdf | 3 | 1 | GUSSET, TENSIONER | 12936
12933_drw.pdf | 4 | 1 | BRACKET, TENSIONER | 12938
12933_drw.pdf | 5 | 1 | GUSSET, TENSIONER | 12941
12933_drw.pdf | .38 |  | BOTH SIDES
12948_drw.pdf | 1 | 1 | EXHAUST SHIELD, CFP7E FIREPUMP | 12915
12948_drw.pdf | 2 | 1 | BRACKET, EXHAUST SHIELD, CFP7E FIREPUMP | 12916
12948_drw.pdf |  |  | 2
12954_drw.pdf | 3.00
12955_drw.pdf |  |  | 3.00
12955_drw.pdf |  |  | 0.07
12955_drw.pdf |  |  | 4.25
12957_drw.pdf | 1 | 2 | FLAT 12.0 X 9.0 X 0.38 A-36 | 12957-01
12957_drw.pdf | 2 | 1 | ANGLE 4.0 X 4.0 X 0.38 A-36 | 12957-02
12957_drw.pdf | 3 | 2 | ANGLE 1.0 X 1.0 X 0.13 A-36 | 12957-03
12958_drw.pdf | 1 | 2 | FLAT 12.0 X 9.0 X 0.38 A-36 | 12958-01
12958_drw.pdf | 2 | 1 | ANGLE 4.0 X 4.0 X 0.38 A-36 | 12958-02
12958_drw.pdf | 3 | 2 | ANGLE 1.0 X 1.0 X 0.13 A-36 | 12958-03
12962_drw.pdf |  |  | 5.68
12962_drw.pdf |  |  | 4.93
12962_drw.pdf |  |  | 4.00
12962_drw.pdf |  |  | 2.88
12984_drw.pdf | 1 | 1 | PLT,0.25 THK,CS | 12980
12984_drw.pdf | 2 | 1 | PLT,0.25 THK,CS | 12981
12984_drw.pdf | 3 | 2 | PLT,0.25 THK,CS | 12982
12988_drw.pdf | ITEM
12988_drw.pdf | 1 | 1 | PLT,0.25 THK,CS | 12985
12988_drw.pdf | 2 | 2 | PLT,0.25 THK,CS | 12987
12988_drw.pdf | 3 | 1 | PLT,0.25 THK,CS | 13042
12989_drw.pdf | 1 | 2 | ASSY, ENG MNT, FH9170 , QSC-300 | 7873
12989_drw.pdf | 2 | 1 | ASSY, SUPPORT, MUFFLER, QSC | 7874
12989_drw.pdf | 3 | 1 | SUPPORT AIR CLEANER, INLET | 7875
12989_drw.pdf | 4 | 1 | TUBE,CAC COOLER TO INTAKE, - | 13370
12989_drw.pdf | 5 | 1 | TUBE,LOWER RADIATOR, - | 13371
12989_drw.pdf | 6 | 1 | TUBE,UPPER,RADIATOR, - | 13374
12989_drw.pdf | 7 | 1 | WELDMENT,ELECTRICAL BRKT, NORDCO | 13498
12989_drw.pdf | 8 | 1 | ENCLOSURE, NORDCO QSC-300 POWER UNIT, NORDCO | 15355
12989_drw.pdf | 9 | 4 | WELDMT, LIFTING POINT, NORDCO 600250 | 15619
12989_drw.pdf | 10 | 1 | ASSY, BRKT, RADIATOR , SUPT LH | 18571
12989_drw.pdf | 11 | 1 | ASSY, BRKT, RADIATOR , SUPT RH | 18572
12989_drw.pdf | 12 | 1 | BASE, POWER UNIT, - | 18810
12989_drw.pdf | 13 | 1 | ENGINE, BASE MODEL, QSC8.3,NORDCO | A042E280
12989_drw.pdf | 14 | 1 | BRACKET, MAG SWITCH, B SERIES, - | 6912
12989_drw.pdf | 15 | 1 | FLEX, EXHAUST, 4" ID X 4 "OD 18" LONG | 7833-02
12989_drw.pdf | 16 | 1 | FLEX, EXHAUST, 4" ID X 4" ID 17" LONG | 7833-05
12989_drw.pdf | 17 | 1 | TUBE, TURBO TO CAC COOLER, - | 7917
12989_drw.pdf | 30 |  | BRACKET, ELECTRICAL MNT, 600250 | 13501
12989_drw.pdf | 31 | 1 | ELBOW, 4"OD TUBE, 6"RAD, 16 GA. ALUMINIZED | 14071
12989_drw.pdf | 32 | 1 | HOSE, COOLANT,DAYCO G.L. , STRAIGHT-77238GL, | _ 14134
12989_drw.pdf | 33 | 8 | CLAMP, WORM, 1.81 - 2.75 | 14990-36
12989_drw.pdf | 34 | 3 | CLAMP, WORM, .31 - .88 | 14992-06
12989_drw.pdf | 35 | 1 | BRACKET,CAC TUBE UPPER SUPT, - | 15621
12989_drw.pdf | 36 | 1 | BRACKET,CAC TUBE LOWER SUPT, - | 15622
12989_drw.pdf | 37 | 4 | EYEBOLT, 1-1/2" EYE, 3/4"-10 THRD, - | 15641
12989_drw.pdf | 38 | 1 | BRACKET, AUX. FUEL FILTER MNT, - | 15643
12989_drw.pdf | 39 | 1 | FAN, PNEUMATIC-(3) POS.-28", FLEXXAIRE | 76025
12989_drw.pdf | 40 | 4 | HOSE, CAC, 3.50" ID, - | 3071050
12991_drw.pdf | 1 | 1 | PLT,0.25 THK,CS | 12981
12991_drw.pdf | 2 | 1 | PLT,0.25 THK,CS | 12986
12991_drw.pdf | 3 | 1 | PLT,0.25 THK,CS | 12990
12991_drw.pdf | 4 | 1 | PLT,0.25 THK,CS | 12992
12993_drw.pdf |  |  | 1.97
12994_drw.pdf |  |  | 1.97
13-225_drw.pdf |  |  | 1.13
13-225_drw.pdf |  |  | .69TYP
13-225_drw.pdf |  |  | 3.74
13-402_drw.pdf | 1 | 1 | C-CHANNEL; QSM11 ZF360 ISO PLATE | 13-403
13-402_drw.pdf | 2 | 1 | PLATE; QSM11 ZF360 SPACER | 13-404
13-402_drw.pdf | 3 | 1 | PLATE; QSM11 ZF360 RT BRKT PLATE | 13-405
13-402_drw.pdf |  |  |  | 4.3
13-402_drw.pdf |  |  |  | 4.3
13-402_drw.pdf | 2
13-402_drw.pdf |  |  | .25 4.3
13-402_drw.pdf |  |  | .25 2.0
13-402_drw.pdf | 3
13012_drw.pdf |  | ENGAGEMENT
13013_drw.pdf | 11-1/2 | THREADS | / IN.
13013_drw.pdf |  | THREAD | LENGTH
13014_drw.pdf | THREADS | /
13014_drw.pdf |  | LENGTH
13015_drw.pdf |  |  | / IN.
13015_drw.pdf | 0.67" |  | LENGTH
13029_drw.pdf | 1 | 1 | AIR CLEANER HOUSING | AH19266
13029_drw.pdf | 2 | 2 | CHANNEL, C6 x 6", AIR CLEANER SUPPORT, CFP15E | 13027
13029_drw.pdf | 3 | 1 | PLATE, MOUNTING, HDAC, AH19266 | 13028
13029_drw.pdf | 4 | 5 | CLAMP, T-BOLT, 6.28-6.59 | 13164-0650
13029_drw.pdf | 5 | 1 | CLAMP, T-BOLT, 7.28-7.59 | 13164-0750
13029_drw.pdf | 6
13029_drw.pdf | 7
13029_drw.pdf | 8 | 1 | ELBOW, RUBBER, 6" ID | 89824K
13029_drw.pdf | 9 | 1 | HUMP-HOSE 6" NOMINAL, OBSOLETE. USE 3316612-S | 89839K
13029_drw.pdf | 10
13029_drw.pdf | 11 | 1 | TUBE 6" OD X 18", - | P206850
13029_drw.pdf | 12 | 1 | TUBE 6" OD X 6", - | P206850
13030_drw.pdf | ITEM
13030_drw.pdf | 1 | 1 | PLUG, ZINC W/ BRASS SUPPORT, 1/2" NPT, CHAMP #500129 | 9750
13030_drw.pdf | 4 | 2 | TEE, 1 1/4" FEMALE, 316 SS, 4452K437 OR EQ. | 13014
13030_drw.pdf | 5 | 2 | ELBOW, 1 1/4" FEMALE, 316 SS, 4452K417 OR EQ. | 13015
13030_drw.pdf | 6 | 9 | NIPPLE, 1 1/4" X 2", 316 SS, 4475K370 OR EQ. | 13016
13030_drw.pdf | 7 | 2 | NIPPLE, 1 1/4" X 8", 316 SS, 4548K249 OR EQ. | 13017
13030_drw.pdf | 8 | 1 | NIPPLE, 1/4" NPT x 1 1/2", 316 SS | 13019
13030_drw.pdf | 11 | 1 | BUSHING, REDUCING, 1 1/4" X 1/2" NPT, 316 SS, 4452K134 OR | 13022
13030_drw.pdf | 12
13030_drw.pdf | 13 | 1 | NIPPLE, 1 1/4" X 3", 316 SS, 4548K245 OR EQ. | 13610
13030_drw.pdf | 14 | 2 | REGULATOR/STRAINER, 1-1/4" NPT, SEA WATER COMPATIBLE | 13702
13030_drw.pdf | 15 | 1 | VALVE, SOLENOID, 1-1/4" NPT, 24VDC, 150 PSI MAX | S211GF16J7GJ2
13031_drw.pdf | ITEM
13031_drw.pdf | 1 | 1 | PLUG, ZINC W/ BRASS SUPPORT, 1/2" NPT, CHAMP #500129 | 9750
13031_drw.pdf | 4 | 2 | TEE, 1 1/4" FEMALE, 316 SS, 4452K437 OR EQ. | 13014
13031_drw.pdf | 5 | 2 | ELBOW, 1 1/4" FEMALE, 316 SS, 4452K417 OR EQ. | 13015
13031_drw.pdf | 6 | 7 | NIPPLE, 1 1/4" X 2", 316 SS, 4475K370 OR EQ. | 13016
13031_drw.pdf | 7 | 2 | NIPPLE, 1 1/4" X 8", 316 SS, 4548K249 OR EQ. | 13017
13031_drw.pdf | 8 | 1 | NIPPLE, 1 1/4" X 6", 316 SS, 4548K248 OR EQ. | 13018
13031_drw.pdf | 11 | 1 | BUSHING, REDUCING, 1 1/4" X 1/4" NPT, 316 SS, 4452K178 OR | 13021
13031_drw.pdf | 12 | 1 | BUSHING, REDUCING, 1 1/4" X 1/2" NPT, 316 SS, 4452K134 OR | EQ. 13022
13031_drw.pdf | 13
13031_drw.pdf | 14 | 1 | NIPPLE, 1 1/4" X 3", 316 SS, 4548K245 OR EQ. | 13610
13031_drw.pdf | 15 | 2 | REGULATOR/STRAINER, 1-1/4" NPT, SEA WATER COMPATIBLE | 13702
13041_drw.pdf | 1 | 2 | CHANNEL, STRUCTURAL, C8 11.5#, ASTM | A369893-01
13041_drw.pdf | 3 | 2 | PLATE, .25" FORMED, ASTM A36 | 9893-031
13041_drw.pdf | 4 | 4 | PLATE, .25", ASTM A36 | 9893-04
13041_drw.pdf | 5 | 4 | FLAT BAR, .375 X 1.50 X 7.31, ASTM | A36 9893-05
13041_drw.pdf |  |  | 7.00
13041_drw.pdf |  | 3.00 | 2.75 $TYP
13041_drw.pdf |  |  | 4
13041_drw.pdf | is the
13044_drw.pdf |  |  |  | 6.25
13045_drw.pdf |  |  |  | 7.50
13045_drw.pdf |  |  | MATERIAL | 6.75
13045_drw.pdf |  |  | GRAIN
13045_drw.pdf |  |  |  | 0.00
13049_drw.pdf | 1 | 1 | FLANGE, 5" | 13049-01
13049_drw.pdf | 2 | 1 | PIPE, 5" OD | 13049-02
1305753_drw.pdf | 1
1305753_drw.pdf | 2
1305753_drw.pdf | 3
1305753_drw.pdf | 4
1305753_drw.pdf | 5
1305753_drw.pdf | 6
1305753_drw.pdf | 7
1305753_drw.pdf | 8
1305753_drw.pdf | 9
1305753_drw.pdf | 10
1305753_drw.pdf | 11
1305753_drw.pdf | 12
1305753_drw.pdf | 13
1305753_drw.pdf | 14
1305753_drw.pdf | 15
1305753_drw.pdf | 16
1305771_drw.pdf | 1
1305771_drw.pdf | 2
1305771_drw.pdf | 3
1305771_drw.pdf | 4
1305771_drw.pdf | 5
1305771_drw.pdf | 6
1305771_drw.pdf | 7
1305771_drw.pdf | 8
1305771_drw.pdf | 9
1305771_drw.pdf | 10
1305771_drw.pdf | 11
1305771_drw.pdf | 12
1305771_drw.pdf | 13
1305771_drw.pdf | 14
1305771_drw.pdf | 15
1305771_drw.pdf | 16
13058_drw.pdf | 1 | 1 | PLATE,0.25 THK,C.S. | 13059
13058_drw.pdf | 2 | 1 | BAR,FLT,0.25 X 4,C.S. | 13060
13058_drw.pdf | 3 | 2 | PLT,0.25 THK,C.S. | 13061
1306197_drw.pdf | 1 2 | 1 1 | AID,AIR HEATER STARTING GEAR | BB9134
1306197_drw.pdf | 3 | 1 | BLOCK,CYLINDER | BB9203
1306197_drw.pdf | 4 | 1 | BREATHER,CRANKCASE | BR9191
13062_drw.pdf | 1 | 2 | PLATE,0.38 THK,CS | 12875
13062_drw.pdf | 2 | 2 | BAR,FLT,0.38 X 3,C.S., FORMED | 13063
13062_drw.pdf | 3 | 1 | BAR,FLT,0.25 X 4,C.S. | 13064
13062_drw.pdf | 4 | 1 | ANGLE,3 X 3 X 0.25,CS | 13065
13062_drw.pdf | 5 | 1 | BAR,FLT,0.25 X 4,C.S. | 13066
13062_drw.pdf | 6 | 1 | ANGLE,3 X 3 X 0.25,CS | 13067
13062_drw.pdf | 7 | 1 | BAR,FLT,0.25 X 4,C.S. | 13068
13062_drw.pdf | 8 | 1 | ANGLE,3 X 3 X 0.25,CS | 13069
13062_drw.pdf | 9 | 2 | PLT,0.25,C.S. | 13070
13062_drw.pdf | 10 | 2 | BAR,FLT,0.25 X 3,CS | 13071
13062_drw.pdf | 11 | 4 | PLT,0.25 THK,CS, GUSSET | 13072
13094_drw.pdf | 1 | 1 | CHANNEL, GTA855 GENSET FRAME LH | 13095
13094_drw.pdf | 2 | 1 | CHANNEL, GTA855 GENSET FRAME | 13096
13094_drw.pdf | 3 | 1 | CHANNEL, GTA855 GENSET FRAME FRONT CROSS | FORMED13142
13094_drw.pdf | 4 | 1 | CHANNEL, FRAME, REAR CROSS, GTA855 GENSET | 13143
13094_drw.pdf |  |  |  | 14419
13094_drw.pdf | 9 | 4 | BRKT,LIFTING, GTA855/19 | 16331
13094_drw.pdf | 10 | 2 | PLATE,RADIATOR SUPPORT, GTA855 | 16375
13094_drw.pdf | 11 | 2 | GUSSET,RADIATOR SUPPORT, GTA19 | 16376
13094_drw.pdf | 12 | 1 | CHANNEL,FRAME,REAR, GTA855/19 | 17395
13094_drw.pdf |  | MASK | OFF n 0.75 PRIOR TO PAIRNT
13099_drw.pdf | ITEM
13099_drw.pdf | 1 | 1 | FLAT | 13101
13099_drw.pdf | 2
13099_drw.pdf | 3 | 1 | FLAT | 13104
13099_drw.pdf | 4 | 2 | SPACER, - | A042H157
13100_drw.pdf | 1 | 1 | FLAT | 13104
13100_drw.pdf | 2 | 1 | BAR,FLT,0.25 X 1,CS | 13105
13115_drw.pdf | 1 | 1 | NIPPLE, 1/4" NPT x 1 1/2", 316 SS | 13019
13115_drw.pdf | 2 | 1 | VALVE, BALL, 1/4" NPT FEMALE, 316 SS | 13020
13115_drw.pdf | 3 | 1 | COUPLING, FULL, 1" NPT, 316 SS | 13025
13115_drw.pdf | 4 | 4 | VALVE, BALL, 1" NPT, FEMALE, 316 SS | 13026
13115_drw.pdf | 5 | 3 | ELBOW, 1" NPT FEMALE, 316 SS | 13032
13115_drw.pdf | 6 | 3 | TEE, 1" NPT FEMALE, 316 SS | 13033
13115_drw.pdf | 7 | 3 | NIPPLE, 1" NPT x 6-1/2", 316 SS | 13034
13115_drw.pdf | 8 | 3 | NIPPLE, 1" NPT x 2-1/2", 316 SS | 13035
13115_drw.pdf | 9 | 3 | NIPPLE, 1" NPT x 6", 316 SS | 13036
13115_drw.pdf | 10 | 1 | NIPPLE, 1" NPT x 7", 316 SS | 13037
13115_drw.pdf | 11 | 1 | NIPPLE, 1" NPT x 8", 316 SS | 13038
13115_drw.pdf | 12 | 3 | NIPPLE, 1" NPT x CLOSE, 316 SS | 13039
13115_drw.pdf | 13
13115_drw.pdf | 14 | 1 | BUSHING,REDUCER, 1" x 1/4" NPT, 316 SS | 13114
13115_drw.pdf | 15 | 2 | REGULATOR/STRAINER, 1" NPT, SEA WATER COMPATIBLE | 14684
13115_drw.pdf |  |  |  | STEEL
13116_drw.pdf | 1 | 1 | SUPPORT, FRONT, A-36 PLATE 3/8", CFP23E FIREPUMP | 13116-01
13116_drw.pdf | 2 | 2 | SUPPORT, END, A-36 PLATE 1/4", CFP23E FIREPUMP | 13116-02
13116_drw.pdf | 3 | 1 | SUPPORT, CTR, A-36 PLATE 1/4", CFP23E FIREPUMP | 13116-03
13117_drw.pdf | 1 | 1 | SUPPORT, REAR, A-36 PLATE 3/8", CFP23E FIREPUMP | 13117-01
13117_drw.pdf | 2 | 2 | SUPPORT, SIDE, A-36 PLATE 3/8", CFP23E FIREPUMP | 13117-02
13117_drw.pdf | 3 | 2 | GUSSET, SIDE SUPPORT, A-36 PLATE 3/8", CFP23E FIREPUMP | 13117-03
13118_drw.pdf | 1 | 1 | SUPPORT, ENGINE, FRONT, CFP23E | 13116
13118_drw.pdf | 4 | 6 | NUT,HEX,PT, .75-10 | 20130-075
13118_drw.pdf | 5 | 6 | SCREW,HH, 0.75-10x2.25 | 20275-225
13118_drw.pdf |  |  | B 5
13118_drw.pdf |  |  | 4 B
13118_drw.pdf | receiver in accepts in | confidence. by | CUMMINS FIRE POWER LLC CORPORATE OFFICE AND | DESIGN UPFIT CENTER
13118_drw.pdf | ittrawdiellse(c1r)etnoitnfuosrematthieondotchuemreenitn,or(2a)nynoctopcyoptyhetrheeofdoocrumtehnet, | ittrawdiellse(c1r)etnoitnfuosrematthieondotchuemreenitn,or(2a)nynoctopcyoptyhetrheeofdoocrumtehnet, | WHITE BEAR LAKE, MN | WISCONSIN
13119_drw.pdf | 1 | 1 | FLEX, EXHAUST, 6" OD X FLANGE, 10-12-618P GTE | 13119-01
13119_drw.pdf | 2 | 1 | FLANGE, EXHAUST, CFP23E | 13119-02
13119_drw.pdf |  |  |  | 11.00
13119_drw.pdf |  |  | 45.00 $
13122_drw.pdf | 1 | 1 | BRACKET, OPERATOR STATION, CFP23E | 13120
13122_drw.pdf | 4 | 1 | FIELD SETTINGS TAG, FIREPUMP | 9526-03
13122_drw.pdf | 5 | 1 | DATA TAG, FIREPUMP | 9534
13122_drw.pdf | 6 | 1 | ASSEMBLY, CONTROL PANEL, 24V, FIRE | 13237
13122_drw.pdf | 7 | 1 | PLATE, CONTROL PANEL SHIM, CFP23E | 17560
13122_drw.pdf | 8 | 4 | WASHER,FLAT, M5
13122_drw.pdf |  |  | NUT,HEX, M5-0.80 | 20120-M5
13122_drw.pdf | 11 | 8 | NUT,HEX, M6-1.00 | 20120-M6
13122_drw.pdf | 12 | 4 | SCREW,HH, M5-0.80x16 | 20305-016
13122_drw.pdf | 13 | 4 | SCREW, HH, M18-2.50X35 | 20318-035
13122_drw.pdf | receiver in accepts in | confidence. by | CUMMINS FIRE POWER LLC CORPORATE OFFICE AND | DESIGN UPFIT CENTER
13122_drw.pdf | ittrawdiellse(c1r)etnoitnfuosrematthieondotchuemreenitn,or(2a)nynoctopcyoptyhetrheeofdoocrumtehnet, | ittrawdiellse(c1r)etnoitnfuosrematthieondotchuemreenitn,or(2a)nynoctopcyoptyhetrheeofdoocrumtehnet, | WHITE BEAR LAKE, MN | WISCONSIN
13126_drw.pdf | 1 | 1 | AIR HOUSING ASSEMBLY, FLEETGUARD AH19075 | AH19075
13126_drw.pdf | 2 | 2 | BRACKET, STIFFENER, OPERATOR STATION, CFP23E FIREPUMP | 13121
13126_drw.pdf | 3 | 1 | BRACKET, AIR CLEANER, CFP23E | 13123
13126_drw.pdf | 4 | 1 | TUBE, AIR CLEANER INPUT, CFP23E | 13125
13126_drw.pdf | 5 | 1 | CLAMP, T-BOLT, 5.78-6.09 | 13164-0600
13126_drw.pdf | 6 | 1 | CLAMP, T-BOLT, 8.25-8.56 | 13164-0850
13126_drw.pdf | 7 | 2 | CLAMP, T-BOLT, 8.50-8.81 | 13164-0875
13126_drw.pdf | 8 | 2 | BRACKET,AIR CLEANER, 18.10 INCH ID | 3918237-S
13126_drw.pdf | 9 | 1 | INTAKE BONNET, 10", FLEETGUARD 3940356S OR EQUIV | 3940356-S
13126_drw.pdf | 10 | 1 | ELBOW, RUBBER 8.00, 90 DEG | 89827K
13126_drw.pdf | 11 | 1 | HOSE, HUMP-REDUCER, 8.0" TO 5.5" | 3316625-S
13130_drw.pdf | 1 | 1 | PANEL, PULLEY GUARD - HX MOUNT, CFP23E | G-DRIVE13133
13130_drw.pdf | 2 | 2 | BRACKET, HEAT SHEILD MOUNT, CFP23E | 13134
13130_drw.pdf | 3 | 1 | BELT GUARD, ALTERNATOR, CFP23E, G-DRIVE | 13132
13130_drw.pdf | 4 | 1 | HEAT SHIELD, CFP23E | 13135
13130_drw.pdf |  |  |  | 20020-M12
13130_drw.pdf | 9 | 3 | NUT,HEX,PT, .38-16 | 20130-038
13130_drw.pdf | 10 | 3 | SCREW,HH, 0.38-16x1.25 | 20238-125
13130_drw.pdf | 11 | 6 | SCREW,HH, M10-1.50x20 | 20310-020
13130_drw.pdf | 12 | 4 | SCREW,HH, M10-1.50x25 | 20310-025
13130_drw.pdf | 13 | 6 | SCREW,HH, M12-1.75x25 | 20312-025
13130_drw.pdf | 14 | 4 | SCREW,HH, M12-1.75x30 | 20312-030
13130_drw.pdf | to the the document as | receiver accepts in | confidence. the writing by CUMMINS FIRE POWER LLC CORPORATE OFFICE | DESIGN UPFIT CENTER
13130_drw.pdf | ittrawdiellse(c1r)etnoitnfuosrematthieondotchuemreenitn,or(2a)nynoctopcyoptyhetrheeofdoocrumtehnet, or the | ittrawdiellse(c1r)etnoitnfuosrematthieondotchuemreenitn,or(2a)nynoctopcyoptyhetrheeofdoocrumtehnet, confidential | WHITE BEAR LAKE, MN or trade WWW.CUMMINSFIREPOWER.COM | DEPERE, WISCONSIN
13130_drw.pdf |  | cPoopwieersLtLhCereof, | anAd SSEMBLY, GUARDING
13130_drw.pdf | DIMENSION |  | TOLERANCESCAFREP23E HX COOLED, GDRIVE
13130_drw.pdf |  |  | DWG UNITS: DRAWN BY:S DUBICK | 08/15/08
13133_drw.pdf | 1 | 4 | NUT, WELD, M10x1.5 | 8947
13133_drw.pdf | 2 | 1 | PANEL, A-36, .250" PLATE, CFP23E | 13133-01
13133_drw.pdf | 3 | 1 | FLAT BAR, A-36, 1 x 1-1/2 x 14, CFP23E | 13133-02
13133_drw.pdf | 4 | 2 | FLAT BAR, A-36, 1 x 1-1/2 x 8, CFP23E | 13133-03
13133_drw.pdf | 5 | 1 | ANGLE,8x8x0.50,26" LG,CS | 13133-04
13133_drw.pdf | 6 | 2 | FLAT BAR, A-36, 1 x 1-1/2 x 8, CFP23E | 13133-05
13133_drw.pdf | 7
13140_drw.pdf | 1 | 1 | FRAME, ISL3;0 QSB4.5 W/ AC | A042K175
13140_drw.pdf | 2 | 4 | ISOLATOR, UNVRSL, 860 LB, B;LUTEECH PROD. PN: 60165-4 | 14021
13140_drw.pdf | 3 | 2 | ISOLATOR, UNIVERSA;L215 LB | 12995
13140_drw.pdf | 4 | 1 | SUPPORT,FRONT,RT,QSB4;.5- | 12984
13140_drw.pdf | 5 | 2 | SUPPORT,REAR,ENGIN;EQSB4.5 | 12988
13140_drw.pdf | 6 | 1 | SUPPORT,FRONT,LT,ENGI;NEQSB4.5 | 12991
13140_drw.pdf |  |  | 2.81"OD X .657"ID X .188" THK | 0183
13140_drw.pdf | 14 | 2 | LO;NGQSB4.5
13140_drw.pdf | 15 | 1 | OD,CAC TO INTA;KEQSB4.5 | 12976
13141_drw.pdf | ITEM
13141_drw.pdf | 1 | 1 | FAN,SUCKER,24" OD,9 BLADE,1"PI;LOATCS P/N-440100-24 | 440100-24
13141_drw.pdf | 2 | 1 | RADIATOR,CAC,ISL-3;0QSB4.5 TIER 3,MTL | 12746
13141_drw.pdf | 3 | 1 | TUBE,3.00 OD,CAC TO INTA;KEQSB4.5 | 12976
13141_drw.pdf | 4 | 1 | OD,TURBO TO C;ACQSB4.5 | 12977
13141_drw.pdf |  |  | P/N-21418 | 21418
13141_drw.pdf |  |  | I;.GDATES 20957,CUT TO | 20957
13141_drw.pdf |  |  |  | 12984
13141_drw.pdf | 11 | 6
13141_drw.pdf | 12 | 1 | FRAME,SUPPORT,RADIAT;OR
13141_drw.pdf | 13 | 2 | ISOLATOR, UNIVERSA;L215 LB
13141_drw.pdf | 14 | 2 | BRACE,RADIATOR,24.50 LO;NGQSB4.5 | 13010
13141_drw.pdf | 15 | 1 | BRKT,TUBE,SUPPORT,LOWER C;ACQSB4.5 | 13100
13150_drw.pdf | 1 | 1 | CHANNEL, GTA855 FRONT ENGINE FORMED | 13145
13150_drw.pdf | 2 | 3 | GUSSET, FRONT ENGINE MOUNT | 13146
13151_drw.pdf | 1 | 1 | PIPE, 4" OD | 13152
13151_drw.pdf | 2 | 1 | FLANGE, 6" | 13153
13154_drw.pdf | 1 | 1 | COVER, RAIN | 13155
13154_drw.pdf | 2 | 1 | TUBE, RAIN COVER | 13156
13167-001_drw.pdf | 1 | 1 | BREAKER, CIRCUIT, 1600A, 2000A, 2500A | 0320-2164
13167-001_drw.pdf | 2 | 1 | INSERT, CIRCUIT BREAKER ENCLOSURE, TWO BREAKERS | 11416-036
13167-001_drw.pdf | 3 | 1 | SPACER, CIRCUIT BREAKER | 13165
13167-001_drw.pdf | 4 | 1 | COVER, CIRCUIT BREAKER ENCLOSURE | 13168-001
13167-001_drw.pdf | 5 | 1 | 200 AMP MAG-ONLY ABB CIRCUIT BREAKER | T3S200MW
13167-002_drw.pdf | 1 | 1 | BREAKER, CIRCUIT, 1600A, 2000A, 2500A | 0320-2164
13167-002_drw.pdf | 2 | 1 | 200 AMP SQUARE D CIRCUIT BREAKER, ONAN PART | 0320-2347-03
13167-002_drw.pdf | 3 | 1 | INSERT, CIRCUIT BREAKER ENCLOSURE, TWO BREAKERS | 11416-045
13167-002_drw.pdf | 4 | 1 | COVER, CIRCUIT BREAKER ENCLOSURE | 13168-002
13167-002_drw.pdf | 5 | 1 | SPACER, CIRCUIT BREAKER | 13522
13167-003_drw.pdf | 1 | 1 | INSERT, CIRCUIT BREAKER ENCLOSURE | 11416-064
13167-003_drw.pdf | 2 | 1 | SPACER, T2 CIRCUIT BREAKER | 13165-001
13167-003_drw.pdf | 3 | 1 | COVER, CIRCUIT BREAKER ENCLOSURE | 13168-001
13167-003_drw.pdf | 4
13167-004_drw.pdf | 1 | 1 | CIRCUIT_BRKR, BOX_INSTL | 302-2164_RL3TB
13167-004_drw.pdf | 2 | 1 | BRACKET,CB SUPPORT, W/ NUTS | 17223
13167-004_drw.pdf | 3 | 2 | SPACER-MOUNTING, FOOT | 232-4131
13167-004_drw.pdf | 4 | 1 | COVER,CIRCUIT BRKR, ENCL,EXTENDED FRONT | 13168-003
13167-004_drw.pdf | 5 | 1 | BRACKET,CB BUSS, BAR SUPPORT | 17484
13169-003_drw.pdf | 1 | 1 | 600 AMP SQUARE D CIRCUIT BREAKER, - | 0320-1960-01
13169-003_drw.pdf | 2
13169-003_drw.pdf | 3
13169-003_drw.pdf | 4 | 1 | INSERT, CIRCUIT BREAKER ENCLOSURE | 12967-002
13169-003_drw.pdf | 5 | 1 | PANEL, CIRCUIT BREAKER MOUNTING | 12968-002
13169-004_drw.pdf | 1 | 1 | 600 AMP SQUARE D CIRCUIT BREAKER, - | 0320-1960-01
13169-004_drw.pdf | 2
13169-004_drw.pdf | 3
13169-004_drw.pdf | 4 | 1 | INSERT, CIRCUIT BREAKER ENCLOSURE | 13967-003
13169-004_drw.pdf | 5 | 1 | PANEL, CIRCUIT BREAKER MOUNTING | 13968-003
13169-005_drw.pdf | 1
13169-005_drw.pdf | 2 | 1 | 100 AMP SQUARE D CIRCUIT BREAKER, ONAN PART | 0320-2346-07
13169-005_drw.pdf | 3 | 1 | SPACER, .75" FOR 0320-2346-XX OR, 0320-2347-XX | BREAKERS11576-001
13169-005_drw.pdf | 4 | 1 | PANEL, CIRCUIT BREAKER MOUNTING | 12849-001
13169-005_drw.pdf | 5 | 1 | INSERT, CIRCUIT BREAKER ENCLOSURE | 12850-001
13174_drw.pdf |  | 1 | PLATE, ECM MOUNT, CFP23E
13174_drw.pdf |  |  | WASHER, GROUNDING, CECO # 3335562
13174_drw.pdf |  |  | ECM COOLING, CFP23E
13174_drw.pdf |  | 1 | PLUG, 1/2" UNF-2A 20, HEX HEAD
13174_drw.pdf |  | 1 | HARNESS KIT, CFP23E
13174_drw.pdf |  | 7 | WASHER, INSULATING, CECO # 3335561
13174_drw.pdf |  | 1 | ECM, CM500
13179_drw.pdf | 1 | 1 | HOSE, FUEL INLET, CFP23E | 13175
13179_drw.pdf | 2 | 1 | HOSE, FUEL RETURN, CFP23E | 13176
13179_drw.pdf | 3 | 1 | HOSE, FUEL ENG-COOLER, CFP23E | 13177
13194_drw.pdf | 1 | 1 | HOSE, COOLING LOOP CONNECT, CFP23E | 13871
13194_drw.pdf | 2 | 1 | ASSEMBLY, COOLING LOOP, 1-1/4", CFP23E | 13872
13194_drw.pdf |  |  | ELBOW, MARINE GRADE, 2" NPT | 15756-32
13194_drw.pdf | 6 | 1 | BUSHING, MARINE GRADE, 2" x 1-1/4" | 15758-32-20
13194_drw.pdf | 7 | 4 | SCREW,HH, 0.38-16x1.00 | 20238-100
13194_drw.pdf | 8 | 2 | U-BOLT, 1.75" | 517134
13194_drw.pdf | secret to the | in | the confidence. CUMMINS FIRE POWER LLC | CUSTOM DESIGN
13194_drw.pdf | as authorized | in | by 1600 BUERKLE ROAD WHITE BEAR LAKE, MN | 875 LAWRENCE DRIVE
13194_drw.pdf | or the of the | need to | or trade retain WWW.CUMMINSFIREPOWER.COM
13194_drw.pdf |  |  | SSEMBLY, COOLING LOOP
13196_drw.pdf | 1 | 1 | BRACKET, MOUNTING, TUBE SUPP;ORFTIREPUMP | 8657
13196_drw.pdf | 2 | 1 | CONNECTOR,FEMAL;E-12 ORB X -12 FNPT,STEEL | 12171-12-12
13196_drw.pdf |  |  | PI;PE45D -12 NPT X -12 FNPT,B | 12532-12-12
13196_drw.pdf | 5 | 1 | BRACKET, COOLANT HEATER/CONTAC;TOCRFP23E
13196_drw.pdf | 6 | 4 | CLAMP,HOS;E .81 - 1.50 WORM | 14990-16
13196_drw.pdf | 7 | 2 | WASHER,PLAI;N 0.25, B18.21.1 TYPE B,REG | 20000-025
13196_drw.pdf | 8 | 3 | WASHER,PLAI;N M10 | 20020-M10
13196_drw.pdf | 9 | 2 | SCREW,HEX HEAD CA;P1/4-20x0.75, GR5, ZINC | 20225
13196_drw.pdf | 10 | 3 | SCREW,HEX HEAD CA;PM10-1.50x50, 8.8MM, ZINC | 20310
13196_drw.pdf | 11 | 1 | PLATE, COVE;R CFP23E | 24710
13196_drw.pdf |  |  |  | 26963-24
13196_drw.pdf | 14 | 1 | HOSE,SILICON;E 1.00IN IDx26.00IN LONG | A042F061
13196_drw.pdf | 15 | 1 | HOSE,SILICON;E 1.00IN IDx32.00IN LONG | A042F061
13196_drw.pdf | 16 | 3 | SPACER; 0.5 ID X 1.0 OD X 0.375 LG | A042F273
13196_drw.pdf | 17 | 1 | HEATER, COOLANT, 4000W, ADJ. VOLT;AGWEATLOW CPBPH7S12 | CPBPH7S12
13196_drw.pdf |  |  |  | 13
13196_drw.pdf |  |  | 9 ROTATE BRACKET (COMES ON ENGINE)
13196_drw.pdf |  |  | TOUCH-UP PAINT IF NEEDED
13196_drw.pdf |  |  | 9
13196_drw.pdf |  |  | 6
13196_drw.pdf |  |  | 14
13196_drw.pdf |  |  | DETAIL A
13196_drw.pdf |  |  | SCALE 0.375 | 3
13203-001_drw.pdf | 1 | 1 | INSERT, CIRCUIT BREAKER ENCLOSURE | 11416-037
13203-001_drw.pdf | 2 | 1 | COVER, CIRCUIT BREAKER ENCLOSURE | 13168-001
13203-001_drw.pdf | 3 | 1 | CIRCUIT BREAKER, ABB T4NQ100BW, 60 AMP | T4N100BW
13207_b_drw.pdf | ITEM
13207_b_drw.pdf | 1 | - | APPROVAL, AGENCY | AP5022
13207_b_drw.pdf | 2 | - | COMPONENTS, BASE | BC5006
13207_b_drw.pdf | 3 | - | DRIVE, ENGINE BARRING | CB5003
13207_b_drw.pdf | 4 | - | DAMPER, VIBRATION | DA5080
13207_b_drw.pdf | 5 | - | LOCATION, DRAIN | DL5010
13207_b_drw.pdf | 6 | - | CUS INTERFACE | DO5238
13207_b_drw.pdf |  |  |  | EE5067
13207_b_drw.pdf |  |  |  | EH5009
13207_b_drw.pdf |  |  |  | EM5075
13207_b_drw.pdf | 12
13207_b_drw.pdf | 13 | - | FUEL
13207_b_drw.pdf | 14 | - | ACCESSORIES, FUEL SYSTEM
13207_b_drw.pdf | 15 | - | ARRANGEMENT, FUL SHO VALVE | FV5002
13221-001_drw.pdf | 1 | 1 | INSERT, CIRCUIT BREAKER ENCLOSURE, TWO BREAKERS | 11416-038
13221-001_drw.pdf | 2 | 1 | CIRCUIT BREAKER, ABB T4NQ100BW, 60 AMP | T4N100BW
13221-002_drw.pdf | 1
13221-002_drw.pdf | 2 | 1 | 100 AMP SQUARE D CIRCUIT BREAKER, ONAN PART | 0320-2346-07
13221-002_drw.pdf | 3 | 1 | 200 AMP SQUARE D CIRCUIT BREAKER, ONAN PART | 0320-2347-03
13221-002_drw.pdf | 4 | 2 | SPACER, .75" FOR 0320-2346-XX OR, 0320-2347-XX | BREAKERS11576-001
13221-002_drw.pdf | 5 | 1 | PANEL, CIRCUIT BREAKER MOUNTING | 12849
13221-002_drw.pdf | 6 | 1 | INSERT, CIRCUIT BREAKER ENCLOSURE, 3 CIRCUIT BREAKERS | 12850
13223_drw.pdf | 1 | 1 | HOSE, HUMP CAC, 3" ID X 6-1/2" LONG | 11431
13233_drw.pdf | 1 | 1 | PANEL, AIR FILTER ASSEMBLY, CFP_7E | 13230
13233_drw.pdf | 2 | 1 | TUBE, AIR CLEANER EXTENSION, CFP FIRE PUMP | 13231
13233_drw.pdf | 3 | 1 | COUPLING, HALF, 1/8" NPT, STEEL | 13232
13233_drw.pdf | TYP.
13235_drw.pdf | 1 | 1 | ASSEMBLY, RAW WATER COOLING, 3/4" NPT, FIREPUMP | 8682
13235_drw.pdf | 2 | 1 | KIT, SENSORS & ADAPTERS, CFP7E | 9574-02
13235_drw.pdf | 3 | 1 | ASSEMBLY, ENGINE SUPPORT, CFP7E | 12905
13235_drw.pdf | 4 | 1 | ASSEMBLY, ENGINE, QSB6.7 | 13208
13235_drw.pdf | 5 | 1 | ASSEMBLY, AIR TRANSFER, CFP_7E | 13241
13235_drw.pdf | 6 | 1 | ASSEMBLY, HX & CAC MOUNT, FIRE PUMP | 13246
13235_drw.pdf | 7 | 1 | ASSEMBLY, OPERATOR STATION, | 13250
13235_drw.pdf | 8 | 1 | ASSEMBLY, HOSE CONNECTION, RAW WATER, FIRE PUMP | 13254
13235_drw.pdf | 9 | 1 | ASSEMBLY, HOSE CONNECTION, AIR INTAKE | 13303
13235_drw.pdf | 10 | 1 | ASSEMBLY, ECM & MOUNTING, CFP7E | 13309
13235_drw.pdf | 11 | 1 | ASSEMBLY, VALVE COVER, PROXIMITY LOCATION CFP_7E | 13849
13235_drw.pdf | 12 | 1 | HEATER, COOLANT ASSEMBLY, CFP7E | 14187
13235_drw.pdf | 13 | 1 | KIT, FUEL SYSTEM PLUMBING, CFP7E | 14191
13235_drw.pdf | 14 | 1 | ASSEMBLY, FUEL RAIL MODIFICATION, FIREPUMP, CFP7E | 14197
13235_drw.pdf | 15 | 1 | ASSEMBLY, MISC PIPING, CFP7E | 14376
13235_drw.pdf | 16 | 1 | ASSEMBLY, AIR CLEANER, FIREPUMP, CFP7E | 14439
13236_drw.pdf | ITEM | QTY
13236_drw.pdf | 1 | 2 | RELAY, INSTRUMENT PANEL, 40 AMP, 12vdc | 8857
13236_drw.pdf |  |  |  | 11084
13236_drw.pdf | 4 | 1 | ASSEMBLY, TERMINALS, GAUGE PANEL, FIREPUMP | 11137
13236_drw.pdf | 5 | 1 | ASSEMBLY, HARNESS, INSTRUMENT PANEL, FIREPUMP | 11185
13236_drw.pdf | 6 | 1 | MODULE, OVERSPEED, UNLITITED P/N 7001327 | 8836
13236_drw.pdf | 7 | 1 | BRACKET, TOGGLE SWITCH MOUNTING, FIREPUMP GAUGE PANEL -
13236_drw.pdf | 9 | 1 | SWITCH, TOGGLE, MINIATURE, MOMENTARY (ON)-OFF-(ON) | 8889
13236_drw.pdf | 10 | 2 | RELAY HOLDER, FIREPUMP | 9528
13236_drw.pdf | 11 | 1 | MODULE, DIODE, INSTRUMENT PANEL, FIREPUMP | 9529
13236_drw.pdf | 12 | 1 | DECAL, INSTRUMENT PANEL, FIREPUMP | 10731
13236_drw.pdf | 15 | 1 | GUAGE, WATER TEMPERATURE, 12VDC, WAS CNP P/N 42G-902 | 11197
13236_drw.pdf | 16 | 2 | GUAGE, VOLTMETER 8-18VDC, WAS CNP P/N 42G-903 | 11200
13236_drw.pdf | 17 | 1 | GUAGE, TACHOMETER/HOUR METER, WAS CNP P/N PT4-130 | 11202
13236_drw.pdf | 18 | 2 | CIRCUIT BREAKER, INSTRUMENT PANEL, FIREPUMP | 11203
13236_drw.pdf |  |  | 16 A
13236_drw.pdf |  |  | NOTES:
13236_drw.pdf |  |  | A MAY BE REQUIRED FOR COMPONENT DETAILS.
13237_drw.pdf | ITEM | QTY
13237_drw.pdf | 1 | 2 | RELAY, INSTRUMENT PANEL, 40 AMP, 12vdc | 8857
13237_drw.pdf |  |  |  | 11085
13237_drw.pdf | 4 | 1 | ASSEMBLY, TERMINALS, GAUGE PANEL, FIREPUMP | 11137
13237_drw.pdf | 5 | 1 | ASSEMBLY, HARNESS, INSTRUMENT PANEL, FIREPUMP | 11185
13237_drw.pdf | 6 | 1 | MODULE, OVERSPEED, UNLITITED P/N 7001327 | 8836
13237_drw.pdf | 7 | 1 | BRACKET, TOGGLE SWITCH MOUNTING, FIREPUMP GAUGE PANEL -
13237_drw.pdf | 9 | 1 | SWITCH, TOGGLE, MINIATURE, MOMENTARY (ON)-OFF-(ON) | 8889
13237_drw.pdf | 10 | 2 | RELAY HOLDER, FIREPUMP | 9528
13237_drw.pdf | 11 | 1 | MODULE, DIODE, INSTRUMENT PANEL, FIREPUMP | 9529
13237_drw.pdf | 12 | 1 | DECAL, INSTRUMENT PANEL, FIREPUMP | 10731
13237_drw.pdf | 15 | 1 | GUAGE, WATER TEMPERATURE, 24VDC, FIREPUMP | 11198
13237_drw.pdf | 16 | 2 | GUAGE, VOLTMETER 16-32VDC, WAS CNP P/N 42G-903-24 | 11201
13237_drw.pdf | 17 | 1 | GUAGE, TACHOMETER/HOUR METER, WAS CNP P/N PT4-130 | 11202
13237_drw.pdf | 18 | 2 | CIRCUIT BREAKER, INSTRUMENT PANEL, FIREPUMP | 11203
13237_drw.pdf |  |  | NOTES:
13237_drw.pdf |  |  | A GAUGE PANEL EXPLOSION DEPICTED FOR SERVICE
13237_drw.pdf |  |  | PART IDENTIFICATION. WHERE APPLICABLE, SUB-
13237_drw.pdf |  |  | ASSEMBLY DRAWINGS MAY BE REQUIRED FOR
13239_drw.pdf | 1 | 1 | TUBE, AIR CLEANER EXTENSION, CFP FIRE PUMP | 13231
13239_drw.pdf | 2 | 1 | COUPLING, HALF, 1/8" NPT, STEEL | 13232
13239_drw.pdf | 3 | 1 | PANEL, AIR FILTER ASSEMBLY, CFP_5E | 13234
13239_drw.pdf | TYP.
13239_drw.pdf |  |  | 3
13241_drw.pdf | 1 | 1 | TUBE, CAC OUTPUT , CFP7E | 13308
13241_drw.pdf | 2 | 4 | CLAMP, SPRING LOADED T-BOLT, 3.03-3.33 | 12975-0325
13241_drw.pdf | 3 | 2 | HOSE, HUMP CAC 3" I.D., 6IN LONG, CONVOLUTED W/RES | 13228
13241_drw.pdf |  |  | 1
13242_drw.pdf |  |  | STRAIGHT ADAPTER
13242_drw.pdf |  |  | M14 X 1.5 STRAIGHT THREAD
13246_drw.pdf | 1 2 | 1 1 | WATER OUTLE;TFIRE PUMP BELT GUAR;D UPPER PANEL, CFP5E & CFP7E | 13381
13246_drw.pdf | 3 | 1 | PIPE, WATER INLE;TFIRE PUMP | A042A659
13246_drw.pdf | 4 | 2 | BRACKET, MOUNTING, GUA;RDFIREPUMP | 8593
13246_drw.pdf |  |  |  | 12171-16-16
13250_drw.pdf | 1 | 1 | KIT, BATTERY CONTACTOR WIRING | 9767
13250_drw.pdf | 2 | 1 | ASSEMBLY, OPERATOR PANEL, WELDMT, FIRE PUMP | 13251
13250_drw.pdf | 3 | 1 | BRACKET, ECM A-B SWITCH | 15110
13250_drw.pdf | 4 | 1 | GROMMET, 1.5 x 2.75 OVAL | 508-1057
13250_drw.pdf | 5 | 2 | CONTACTOR, MANUAL OVERIDE, CFP | 8824
13250_drw.pdf | 9 | 1 | ASSEMBLY, CONTROL PANEL, FIRE PUMP | 13236
13250_drw.pdf | 10
13250_drw.pdf | 11 | 4 | ISOLATOR, #10 TAP & STUD, #AG-3904930 | 51156PS
13250_drw.pdf |  |  | DRILL EACH CONTACTOR | MTG
13250_drw.pdf |  |  | HOLE TO n 23/64
13250_drw.pdf |  |  | HAND TIGHT
13251_drw.pdf | 1 | 1 | PANEL, OPERATOR STATION, FIRE PUMP | 13252
13251_drw.pdf | 2 | 8 | NUT, WELD HEX HEAD, 5/16"-18, - | 13253
13251_drw.pdf | 2
13254_drw.pdf | 1 | 1 | HOSE, 3/4" I.D., HEATER (DAYCO), 4" LENGTH
13254_drw.pdf | 3 | 2 | CLAMP, WORM, .69-1.25 | 14990-12
13254_drw.pdf |  |  | 1
13255_drw.pdf | 1 | 1 | ASSEMBLY, RAW WATER COOLING, 3/4" NPT, FIREPUMP | 8682
13255_drw.pdf | 2 | 1 | ASSEMBLY, HX & CAC MOUNT, FIRE PUMP | 13246
13255_drw.pdf | 3 | 1 | ASSEMBLY, OPERATOR STATION, | 13250
13255_drw.pdf | 4 | 1 | ASSEMBLY, HOSE CONNECTION, RAW WATER, FIRE PUMP | 13254
13255_drw.pdf | 5 | 1 | ASSEMBLY, HOSE CONNECTION, AIR INTAKE | 13303
13255_drw.pdf | 6 | 1 | ASSEMBLY, AIR TRANSFER, CFP_5E FIRE PUMP | 13306
13255_drw.pdf | 7
13255_drw.pdf | 8 | 1 | KIT, FUEL LINE, ASSEMBLY, CFP5E | 13313
13255_drw.pdf | 9 | 1 | ASSEMBLY, AIR CLEANER, FIREPUMP, CFP5E | 13378
13255_drw.pdf | 10 | 1 | ASSEMBLY, VALVE COVER, PROXIMITY LOCATION CFP_5E | 13772
13255_drw.pdf | 11 | 1 | ASSEMBLY, ENGINE MOUNTING, ISOLATED, CFP5E | 13847
13255_drw.pdf | 12
13255_drw.pdf | 13 | 1 | ASSEMBLY, FUEL RAIL MODIFICATION, FIREPUMP, CFP5E | 14202
13255_drw.pdf | 14 | 1 | ASSEMBLY, MISC PIPING, CFP5E | 15301
13255_drw.pdf | 15 | 1 | FLEX, EXHAUST, 3" FLANGE, FIREPUMP | 8550
13255_drw.pdf | 16
13267_drw.pdf | 1 | 1 | RADIATOR, ONAN | 0130-6815
13267_drw.pdf | 2 | 1 | FRAME, QSX15 GENSET | 13272
13267_drw.pdf | 3 | 1 | WELDMENT, FRONT ENGINE | 13281
13267_drw.pdf | 4 | 2 | ISOLATOR | 13286
13267_drw.pdf | 5 | 2 | WELDMENT, RADIATOR KNEE BRACE | 13292
13267_drw.pdf | 6 | 1 | ENCLOSURE, GENSET, QSX15 | 13321-02
13267_drw.pdf | 7 | 4 | ISOLATOR | 13326
13267_drw.pdf | 8 | 1 | WELDMENT, LEFT REAR ENGINE MOUNT | 13351
13267_drw.pdf | 9 | 1 | WELDMENT, RIGHT REAR ENGINE MOUNT | 13352
13267_drw.pdf | 10 | 1 | WELDMENT, EXHAUST ELBOW | 13360
13267_drw.pdf | 11 | 1 | CAP, RAIN | 89480A
13267_drw.pdf | 12 | 1 | ENGINE | QSX15
13267_drw.pdf | 13 | 6 | ISOLATOR, VIBRATION | 0402-0816
13267_drw.pdf | 14 | 1 | FLEX, EXHAUST, 8" ASA FLG X 6" ID CUFF X 18" | 6735-57
13267_drw.pdf | 15 | 1 | SHIELD, RAIN 8 INCH EXHAUST OUTLET | 10308
13267_drw.pdf | 16 | 1 | MOUNT, QSX15, ONAN RIGHT RADIATOR | 13268
13272_drw.pdf | 1 | 2 | CHANNEL, C10 X 15.3 | 13273
13272_drw.pdf | 2 | 1 | CHANNEL, C10 X 15.3 | 13274
13272_drw.pdf | 3 | 4 | PAD, MOUNTING | 13275
13272_drw.pdf | 4 | 1 | TUBE, 5.0 x 5.0 x 0.19 WALL | 13276
13272_drw.pdf | 5 | 2 | PLATE, RADIATOR KNEE BRACE | 13280
13272_drw.pdf | 6 | 1 | TUBE, 5.0 x 5.0 x 0.19 WALL | 13328
13281_drw.pdf | 1 | 4 | MOUNT, SIDE | 13282
13281_drw.pdf | 2 | 1 | MOUNT, TOP | 13283
13281_drw.pdf | 3 | 1 | MOUNT, BACK | 13284
13281_drw.pdf | 4 | 1 | MOUNT, BOTTOM | 13285
13286_drw.pdf | 1 | 1 | ISOLATOR, ONAN PART | 402-0753
13286_drw.pdf | 2 | 2 | WASHER, BACKING, ONAN PART | 403-4448
13286_drw.pdf | 3 | 1 | BOLT M20 x 170MM | BOLT_20MM_X_170MM
13286_drw.pdf | 4 | 1 | NUT, M20 x 2.5 | NUT_HEX_M20X2-5
13286_drw.pdf | 5 | 1 | WASHER 20MM | WASHER-20MM
13286_drw.pdf |  |  | 1
13292_drw.pdf | 1 | 2 | TAB | 13293
13292_drw.pdf | 2 | 1 | LEG | 13294
13292_drw.pdf |  |  | 1
13292_drw.pdf |  |  | TYP .06
13303_drw.pdf | 1 | 2 | HOSE, HUMP CAC 3" I.D., 5IN LONG | 13223
13303_drw.pdf | 2 | 1 | TUBE, CAC INTAKE CONNECTION, CFP5E / 7E | 13348
13303_drw.pdf | 3 | 4 | CLAMP, SPRING LOADED T-BOLT, 3.28-3.58CUMMINS #3926702 | 12975-0350
13303_drw.pdf |  |  | 3
13306_drw.pdf | 1 | 2 | HOSE, HUMP CAC 3" I.D., 5IN LONG | 13223
13306_drw.pdf | 2
13306_drw.pdf | 3 | 4 | CLAMP, SPRING LOADED T-BOLT, 3.03-3.33 | 12975-0325
13309_old_drw.pdf | 1 | 1 | BRACKET, ECM MOUNTING, CFP5E & CFP7E | 13310
13309_old_drw.pdf | 2 | 2 | STAND OFF, ECM, 103mm BOLT PATTERN | 14392
13309_old_drw.pdf | 3 | 6 | ISOLATOR,VIBRATION | 3955219
13309_old_drw.pdf | 4 | 6 | ISOLATOR,VIBRATION | 3955220
13309_old_drw.pdf | 5
13309_old_drw.pdf | 6 | 2 | BRACKET, ETR CNT MODULE | 4936170
13309_old_drw.pdf |  |  | 6
13310_drw.pdf | 1 | 1 | PLATE, HRS, 0350 THICK | 13310-01
13310_drw.pdf | 2 | 1 | PLATE, HRS, 0.50 THICK | 13310-02
13310_drw.pdf | 3 | 1 | TUBE, HRS, 2.00 X 2.00 X 0.25 WALL | 13310-03
13310_drw.pdf |  |  | 5.75
13310_drw.pdf |  |  | 4.72
13310_drw.pdf | 0.50 |  | R0.25
13310_drw.pdf |  |  | ITEM #2
13310_drw.pdf |  |  | 1
13313_drw.pdf | 1 | 1 | ASSEMBLY, HOSE, FUEL LINE, INLET PLUMBING CFP_5E | 13770
13313_drw.pdf | 2 | 1 | ASSEMBLY, HOSE, FUEL LINE, OUTLET PLUMBING CFP_5E | 13771
13313_drw.pdf | 3 | 1 | ASSEMBLY, HOSE, FUEL LINE, PRE-FILTER PLUMBING, CFP5E | 14374
13313_drw.pdf | 4 | 1 | HOSE, FUEL LINE, 221FR-5 X 20" LG, NO ENDS | 14398
13313_drw.pdf | 5
13313_drw.pdf | 6
13313_drw.pdf | 7
13313_drw.pdf | 8
13313_drw.pdf | 9
13313_drw.pdf | 10
13313_drw.pdf | 11 | 1 | FUEL LINE, 12" EXTENSION, #6 FEM JIC X #6 221FR X | 3/8"1N4P4T00-005
13313_drw.pdf | 12 | 1 | FUEL LINE, 12" EXTENSION, #8 FEM JIC X #8 221FR X | 1/2"1N4P4T00-008
13313_drw.pdf | 13 | 2 | CLAMP, WORM, .39-.87 | 14990-06
13313_drw.pdf | 14 | 2 | CLAMP, WORM, .56-1.06 | 14990-10
13317_drw.pdf | 1 | 1 | COVER, VALVE, QSB4.5 ENGINE, CFP_5E | 4941858
13326_drw.pdf | 1 | 1 | ISOLATOR, ONAN PART | 402-0753
13326_drw.pdf | 2 | 1 | WASHER, BACKING, ONAN PART | 403-4448
13326_drw.pdf | 3 | 1 | BOLT M20 x 170MM | BOLT_20MM_X_170MM
13326_drw.pdf | 4 | 1 | WASHER 20MM | WASHER-20MM
13330_drw.pdf | 1 | 1 | COMPONENT, BELT GUARD
13330_drw.pdf | 2 | 2 | COMPONENT, BELT GUARD
13337_drw.pdf | 1 | 1 | ANGLE, LEG | 13338
13337_drw.pdf | 2 | 1 | PLATE, LEG, ENGINE SUPPORT, FIREPUMP | 13339
13337_drw.pdf |  |  |  | 0.250
13337_old_drw.pdf | 1 | 1 | CHANNEL,SUPPORT,ENGINE,FRONT, UNIVERSAL, FIREPUMP, 5E / 7E | 13338_OLD
13337_old_drw.pdf | 2 | 1 | PLATE, LEG, ENGINE SUPPORT, FIREPUMP | 13339_OLD
13341_drw.pdf | 1 | 1 | BRACKET, LOWER LEG ENGINE SUPT., FRONT, CFP_5E
13341_drw.pdf | 2 | 1 | BRACKET, VERTICAL ENGINE SUPT, FRONT, CFP_5E W/ISOLATOR | 13343
13341_drw.pdf | 3 | 1 | PLATE, GUSSET, FRONT, CFP_5E W/ISOLATOR | 13347
13341_drw.pdf |  |  |  | 2
13344_drw.pdf | ITEM
13344_drw.pdf | 1 | 1 | PLATE, LEG, ENGINE SUPPORT, REAR, CFP_5E W/ISOLATOR | 13345
13344_drw.pdf | 2 | 1 | BRACKET, VERTICAL ENGINE REAR, ISOLATED CFP5E | 13346
13351_drw.pdf | 1 | 1 | PLATE | 13287
13351_drw.pdf | 2 | 1 | PAD | 13288
13351_drw.pdf | 3 | 1 | GUSSET | 13289
13352_drw.pdf | 1 | 1 | PLATE | 13287
13352_drw.pdf | 2 | 1 | PAD | 13288
13352_drw.pdf | 3 | 1 | GUSSET | 13289
13352_drw.pdf |  |  |  | 3
13355_drw.pdf | 1 | 1 | PLATE,7.00 X 3.00 X .19, - | 13356
13355_drw.pdf | 2
13355_drw.pdf | 3
13360_drw.pdf | 1 | 1 | 8" ELBOW, GT EXHAUST | 24-800
13360_drw.pdf | 2 | 1 | TUBE, 8" | 13361
13362_drw.pdf | ITEM
13362_drw.pdf | 1 | 1 | POWER UNIT, 110HP, QSB4.5, COLS ID 201609190057 | A042H776
13362_drw.pdf | 2 | 1 | BRACKET, REMOTE , FUEL FILTER | 8178
13362_drw.pdf | 3
13362_drw.pdf | 4 | 1 | BRKT, PRE FILTER, FUEL | 14749
13362_drw.pdf |  |  | HEATER,KIT, FUEL FILTER | 3964101-S
13362_drw.pdf |  |  |  | 3964337
13362_drw.pdf | 11
13362_drw.pdf | 12 | 1 | FITTING, QUICK DISCONNECT,
13362_drw.pdf | 13 | 1 | HOSE, PUSH-LOK, 3/8" ID X 16FT LG
13362_drw.pdf | 14
13362_drw.pdf | 15 | 2 | CLAMP, WORM, .25 - .63 | 14992-04
13366_drw.pdf |  |  | FORGED STEEL WHEEL
13366_drw.pdf |  |  | 20,000 LB CAP
13367_drw.pdf | 1 | 1 | CHANNEL, GENSET, DOLLEY FORMED | 13367-01
13367_drw.pdf | 2 | 4 | GUSSET, GENSET, DOLLEY | 13367-02
13367_drw.pdf | 3 | 1 | SHAFT, CART, AXLE | 13367-03
13367_drw.pdf | 4 | 1 | PIN, GENSET, KEEPER | 13367-04
13368_drw.pdf | 1 | 2 | CHANNEL, FORKLIFT, CRADLE FORMED | 13368-01
13368_drw.pdf | 2 | 2 | CHANNEL, TURNTABLE, MOUNT FORMED | 13368-02
13368_drw.pdf | 3 | 4 | BAR,, 3/8 X 2 X 7 | 13368-03
13369_drw.pdf | 1 | 1 | CHANNEL, PIVOT, PAD FORMED | 13369-01
13369_drw.pdf | 2 | 4 | GUSSET, PIVOT, PAD | 13369-02
13373_drw.pdf | ITEM
13378_drw.pdf | 1 | 1 | AIR FILTER, 4" DIA. INLET, CFP59,6E,83,9E FIREPUMP | 9606
13378_drw.pdf | 2 | 1 | WELDMENT, MTG, AIR FILTER, CFP5E | 13239
13378_drw.pdf | 3 | 1 | CLAMP, T-BOLT, 3.78-4.09 | 13164-0400
13378_drw.pdf | 4 | 1 | CLAMP, T-BOLT, 4.78-5.09 | 13164-0500
13378_drw.pdf | 5
13378_drw.pdf | 6 | 1 | SERVICE INDICATOR, FILTER, DONALDSON D-RAX00-2352 | D-RAX00-2352
13381_drw.pdf | 1 | 7 | NUT, WELD HEX HEAD, 5/16"-18, - | 13253
13381_drw.pdf | 2 | 1 | PANEL, BELT COVER UPPER, | 13383
13381_drw.pdf | 1 |  | 1
13381_drw.pdf |  |  | 1
13385_drw.pdf | 1 | 1 | BRACKET, ALT BELT, MTI 35 BFM | 13386
13385_drw.pdf | 2 | 1 | PLATE, TAB, ALT BELT MTI 35BFM | 13387
13388_drw.pdf |  |  | HEAVY DUTY TURNTABLE
13388_drw.pdf |  |  | NON-LOCKABLE
13388_drw.pdf |  |  | STEEL PLATE CONSTRUCTION
13388_drw.pdf |  |  | GREASE FITTING INCLUDED
13388_drw.pdf |  |  | PN: 22345T6
13393_drw.pdf | 1 | 2 | CHANNEL 6" X 1.92" | 13394
13393_drw.pdf | 2 | 4 | CHANNEL 6" X 1.92" | 13395
13393_drw.pdf | 3 | 1 | ANGLE, 4" X 4" X 0.25" | 13396
13393_drw.pdf | 4 | 1 | CHANNEL 6" X 1.92" | 13398
13393_drw.pdf | 5 | 2 | PLATE, 4" X 4" X 0.75" | 13400
13393_drw.pdf | 6 | 6 | PLATE 3.25" X 5.25" X 0.75" | 13401
13405_drw.pdf | 1 | 2 | CHANNEL 6" X 1.92" | 13406
13405_drw.pdf | 2 | 2 | CHANNEL 6" X 1.92" | 13407
13405_drw.pdf | 3 | 2 | ANGLE, 4" X 4" X 0.25" | 13408
13405_drw.pdf | 4 | 1 | CHANNEL 6" X 1.92" | 13409
13405_drw.pdf | 5 | 1 | CHANNEL 6" X 1.92" | 13410
13405_drw.pdf | 6 | 1 | CHANNEL 6" X 1.92" | 13411
13405_drw.pdf | 7 | 6 | PLATE 3.25" X 5.25" X 0.75" | 13412
13405_drw.pdf |  | 7
13414_drw.pdf | 1 | 1 | COMPONENT, COVER | 13413
13414_drw.pdf | 2 | 6 | M6, NUT | M6-NUT
13431_drw.pdf | 1 | 2 | TUBE, CATALYST, SUPPORT | 13431-01
13431_drw.pdf | 2 | 1 | CHANNEL, CATALYST, MOUNT FORMED | 13431-02
13433_drw.pdf | 1 | 2 | TUBE, EXHAUST, SUPPORT | 13433-01
13433_drw.pdf | 2 | 1 | CHANNEL, EXHAUST, MOUNT FORMED | 13433-02
13436_drw.pdf | 1 | 2 | BASE - W.U., GENSET DOLLEY | 13367
13436_drw.pdf | 2 | 1 | CRADLE - W.U., FORKLIFT FORKS | 13368
13436_drw.pdf | 3 | 1 | PAD - W.U., PIVOT | 13369
13436_drw.pdf | 4 | 4 | WHEEL, 10" X 4", FORGED STEEL | 13366
13436_drw.pdf | 5 | 1 | TURNTABLE, 10,000 LB CAP, NON-LOCKABLE | 13388
13436_drw.pdf | 6 | 4 | RETAINER, DOLLEY, WHEEL | 13403
13438_drw.pdf | 1 | 1 | BRACE, EXHAUST STACK, - | 21912
13438_drw.pdf | 2 | 1 | BRACE, EXHAUST STACK, "T", NORDCO | 21915
13438_drw.pdf | 3 | 1 | BRKET, EXHAUST, UPPER SUPT, NORDCO | 21918
13438_drw.pdf | 4 | 1 | ANGLE, EXHAUST SUPT, FRT, NORDCO | 21921
13438_drw.pdf | 5 | 1 | ANGLE, EXHAUST SUPT, BACK, NORDCO | 21922
13438_drw.pdf |  |  | MUFFLER CLAMP
13438_drw.pdf |  |  | CALL OUT IN UPPER
13439_drw.pdf | 1 | 1 | BRACKET, AIR FILTER COVER, - | 13440
13439_drw.pdf | 2 | 1 | PLATE, SUPT, AIR FILTER COVER, - | 13441
13442_drw.pdf |  | 1.42
13442_drw.pdf |  | PILOT
13443_drw.pdf | 1 | 1 | FLANGE 6", ASA S/S | 13443-01
13443_drw.pdf | 2 | 1 | TUBE, 4" X 6", S/S | 13443-02
13443_drw.pdf | 0.50
13443_drw.pdf |  |  | 5.75
13443_drw.pdf | 0.25
13446_drw.pdf | 1 | 1 | FAN,SUCKER,24" OD,9 BLADE,1"PILOT, ACS P/N-440100-24 | 440100-24
13446_drw.pdf | 2 | 2 | WASHER,SNUBBING, TECH PRODUCTS CORP | 0181
13446_drw.pdf | 3
13446_drw.pdf | 4 | 4 | HOSE, HUMP CAC, 3" ID X 6-1/2" LONG | 11431
13446_drw.pdf | 5 | 1 | PACKAGE, RADIATOR/CAC, PETTIBONE/ARDCO QSB 4.5 | 12851
13446_drw.pdf | 6 | 1 | TUBE, CAC TO INTAKE, PETTIBONE/ARDCO | 12901
13446_drw.pdf | 7 | 1 | TUBE, TURBO TO CAC, PETTIBONE/ARDCO | 12902
13446_drw.pdf | 8 | 8 | CLAMP, SPRING LOADED T-BOLT, 3.28-3.58 | 12975-0350
13446_drw.pdf | 0 | 1 | ANGLE, RADIATOR, SUPPORT FORMED | 13043
13446_drw.pdf | 11 | 1 | BRKT, RADIATOR, SUPPORT LH | 13044
13446_drw.pdf | 12 | 1 | BRKT, RADIATOR, SUPPORT RH | 13045
13446_drw.pdf | 13 | 1 | BAR, RADIATOR, SUPPORT | 13046
13446_drw.pdf | 14 | 1 | HOSE, COOLANT FORMED, GATES 21962 | 14325
13446_drw.pdf | 15 | 4 | CLAMP, WORM, 1.81 - 2.75 | 14990-36
13446_drw.pdf | 16 | 1 | HOSE, COOLANT FORMED, GATES 21379 TRIM TO FIT | 21379
13451_drw.pdf | 1 | 1 | PANEL, HEAT, SHIELD | 13451-01
13451_drw.pdf | 2 | 2 | SUPPORT, HEAT, SHIELD | 13451-02
13451_drw.pdf |  |  | BEND DOWN 90 $
13451_drw.pdf |  | 15.34
13453_drw.pdf | 1 | 1 | ANGLE,2.5 X 2.5 X .25 X 31" LG, ASTM A36 | 13454
13453_drw.pdf | 2 | 2 | BAR,1.5 X .25 X 10"LG, ASTM A36 | 13455
13465_drw.pdf | 1 | 1 | PLATE,, FUEL FILTER | 13465-01
13465_drw.pdf | 2 | 4 | GUSSET, FUEL, FILTER BRKT | 13465-02
13466_drw.pdf | 1 | 1 | CIRCUIT BREAKER BOX, REFERENCE ASM | 0320-1995-PBS
13466_drw.pdf | 2 | 1 | WELDMENT, FRAME, GTA8.3, 50X116, OVERSIZED GENERATOR | 13478
13466_drw.pdf | 3 | 1 |  | EM9279
13466_drw.pdf | 4 | 1 | ENGINE, GTA 8.3, 2 PUMP, 2 LOOP | GTA83-175KW
13466_drw.pdf | 5 | 1 | ALTERNATOR PART, NEWAGE | HC4_STD_1B
13466_drw.pdf | 6 | 1 |  | RE9073
13466_drw.pdf | 7 | 1 | EXHAUST, FLEX | 6735-01
13466_drw.pdf | 8 | 2 |  | 6823
13466_drw.pdf | 9 | 1 | ENCLOSURE, GENSET, GTA8.3G3, 50 X 116, HC404, STANDARD | 13471
13466_drw.pdf | 10 | 1 | ELBOW, 90 FLANGED, 4" NELSON 40640K | 40640K
13466_drw.pdf | 11 | 1 | SILENCER, CRITICAL GRADE | 43340F
13466_drw.pdf | 12 | 1 | RAIN CAP, 4", NELSON 89440A | 89440A
13466_drw.pdf | 13 | 2 | BRACKET, MOUNTING, MUFFLER, 12", NELSON Q27241 | Q27241
13467_drw.pdf | 1 | 1 | RADIATOR, GTA83 2P-2L, JB RAD SPEC RS-5687 | 10729
13467_drw.pdf | 2 | 1 | BRACKET, RADIATOR MOUNTING, 175KW GTA83 | 10880
13467_drw.pdf | 3 | 1 | BRACE, RADIATOR, LH, GTA8.3 2P2L | 10881
13467_drw.pdf | 4 | 1 | BRACE, RADIATOR, RH, GTA8.3 2P2L | 10918
13467_drw.pdf | 5 | 1 | WELDMENT, FRAME | 13468
13467_drw.pdf | 6 | 1 |  | EM9279
13467_drw.pdf | 7 | 1 | ENGINE, GTA 8.3, 2 PUMP, 2 LOOP | GTA83-175KW
13467_drw.pdf | 8 | 1 | ALTERNATOR PART, NEWAGE | HC4_STD_1B
13467_drw.pdf | 9 | 1 |  | RE9073
13467_drw.pdf | 10 | 1 | GUARD,BELT,GTA8.3, G3, 175 KW | 12082
13467_drw.pdf | 11 | 1 | TUBE, RADIATOR, 2.25" DIA. 90 DEGREE, 12" X 13" | 13472
13467_drw.pdf | 12 | 1 | TUBE, RADIATOR, 2.25" DIA. 90 DEGREE | 13473
13468_drw.pdf | 1 | 2 | CHANNEL 6" X 1.92" | 13468-01
13468_drw.pdf | 2
13468_drw.pdf | 3
13468_drw.pdf | 4
13468_drw.pdf | 5
13468_drw.pdf |  |  | 1
13475_drw.pdf | 0 | 1 | D5 SC BOXED 24V HYD HEATER FMP IN | 25.2821.47.0558
13475_drw.pdf | 1 | 1 | HEATER D5WSC 24V | 25.2147.05.0000.0L
13475_drw.pdf | 1 | 1 | BRACKET, MOUNTING, D4/D5 HYD | 25.1864.80.0001.0E
13475_drw.pdf | 1 | 1 | HYDRONIC 5 BOX BASE | 25.2800.40.0502.0B
13475_drw.pdf | 1 | 1 | HYDRONIC 5 BOX LID | 25.2800.40.0501.0B
13475_drw.pdf | 1 | 2 | HOSE DIN 73411-B-18MM X 4.5mm X 0.07m LG | 360.75.407
13475_drw.pdf | 1 | 6 | BOLT M6X12 DIN 933-8.8 PL | 5590008
13475_drw.pdf | 1 | 2 | 29mm SPRING CLAMP | 5530021
13475_drw.pdf | 1 | 2 | 27mm SPRING CLAMP | 5530010
13475_drw.pdf | 1 | 4 | WASHER 6MM SPRING | 5590084
13475_drw.pdf | 1 | 1 | WASHER FLAT 1/4IN S/S | 5590102
13475_drw.pdf | 1 | 1 | SPACER MOUNTING BRACKET | 25.1864.80.0002.0A
13475_drw.pdf | 1 | 1 | CLAMP, C CLIP PVC COAT 3/8IN | 5520017
13475_drw.pdf | 1 | 1 | HYD 4/5 FMPP OUT HARNESS WITH GROMMET
13475_drw.pdf | 1 | 1 | FUSE ATC-20 | 5670055
13475_drw.pdf | 1 | 1 | ATC-15 | 5670053
13475_drw.pdf |  |  |  | 25.1216.88.0301.0A
13478_drw.pdf | 1 | 2 | CHANNEL 6" X 1.92" | 13478-01
13478_drw.pdf | 2 | 5 | CHANNEL 6" X 1.92" | 13478-03
13478_drw.pdf | 3
13478_drw.pdf | 4
13478_drw.pdf | 5 | 1 | ANGLE, 4" X 4" X 0.25" | 13478-4
13478_drw.pdf |  |  | 1
13480_drw.pdf | ITEM
13480_drw.pdf | 1 | 1 | TUBE, GTA8.3 HX COOLED UPPER JACKET WATER | 14323
13480_drw.pdf | 2 | 1 | ASSEMBLY, HX AND SURGE TANK SUPPORT | 14574
13480_drw.pdf | 3 | 1 | TUBE, GTA8.3 HX COOLED LOWER AFTER COOLER | 14607
13480_drw.pdf | 4 | 1 | BELT GUARD FRONT, PANEL W/NUTS | 22186
13480_drw.pdf |  |  | TUBE, JW, LOWER, GTA8.3, HX | A042B889
13480_drw.pdf |  |  |  | K5-1101B
13480_drw.pdf |  |  |  | LTL-SE3445
13480_drw.pdf | 11
13480_drw.pdf | 12
13480_drw.pdf | 13
13480_drw.pdf | 14
13480_drw.pdf | 15
13483_drw.pdf | 1 | 1 | BRKT - W.U., FUEL FILTER | 13465
13483_drw.pdf | 2 | 1 | HOSE, FUEL LINE, .625ID X AR LG PARKER #206-12 | 206-10
13483_drw.pdf | 3
13483_drw.pdf | 4 | 1 | FEMALE_SAE_45_DEG_SWIVEL_90_DEG_ELBOW, #27920-10-10 | 12538-10-10
13483_drw.pdf | 5 | 1 | ADAPTER, #10 FLARE X HOSE | 12540-10-10
13483_drw.pdf | 6 | 1 | FILTER, FUEL, 500KW, ENGINE RUNNING SERVICEABLE | 13460
13483_drw.pdf |  |  | 4
13483_drw.pdf |  |  | 2
13484_drw.pdf | 1 | 1 | BRKT - W.U., FUEL FILTER | 13465
13484_drw.pdf | 2 | 1 | HOSE, FUEL LINE, .625ID X AR LG PARKER #206-12 | 206-12
13484_drw.pdf | 3 | 1 | HS END, 90, -10 JIC X -12 HS RU, PARKER 23920-10-12 | 12537-12-12
13484_drw.pdf | 4 | 1 | REUSABLE HOSE FITTING 5/8 HOSE, PARKER # 20620-10-12 | 12540-10-12
13484_drw.pdf | 5 | 1 | FILTER, FUEL, 750KW, ENGINE RUNNING SERVICEABLE | 13481
13484_drw.pdf |  |  | CLEARANCE HOLES FOR
13484_drw.pdf |  |  | .38 DIAMETER FASTENERS
13484_drw.pdf |  |  | 1
13485_drw.pdf | 1 | 1 | BRKT - W.U., FUEL FILTER | 13465
13485_drw.pdf | 2 | 1 | HOSE, FUEL LINE, .625ID X AR LG PARKER #206-12 | 206-12
13485_drw.pdf | 3
13485_drw.pdf | 4
13485_drw.pdf | 5 | 1 | FILTER, FUEL, 2000KW, ENGINE RUNNING SERVICEABLE | 13482
13485_drw.pdf |  |  | CLEARANCE HOLES FOR
13485_drw.pdf |  |  | .38 DIAMETER FASTENERS
13494_drw.pdf | 1 | 1 | CHAIN, #8 SASH,STEEL, MCMASTER CARR,3607T14 | 13492
13494_drw.pdf | 2 | 1 | BRACKET, CHAIN FASTENING, STEEL | 13493
13497_drw.pdf | 1 | 1 | PLATE, CARRARO, FLEXPLATE | 13497-01
13497_drw.pdf | 2 | 8 | BOSS, FLEXPLATE | 13497-02
13498_drw.pdf | ITEM
13498_drw.pdf | 1 | 1 | PLATE,5.00X6.00X12GA, - | 13499
13498_drw.pdf | 2 | 1 | ANGLE,2.00X2.50X1.75X12GA, - | 13500
13523_drw.pdf | 1 | 1 | MODULE, AIR FUEL RATIO, CONTROL, GILL #1495-00-26 | 13524
13523_drw.pdf | 2 | 1 | VALVE, AIR FUEL RATIO, FUEL BYPASS, GILL #1495-00-030 | 13525
13523_drw.pdf | 3 | 1 | HARNESS, AIR FUEL RATIO, GILL 1495-10-022 | 13526_TEMP
13523_drw.pdf | 4 | 1 | SENSOR, OXYGEN, 18mm THREAD, BOSCH #75-2773 | 13528
13523_drw.pdf | 5 | 1 | BOSS, 1" OD TAPPED 18mm x 1.5, BOSCH #4962 | 13529
13523_drw.pdf | SENSOR
13534_drw.pdf | 1 | 1 | DETAIL, SUPPORT, PLATE, 3/8 X SIZE A-36 | 13534-01
13534_drw.pdf | 2 | 2 | PLATES, SIDE, - | 13534-02
13534_drw.pdf | 3 | 2 | ANGLE, SUPPORT, 3x3x.0.375 | 13534-04
13534_drw.pdf |  |  | SCALE 0.300
13535_drw.pdf | 1 | 1 | SHEET, HRS, 0.375 | 13535-01
13535_drw.pdf | 2 | 2 | SHEET, HRS, 0.375 | 13535-02
13535_drw.pdf | 3 | 1 | SHEET, HRS, 0.375 | 13535-03
13536_drw.pdf | 1 | 1 | SUPPORT, ENGINE, FRONT, CFP30E FIREPUMP | 13535
13536_drw.pdf | 2 | 1 | SUB-BASE, FIREPUMP, CFP30E | 15344
13536_s0157_drw.pdf | 1 | 1 | SUPPORT, ENGINE, FRONT, CFP30E FIREPUMP | 13535
13536_s0157_drw.pdf | 2 | 1 | SUB-BASE, FIREPUMP, CFP30E | 13637_S0157
13544_drw.pdf | 1 | 1 | ASSEMBLY, INSTRUMENT PANEL 12V, ISOLATED, FIREPUMP | 13236_SHELL
13544_drw.pdf | 2 | 1 | GROMMET, 1.5 x 2.75 OVAL | 508-1057
13544_drw.pdf | 3 | 2 | CONTACTOR, MANUAL OVERIDE, CFP | 8824
13544_drw.pdf | 4 | 1 | BATTERY ISOLATOR, FIRE PUMP | 8838
13544_drw.pdf | 5 | 1 | MODULE, DIODE, INSTRUMENT PANEL, FIREPUMP | 9529
13544_drw.pdf | 6 | 1 | BRACKET, MOUNTING, OPERATORS STATION, CFP30E FIRE | 13543
13544_drw.pdf | 7 | 2 | GROMMETT, 1.50 DIA HOLE | 19447
13544_drw.pdf |  |  | 2
13544_drw.pdf |  |  | 6
13544_drw.pdf |  | 7 |  | 3
13545_drw.pdf | ITEM
13545_drw.pdf | 1 | 1 | SHIELD, TURBO, LEFT, CFP30E | 13546
13545_drw.pdf | 2 | 1 | SHIELD, TURBO, RIGHT, CFP30E | 13547
13545_drw.pdf | 3 | 1 | BRACKET_1, TURBO SHIELD RIGHT, CFP30E | 13548
13545_drw.pdf | 4 | 1 | BRACKET_2, TURBO SHIELD RIGHT, CFP30E | 13549
13545_drw.pdf |  |  | WASHER, RETAINING, 3/8" | 16662-06
13545_drw.pdf |  |  |  | 16662-08
13545_drw.pdf |  |  |  | HHCS_M10
13545_drw.pdf |  |  | TYPICAL GUARDING
13545_drw.pdf |  |  | SCALE
13545_s0157_drw.pdf | 1 | 1 | SHIELD, TURBO, LEFT, CFP30E | 13546
13545_s0157_drw.pdf | 2 | 1 | SHIELD, TURBO, RIGHT, CFP30E | 13547
13545_s0157_drw.pdf | 3 | 1 | BRACKET_1, TURBO SHIELD RIGHT, CFP30E | 13548
13545_s0157_drw.pdf | 4 | 1 | BRACKET_2, TURBO SHIELD RIGHT, CFP30E | 13549
13547_drw.pdf |  |  | SCALE 0.125
13547_drw.pdf |  |  | 7.87
13547_drw.pdf |  |  | 30.0 $
13550_drw.pdf | ITEM
13550_drw.pdf | 1 | 2 | CLAMP, T-BOLT, 5.78-6.09 | 13164-0600
13550_drw.pdf | 2 | 2 | CLAMP, T-BOLT, 6.28-6.59 | 13164-0650
13550_drw.pdf | 3 | 2 | CLAMP, T-BOLT, 6.50-6.81 | 13164-0675
13550_drw.pdf | 4 | 2 | CLAMP, T-BOLT, 7.28-7.59 | 13164-0750
13550_drw.pdf |  |  | TUBE, AIR INTAKE, 6" DIAMETER WITH INDICATOR TAP | 13653
13550_drw.pdf |  |  | IN ID | 3836953-S
13550_drw.pdf |  |  |  | 3316595S
13554-cn_drw.pdf | 1 | 1 | BASE, CFP30E, HORIZONTAL PUMP, PEERLESS 12AH26 PUMP | 13557
13554-cn_drw.pdf | 2 | 1 | ASSEMBLY, FIREPUMP, CFP30E, POWER MODULE | 13659
13554-cn_drw.pdf | 3 | 1 | SHAFT, APT250, SUPPLIED BY CUSTOMER | 13554_APT250
13554-cn_drw.pdf | 4 | 1 | COMPANION FLANGE, SUPPLIED BY CUSTOMER | 13554_CF
13554-cn_drw.pdf | 5 | 1 | SHAFT GUARD, SUPPLIED BY CUSTOMER | 13554_SG
13554-cn_drw.pdf | 6 | 1 | ADAPTER, U-JOINT, FIREPUMP, SAE #0 | 13629
13554-cn_drw.pdf | 7 | 1 | CONTROLLER, SUPPLIED BY CUSTOMER | ASCO-DD1100-22
13554-cn_drw.pdf | 8 | 4 | BATTERY, GROUP 8D, COMMERCIAL | 8D-3 DRY
13554-cn_drw.pdf | 9 | 1 | PUMP, PEERLESS, 12AH26 | PUMP_12AH26
13554_drw.pdf | 1 | 1 | BASE, CFP30E, HORIZONTAL PUMP, PEERLESS 12AH26 PUMP | 13557
13554_drw.pdf | 2 | 1 | ASSEMBLY, FIREPUMP, CFP30E, POWER MODULE | 13659
13554_drw.pdf | 3 | 1 | SHAFT, APT250, SUPPLIED BY CUSTOMER | 13554_APT250
13554_drw.pdf | 4 | 1 | COMPANION FLANGE, SUPPLIED BY CUSTOMER | 13554_CF
13554_drw.pdf | 5 | 1 | SHAFT GUARD, SUPPLIED BY CUSTOMER | 13554_SG
13554_drw.pdf | 6 | 1 | ADAPTER, U-JOINT, FIREPUMP, SAE #0 | 13629
13554_drw.pdf | 7 | 1 | CONTROLLER, SUPPLIED BY CUSTOMER | ASCO-DD1100-22
13554_drw.pdf | 8 | 4 | BATTERY, GROUP 8D, COMMERCIAL | 8D-3 DRY
13554_drw.pdf | 9 | 1 | PUMP, PEERLESS, 12AH26 | PUMP_12AH26
13555_drw.pdf | 1 | 2 | ELBO, 4" FLANGE X HOSE BEAD, 6.50" x 6.00" | 13561
13555_drw.pdf | 2 | 1 | ADAPTER, 4" FLANGE X 3" HOSE BEAD | 13564
13555_drw.pdf | 3 | 1 | ELBO, 4" FLANGE X 3" HOSE BEAD, 6.50" x 6.00" | 13602
13555_drw.pdf | 4 | 1 | FUEL COOLER, CHAMP 4" DIA | 13605
13555_drw.pdf | 5 | 1 | BRACKET, MOUNTING, EXPANSION TANK, CFP30E FIREPUMP | 13616
13555_drw.pdf | 6 | 1 | ADAPTER, 316 STAINLESS STEEL, 4" FLANGE TO 4" HOSE | 13683
13555_drw.pdf | 7 | 1 | HEAT EXCHANGER, PLATE STYLE, CFP30E FIREPUMP | 13477
13555_drw.pdf | 8 | 1 | ELBOW, 45 DEGREE, 4" DIA, HOSE BEAD X HOSE BEAD | 13562
13555_drw.pdf | 9 | 1 | TUBE, LTA CIRCUIT, CFP30 FIREPUMP | 13563
13555_drw.pdf | 10 | 1 | ELBOW, 90 DEGREE, 3" DIA, HOSE BEAD X HOSE BEAD | 13565
13555_drw.pdf | 11 | 1 | TUBE, JACKET WATER CIRCUIT, CFP30E FIREPUMP | 13566
13555_drw.pdf | 12 | 1 | TANK, SURGE DUAL CHAMBER, ROCORE #R31221 - 10 GAL - | GAL13617
13555_drw.pdf | 13 | 4 | HOSE, 3" x 6" LONG | 77300GL-6
13555_drw.pdf | 14 | 6 | HOSE,DAYCO GOLD LABEL, 4.00" ID X 6" LG | 77400GL-6IN
13555_drw.pdf | 15 | 2 | U-BOLT CLAMP, 3.0" | U-300
13555_drw.pdf | 16 | 2 | U-BOLT CLAMP, 4.0" | U-400
13557_drw.pdf | 1 | 2 | CHANNEL, C15 X 33.9# | 13557_01
13557_drw.pdf | 2 | 2 | CHANNEL, C10 X 15.3 X SIZE | 13557_02
13557_drw.pdf | 3 | 4 | ANGLE, L3X3 X 0.31 X SIZE ASTM A-36 | 13557_06
13557_drw.pdf | 4 | 1 | CHANNEL, A-36, 10 x 2.74 x .38, PUMP SUPPORT | 13557_08
13557_drw.pdf | 5 | 2 | BAR, FLAT .50 X 3.0, ASTM A-36 | 13557_09
13557_drw.pdf | 6 | 2 | CHANNEL, A-36, 12 x 2.942 x .282, 20.7# STEEL | 13557_10
13557_drw.pdf | 7 | 1 | DRIP RIM, WELDED 2.0 X 2.0 X 0.125 ANGLE, - | 13557_10192
13557_drw.pdf | 8 | 4 | PLATE, 0.375 THICK, ASTM A-36 | 13557_12
13557_drw.pdf | 9 | 4 | PLATE, 0.375 THICK, ASTM A-36 | 13557_13
13557_drw.pdf | 10 | 1 | CHANNEL, A-36, 10 x 2.74 x .38, PUMP SUPPORT | 13557_14
13557_drw.pdf | 11 | 2 | ANGLE, HRS, 8.0 X 8.0 X 0.50 | 13557_15
13557_drw.pdf | 12 | 2 | PLATE .50 THICK, ASTM A-36 | 13557_16
13557_drw.pdf | 13 | 1 | CHANNEL, A-36, 10 x 2.74 x .38 | 13557_17
13557_drw.pdf |  | SEE | SHEET #2 FOR ITEM IDENTIFICATION
13557_s0157_drw.pdf | 1 | 2 | CHANNEL, C15 X 33.9# | 13557_01_S0157
13557_s0157_drw.pdf | 2 | 2 | CHANNEL, C10 X 15.3 X SIZE | 13557_02_S0157
13557_s0157_drw.pdf | 3 | 4 | ANGLE, L3X3 X 0.31 X SIZE ASTM A-36 | 13557_06_S0157
13557_s0157_drw.pdf | 4 | 1 | CHANNEL, A-36, 10 x 2.74 x .38, PUMP SUPPORT | 13557_08_S0157
13557_s0157_drw.pdf | 5 | 2 | BAR, FLAT .50 X 3.0, ASTM A-36 | 13557_09_S0157
13557_s0157_drw.pdf | 6 | 2 | CHANNEL, A-36, 12 x 2.942 x .282, 20.7# STEEL | 13557_10_S0157
13557_s0157_drw.pdf | 7 | 4 | PLATE, 0.375 THICK, ASTM A-36 | 13557_12_S0157
13557_s0157_drw.pdf | 8 | 4 | PLATE, 0.375 THICK, ASTM A-36 | 13557_13_S0157
13557_s0157_drw.pdf | 9 | 1 | CHANNEL, A-36, 10 x 2.74 x .38, PUMP SUPPORT | 13557_14_S0157
13557_s0157_drw.pdf | 10 | 2 | ANGLE, HRS, 8.0 X 8.0 X 0.50 | 13557_15_S0157
13557_s0157_drw.pdf | 11 | 2 | PLATE .50 THICK, ASTM A-36 | 13557_16_S0157
13557_s0157_drw.pdf | 12 | 1 | CHANNEL, A-36, 10 x 2.74 x .38 | 13557_17_S0157
13557_s0157_drw.pdf |  | SEE | SHEET #2 FOR ITEM IDENTIFICATION
13568_drw.pdf | 1 | 1 | ASSEMBLY, CONTACTOR BRACKET, CFP30E | 22211
13568_drw.pdf | 2 | 1 | TUBE,CROSSOVER,HEATER, CFP9E | 23494
13568_drw.pdf | 3 | 2 | BRACKET, MOUNTING, TUBE SUPPORT, FIREPUMP | 9834
13568_drw.pdf | 4 | 2 | HEATER, COOLANT, 3KW, ADJ. VOLT, WATLOW 3-10-42-5PA | 11577
13568_drw.pdf | 5
13568_drw.pdf | 6
13568_drw.pdf | 7 | 2 | TEE, UNION, -12 NPT | 11577
13568_drw.pdf | 8
13568_drw.pdf | 9
13568_drw.pdf | 10 | 1 | BRACKET, COOLANT HEATER | 13645
13568_drw.pdf | 11 | 2 | ELBOW, 90°, 1" NPTF, BLK IRON | LTL-E190
13568_drw.pdf | 12 | 1 | TEE, 1" NPT, BLK IRON | LTL-ST1
13568_drw.pdf | 13
13568_drw.pdf | 14 | 10 | CLAMP, WORM, .81 - 1.50 | 14990-16
13568_drw.pdf | 15 | 2 | LOOM, 1.00 ID | 26963-16
13568_drw.pdf |  | 2 | NPT PIPE, 1.50" LONG | 26969_0150
13568_drw.pdf |  |  |  | 26969_0150
13569_drw.pdf | 1 | 1 | HOSE, 221FR-10 X 60" LG | 221FR-10_001
13569_drw.pdf | 2 | 1 | HOSE, 221FR-12 X 60" LG | 221FR-12_01
13569_drw.pdf | 3
13569_drw.pdf | 4
13569_drw.pdf | 5 | 1 | FUEL LINE, 12" EXTENSION, #10 FEM JIC X #10 221FR X | 3/41"44N0P0T-011
13569_drw.pdf | 6 | 1 | FUEL LINE, 12" EXTENSION, #12 FEM JIC X #12 221FR X | 1"1N4P4T00-014
13569_drw.pdf | 7 | 1 | ADAPTER, #10 FLARE X HOSE | 20620-10-10
13569_drw.pdf | 8 | 1 | ADAPTER, #12 FLARE X HOSE | 20620-12-12
13569_drw.pdf | 9 | 1 | #10 FEMALE JIC 37 DEG. SWIVEL 90 DEG. ELBOW | 23920-10-10
13569_drw.pdf | 10 | 1 | #12 FEMALE JIC 37 DEG. SWIVEL 90 DEG. ELBOW | 23920-12-12
13570-cn_drw.pdf | 1 | 1 | ASSEMBLY, COOLANT LOOP TAG, CFP30E | 14473
13570-cn_drw.pdf | 2 | 1 | NIPPLE, 1/4" NPT x 1 1/2", 316 SS | 13019-CN
13570-cn_drw.pdf | 3 | 1 | VALVE, BALL, 1/4" NPT FEMALE, 316 SS | 13020-CN
13570-cn_drw.pdf | 4 | 1 | GUAGE, 0-100 PSI, 1/4" NPT STN STL | 13113-CN
13570-cn_drw.pdf | 5 | 2 | REGULATOR/STRAINER, 2" NPT, SEA WATER COMPATIBLE | 13684
13570-cn_drw.pdf | 6 | 2 | NIPPLE, 2" X 6", COPPER NICKEL | 13686-CN
13570-cn_drw.pdf | 7 | 4 | VALVE, BALL, 2" NPT, BRASS-SEA WATER | 13687-CN
13570-cn_drw.pdf | 8 | 1 | VALVE, SOLENOID, 2" NPT, 24VDC, 5-150 PSI | 13904
13570-cn_drw.pdf | 9 | 2 | CLAMP,PIPE,2",PLASTIC | 15360
13570-cn_drw.pdf | 10 | 3 | NIPPLE, 2" X 2", COPPER NICKEL | 16490
13570-cn_drw.pdf | 11 | 1 | STREET ELBOW, COPPER-NICKEL, BELLED END, -
13570-cn_drw.pdf | 12 | 1 | ELBOW, COPPER-NICKEL, BELLED END, -
13570-cn_drw.pdf | 13 | 1 | -, - | CN-PIPE-32-08875LG
13570-cn_drw.pdf | 14 | 1 | -, - | CN-PIPE-48-0200LG
13570-cn_drw.pdf | 15 | 1 | -, - | CN-PIPE-48-0900LG
13570-cn_drw.pdf | 16 | 2 | TEE, COPPER-NICKEL, BELLED END, - | CN-REDUCING-TEE-48-48-32
13570_drw.pdf | 1 | 1 | NIPPLE, 1/4" NPT x 1 1/2", 316 SS | 13019
13570_drw.pdf | 2 | 1 | VALVE, BALL, 1/4" NPT FEMALE, 316 SS | 13020
13570_drw.pdf | 3
13570_drw.pdf | 4 | 1 | TEE, THREADED, 2" NPT, 316SS | 13608
13570_drw.pdf | 5 | 1 | ELBO, 90 DEGREE, 2" NPT, 316 STAINLESS STEEL | 13612
13570_drw.pdf | 6 | 8 | NIPPLE, 2" X 2", 316 SS | 13613
13570_drw.pdf | 7 | 2 | UNION, 2" NPT, 316 STAINLESS STEEL | 13614
13570_drw.pdf | 8 | 2 | REGULATOR/STRAINER, 2" NPT, SEA WATER COMPATIBLE | 13684
13570_drw.pdf | 9 | 3 | NIPPLE, 2" X 6", 316 STAINLESS STEEL | 13686
13570_drw.pdf | 10 | 4 | VALVE, BALL, 2" NPT, 316 STAINLESS STEEL | 13687
13570_drw.pdf | 11 | 2 | NIPPLE, 2" X 8" 316 STAINLESS STEEL | 13696
13570_drw.pdf | 12 | 1 | FLANGE, PIPE, 3" NPT, 316 STAINLESS STEEL | 13698
13570_drw.pdf | 13 | 1 | BUSHING, PIPE, 3" NPT X 2" NPT, 316 STAINLESS STEEL | 13699
13570_drw.pdf | 14 | 1 | ELBOW, 316 SS, 90 DEGREE, 3" DIA, HOSE BEAD X DUAL | 2" NP1T3816
13570_drw.pdf | 15 | 1 | VALVE, SOLENOID, 2" NPT, 24VDC, 5-150 PSI | 13904
13570_x_drw.pdf | 1 | 1 | ASSEMBLY, COOLANT LOOP TAG, CFP30E | 14473
13570_x_drw.pdf | 2 | 1 | NIPPLE, 1/4" NPT x 1 1/2", 316 SS | 13019
13570_x_drw.pdf | 3 | 1 | VALVE, BALL, 1/4" NPT FEMALE, 316 SS | 13020
13570_x_drw.pdf | 4
13570_x_drw.pdf | 5 | 1 | TEE, THREADED, 2" NPT, 316SS | 13608
13570_x_drw.pdf | 6 | 1 | ELBO, 90 DEGREE, 2" NPT, 316 STAINLESS STEEL | 13612
13570_x_drw.pdf | 7 | 8 | NIPPLE, 2" X 2", 316 SS | 13613
13570_x_drw.pdf | 8 | 2 | UNION, 2" NPT, 316 STAINLESS STEEL | 13614
13570_x_drw.pdf | 9 | 2 | REGULATOR/STRAINER, 2" NPT, SEA WATER COMPATIBLE | 13684
13570_x_drw.pdf | 10 | 3 | NIPPLE, 2" X 6", 316 STAINLESS STEEL | 13686
13570_x_drw.pdf | 11 | 4 | VALVE, BALL, 2" NPT, 316 STAINLESS STEEL | 13687
13570_x_drw.pdf | 12 | 2 | NIPPLE, 2" X 8" 316 STAINLESS STEEL | 13696
13570_x_drw.pdf | 13 | 1 | FLANGE, PIPE, 3" NPT, 316 STAINLESS STEEL | 13698
13570_x_drw.pdf | 14 | 1 | BUSHING, PIPE, 3" NPT X 2" NPT, 316 STAINLESS STEEL | 13699
13570_x_drw.pdf | 15 | 1 | ELBOW, 316 SS, 90 DEGREE, 3" DIA, HOSE BEAD X DUAL | 2" NP1T3816
13570_x_drw.pdf | 16 | 1 | VALVE, SOLENOID, 2" NPT, 24VDC, 5-150 PSI | 13904
13575_drw.pdf |  |  | KIT,GASKET,NUT,BOLT, FULL FACE FIBER,6 | 23580_600
13575_drw.pdf | 2 |  | ELBOW, FLEX, 90° FLARED x FLANGE, 6" TURBO, GTE #10-761-61 | 8 13572
13575_drw.pdf | 3 |  | FLANGE, ANSI THREADED, 6 NPT, 6' FLANGE | 13573
13576_drw.pdf |  | .50" | ID, 26" LENGTH, PARKER OR EQUIVALENT
13576_drw.pdf |  |  | JIC 37° SWIVEL, 90° ELBOW, PARKER
13577_drw.pdf |  | .406" | ID, 28" LENGTH, PARKER OR EQUIVALENT
13577_drw.pdf |  |  | 37° JIC, 90° LONG DROP, PARKER OR
13578_drw.pdf |  |  | JIC 37° SWIVEL, PARKER OR EQUIVALENT
13578_drw.pdf |  |  | ID, 16" LENGTH, PARKER OR EQUIVALENT
13579_drw.pdf |  |  | FEMALE 37° JIC, STR SWIVEL, PARKER OR
13579_drw.pdf |  | SAE | 32" LENGTH, PARKER OR EQUIVALENT
13580_drw.pdf | 1 | 2 | FTG, 13943-16-16, FEMALE 37° JIC, 90° ELBOW, PARKER OR EQUIV | 13943-16-16
13580_drw.pdf | 2 | 1 | HOSE, 601-16, SAE 100R3, 58", PARKER OR EQUIV. | 13580001
13580_drw.pdf |  |  |  | 1
13584_drw.pdf | 1 | 1 | BRACKET, COOLANT HEATER SUPPORT, CFP9E | 13584-01
13584_drw.pdf | 2 | 1 | BRACKET, COOLANT HEATER BRACE, CFP9E | 13584-02
13588_drw.pdf | 1 | 1 | ANGLE, HRS, 2.5 x 2.5 x 0.188 | 13588-01
13588_drw.pdf | 2 | 1 | PLATE, .25" x 8" x 6" | 13588-02
13591_drw.pdf | 1 | 4 | BRACKET, LIFTING; 10" CHANNEL | A042G991
13591_drw.pdf | 2 | 2 | CHANNEL; SIDE | A066Z126
13591_drw.pdf | 3 | 1 | CHANNEL; END, REAR | A066Z127
13591_drw.pdf | 4 | 1 | CHANNEL; END, FRONT | A066Z146
13591_drw.pdf | 5 | 2 | BRACKET, MOUNTING; ENGINE | A066Z147
13591_drw.pdf | 6 | 4 | PLATE, COVER; ENGINE MOUNT | A066Z148
13596_drw.pdf | ITEM
13596_drw.pdf | 2 | 2 | CHANNEL, C10 x .379, 48" LENGTH | 13592-03
13596_drw.pdf | 3 | 2 | BRACKET, ENGINE SUPPORT, CFP23E | 13593
13596_drw.pdf | 5 | 8 | BRACKET, LIFTING, 10" CHANNEL | A042G991
13596_drw.pdf |  |  | 6.00
13596_drw.pdf | 14.50
13596_drw.pdf |  |  | .3125
13596_drw.pdf |  |  | TYP
13605_drw.pdf | 1 | 1 | BODY, 5.00 BUNDLE | 13605
13605_drw.pdf | 2 | 2 | FITTING, #12 FLAIR | 13605_FTG
13616_drw.pdf | 1 | 1 | ANGLE, L3X3 X 0.25 X SIZE ASTM A-36 | 13616_01
13616_drw.pdf | 2 | 1 | ANGLE, L3X3 X 0.25 X SIZE ASTM A-36 | 13616_02
13616_drw.pdf | 3 | 1 | SHEET, HRS, 0.25" | 13616_03
13616_drw.pdf | 4 | 1 | SHEET, HRS, 0.25" | 13616_05
13616_drw.pdf | 5 | 1 | ANGLE, L3X3 X 0.25 X SIZE ASTM A-36 | 13616_06
13616_drw.pdf | 6 | 1 | ANGLE, L3X3 X 0.25 X SIZE ASTM A-36 | 13616_07
13616_drw.pdf |  |  | 4
13618_drw.pdf | 1 | 1 | TANK,SURGE, - | 11686
13618_drw.pdf | 2 | 1 | TUBE,AFTER COOLER,LOWER, GTA19 | 13635
13618_drw.pdf | 3 | 1 | TUBE,AFTER COOLER,UPPER, GTA19 | 13636
13618_drw.pdf | 4 | 1 | TUBE,ENGINE WATER IN, GTA19 | 13646
13618_drw.pdf | 5 | 1 | TUBE,ENGINE WATER OUT, GTA19 | 13647
13618_drw.pdf | 6 | 1 | FTG,ST,24NPT-12NPT FM, _ | 1_1-2X3-4_PTR-S
13618_drw.pdf | 7 | 3 | FTG,90,24NPT-24NPT MF, _ | 1_1-2_CD-S
13618_drw.pdf | 8 | 1 | FTG,T,24NPT,FMF, - | 1_1-2_MRO
13618_drw.pdf | 9
13618_drw.pdf | 10
13618_drw.pdf | 11 | 2 | SUPPORT,GENERATOR, NEWAGE HC5 | 6720-30
13618_drw.pdf | 12
13618_drw.pdf | 13 | 2 | BRKT,HEAT EXCHANGER MOUNT, GTA19 | 13641
13618_drw.pdf | 14
13618_drw.pdf | 15 | 1 | BRKT,HEAT EXCHANGER MOUNT, - | 13649
13618_drw.pdf | 16 | 1 | ELBOW, 3" ID, 90 DEGREE | 21042
13619-01_drw.pdf | 1 | 1 | ASSEMBLY, UCI274 PANEL, TERMINATION BOX EXTENSION | 13729
13619-01_drw.pdf | 2 | 1 | WELDMENT, TERMINATION BOX FLOOR | 13991
13619-01_drw.pdf | 3 | 2 | PANEL, TERMINATION BOX SIDE | 13992-01
13619-01_drw.pdf | 4 | 1 | PANEL,RR,CONDUIT BOX, UCI274/HCI4/HCI5 | 14342
13619-01_drw.pdf | 5 | 1 | PANEL,FRNT,CONDUIT BOX, UCI274 | 14345
13619-01_drw.pdf | 6 | 1 | PANEL,TOP,CONDUIT BOX, UCI274,HCI4,HCI5 | 13694
13619-01_drw.pdf | 7 | 1 | SHEET,PCC2100 | 13712
13619-01_drw.pdf | 8 | 1 | SHEET,FLR,CONDUIT BOX, UCI274 | 13990
13630_drw.pdf | 1 | 2 | PLATE, LADDER, SIDE | 13630-01
13630_drw.pdf | 2 | 4 | TREAD, LADDER | 13630-02
13630_drw.pdf | 3 | 2 | POST, LADDER | 13630-03
13630_drw.pdf | 3
13631-01_drw.pdf | 1 | 1 | FRAME, HORIZONTAL, STD, CFP15E | 11692
13631-01_drw.pdf | 2 | 2 | ANGLE, HRS, 8.0 X 0.50, 30.75" LENGTH | 12887
13631-01_drw.pdf |  |  |  | 13623
13631-02_drw.pdf | 1 | 1 | FRAME, HORIZONTAL, STD, CFP15E | 11692
13631-02_drw.pdf | 2 | 2 | ANGLE, HRS, 8.0 X 0.50, 30.75" LENGTH | 12887
13631-02_drw.pdf | 3 | 2 | PLATE, PUMP BRACE, .25" x 7.00" x 22.00" | 13627
13631-02_drw.pdf |  | (4)
13632-01_drw.pdf |  | POWER | CFP15E-F10/20/30/40
13632-01_drw.pdf |  | 8.5C, | STANDARD SC
13632-01_drw.pdf |  | PUMP | CFP15E
13632-01_drw.pdf |  | U-JOINT, | SAE#1 FW, 1710/1810/U3172/ DRIVESHAFTS
13632-01_drw.pdf |  | DRIVE, | CFP15E, 2.125" BORE, .500" KEY
13632-02_drw.pdf | 1 | 1 | ASSEMBLY, POWER MODULE, CFP15E-F10/20/30/40 | 8715
13632-02_drw.pdf | 2 | 1 | SHAFT, DRIVE 8.5C, STANDARD SC | 12576
13632-02_drw.pdf | 3 | 1 | ASSY, TELESCOPING SHAFT GUARD, SAE #1, CFP15E | 12848
13632-02_drw.pdf | 4 | 1 | FRAME, SPP PUMP TY15E, CFP15E | 13631-02
13632-02_drw.pdf | 7 | 1 | PUMP, SPP | TY15E
13637_drw.pdf | 1 | 2 | ANGLE, HRS, 8.0 X 8.0 X 0.50 | 13637_01
13637_drw.pdf | 2 | 2 | CHANNEL, A-36, 12 x 2.942 x .282, 20.7# STEEL | 13637_02
13637_drw.pdf | 3 | 1 | SHEET, HRS, 0.375 | 13637_03
13637_drw.pdf | 4 | 2 | ANGLE, HRS, 3.0 X 3.0 X 0.25 | 13637_04
13637_drw.pdf | 5 | 2 | SHEET, HRS, 0.375 | 13637_05
13637_drw.pdf | 6 | 2 | PLATE, HRS, .375 THICK | 13637_06
13637_drw.pdf | 7 | 1 | ANGLE, HRS, 3.0 X 3.0 X 0.50 | 13637_07
13637_s0157_drw.pdf | 1 | 2 | ANGLE, HRS, 8.0 X 8.0 X 0.50 | 13637_01_S0157
13637_s0157_drw.pdf | 2 | 2 | CHANNEL, A-36, 12 x 2.942 x .282, 20.7# STEEL | 13637_02_S0157
13637_s0157_drw.pdf | 3 | 1 | SHEET, HRS, 0.375 | 13637_03_S0157
13637_s0157_drw.pdf | 4 | 2 | ANGLE, HRS, 3.0 X 3.0 X 0.25 | 13637_04_S0157
13637_s0157_drw.pdf | 5 | 2 | PLATE, HRS, .375 THICK | 13637_06_S0157
13637_s0157_drw.pdf | 6 | 1 | ANGLE, HRS, 3.0 X 3.0 X 0.50 | 13637_07_S0157
13638_drw.pdf | ITEM
13638_drw.pdf | 1 | 1 | GUARD, HARMONIC BALANCE, CFP30E | 13639
13638_drw.pdf | 2 | 1 | GUARD, ALTERNATOR, CFP30E | 13640
13638_drw.pdf | 3 | 2 | BRACKET, MOUNTING, GUARD, FIREPUMP | 8593
13638_drw.pdf | 4 | 1 | SHIELD, TURBO, LEFT, CFP30E | 13546
13638_drw.pdf |  |  | SHIELD, TURBO, RIGHT, CFP30E | 13547
13638_drw.pdf |  |  | RIGHT, CFP30E | 13548
13638_drw.pdf |  |  |  | 13549
13638_drw.pdf | 11 | 1 | WASHER,
13638_drw.pdf | 12 | 2 | WASHER,FLAT, M6
13638_drw.pdf | 13 | 2 | WASHER,FLAT, M8
13638_drw.pdf | 14 | 1 | NUT,HEX, M8-1.25 | 20120-M8
13638_drw.pdf | 15 | 2 | SCREW,HH, M6-1.00x16MM | 20306-016
13638_drw.pdf |  |  |  | 20308-020
13639_drw.pdf | ITEM
13639_drw.pdf | 1 | 1 | NUT, WELD OFFSET HOLE, M6 X 1 | 0870-2025
13639_drw.pdf | 2 | 1 | GUARD, HARMONIC BALANCER, CFP30E FIREPUMP | 23524
13639_drw.pdf |  |  | C
13639_drw.pdf |  |  | 2
13640_drw.pdf | ITEM
13640_drw.pdf | 1 | 2 | NUT, WELD OFFSET HOLE, M6 X 1 | 0870-2025
13640_drw.pdf | 2 | 1 | GUARD, ALTERNATOR, CFP30E | 23525
13652_drw.pdf | 1 | 2 | COMPONENT, SPACER | 13650
13652_drw.pdf | 2 | 1 | COMPONENT, SPACER | 13651
13654_drw.pdf | 1 | 2 | CHANNEL C10 X 15.3, A-36 | 13654-01
13654_drw.pdf | 2 | 2 | TUBE, 10" X 5" RECTANGULAR, CARBON STEEL | 13654-02
13654_drw.pdf | 3 | 6 | CHANNEL C4 X 5.4, A-36 | 13654-03
13654_drw.pdf | 4 | 2 | CHANNEL C10 X 15.3, A-36 | 13654-04
13654_drw.pdf | 5 | 1 | PLATE, DECK, DIAMOND TREAD , STEEL | 13654-05
13654_drw.pdf | 6 | 2 | ANGLE, 1-1/2" X 1-1/2" X 1/8", A-36 | 13654-06
13654_drw.pdf | 7 | 2 | ANGLE, 1-1/2" X 1-1/2" X 1/8", A-36 | 13654-07
13654_drw.pdf | 8 | 2 | ANGLE, 1-1/2" X 1-1/2" X 1/8", A-36 | 13654-09
13654_drw.pdf | 9 | 4 | TUBING, 4" X 1/4" WALL, CARBON STEEL | 13654-10
13654_drw.pdf | 10 | 4 | PLATE, 1/4", CARBON STEEL | 13654-11
13659_drw.pdf | 1 | 1 | ENGINE, CUMMINS 30 LITER, D573003CX03- FR5216 | 13207_B
13659_drw.pdf | 2 | 1 | ASSEMBLY, SUPPORT, CFP30E | 13536
13659_drw.pdf | 3 | 1 | ASSEMBLY, OPERATORS STATION, CFP30E | 13544
13659_drw.pdf | 4 | 1
13659_drw.pdf | 8 | 1 | ASSEMBLY, GUARDS, CFP30E | 13638
13659_drw.pdf | 9 | 1 | ASSEMBLY, HEAT EXCHANGER, SEA WATER, CFP30E | 13760
13659_drw.pdf | 10 | 1 | ASSEMBLY, SENSORS, CFP30 | 15119
13659_drw.pdf | 11 | 1 | HOSE, FILL AND VENT LINES, CFP30 | 15128
13659_drw.pdf | 12 | 1 | KIT, FUEL LINES, CFP30, F10/20/30/40 - EXT ONLY | 15212
13659_drw.pdf | 13 | 1 | ASSEMBLY, FLANGED DISCHARGE PIPE, CFP30E (OPTIONAL) | 15336
13659_drw.pdf | 14 | 1 | ASSEMBLY, OIL DRAIN W/ VALVE, CFP30E (OPTIONAL) | 15338
13659_drw.pdf | 15 | 2 | FLEX, EXHAUST, 6" ASA FLG X 6" CUMMINS EXH FLANGE X 18" | 6735-59
13659_drw.pdf | 16 | 1 | BRACKET, COOLING LOOP, CFP30 | 14401
13659_drw.pdf | 17 | 1 | BRACKET, COOLING LOOP, CFP30 | 15120
13659_drw.pdf | 18 | 3 | CLAMP,U-BOLT,GUILLOTINE, 2.25" | 89542K
13659_s0157_drw.pdf | 1 | 1 | ENGINE, CUMMINS 30 LITER, D573003CX03- FR5216 | 13207_B
13659_s0157_drw.pdf | 2 | 1 | ASSEMBLY, SUPPORT, CFP30E | 13536_S0157
13659_s0157_drw.pdf | 3 | 1 | ASSEMBLY, OPERATORS STATION, CFP30E | 13544
13659_s0157_drw.pdf | 4 | 1 | ASSEMBLY, TURBO GUARDS, CFP30E, - | 13545_S0157
13659_s0157_drw.pdf | 5 | 1 | AIR CLEANERS, CFP30E, SUB ASSY | 13550
13659_s0157_drw.pdf | 6 | 1 | ASSEMBLY, COOLANT HEATER, CFP30E FIREPUMP | 13568
13659_s0157_drw.pdf | 7 | 1 | ASSEMBLY, FUEL PIPING, CFP30E,, OPTIONAL | 13569
13659_s0157_drw.pdf | 8 | 2 | FLEX, EXHAUST, 6" ASA FLG X 6" CUMMINS EXH FLANGE X | 18"6735-59
13661_drw.pdf | 1 | 2 | SPACER, GTA855 ISOLATOR | 13660
13661_drw.pdf | 2 | 1 | CROSSMEMBER,GENERATOR, GTA19 | 13662
13661_drw.pdf | 3 | 2 | PLATE,GENERATOR CROSSMEMBER, GTA19 | 13663
13661_drw.pdf | 4 | 2 | GUSSET,GEN XMBR, GTA855/19 | 15285
13661_drw.pdf | 3.69
13664_drw.pdf | 1 | 2 | SPACER, GTA855 ISOLATOR | 13660
13664_drw.pdf | 2 | 1 | CROSSMEMBER,GENERATOR, GTA855/19 | 13665
13664_drw.pdf | 3 | 2 | PLATE,GENERATOR CROSSMEMBER, GTA855/19 | 13666
13664_drw.pdf | 4 | 2 | GUSSET,GEN XMBR, GTA855/19 | 15285
13667_drw.pdf | 1 | 2 | SPACER, GTA855 ISOLATOR | 13660
13667_drw.pdf | 2 | 1 | CROSSMEMBER,GENERATOR, GTA855/19 | 13668
13667_drw.pdf | 3 | 2 | PLATE, GENERATOR CROSSMEMBER, GTA855/19 | 13669
13667_drw.pdf | 4 | 2 | GUSSET,GEN XMBR, GTA855/19 | 15285
13671-01_drw.pdf | 1 | 1 | WELDMENT, RAIN COVER | 13154
13671-01_drw.pdf | 2 | 1 | GASKET, RAIN SHIELD | 14318
13671-01_drw.pdf | NOTES:
13671-01_drw.pdf | ALL | DOORS | KEYED ALIKE
13671-01_drw.pdf | CONTINUOUS | CONTINUOUS | STAINLESS STEEL HINGE ALL DOORS
13671-01_drw.pdf |  | MATERIAL:
13671-01_drw.pdf | SHIP | WITH | CNP 13671-26 AND 13671-27 COVER FOR RADIATOR | ACCESS
13671-01_drw.pdf | IF | RADIATOR | FLASHING IS FURNISHED, PRE-DRILL HOLES
13671-01_drw.pdf |  | LIFTING | EYES (4) 14 GAUGE FOR ENCLOSURE HANDLING ONLY
13671-01_drw.pdf |  | REFERENCE | NPOWER 11866 ASSEMBLY DRAWING
13671-01_drw.pdf |  | RADIATOR
13671-01_drw.pdf |  |  | NOTED ON ORDER 2.0" FOAM INSULATION IN HOODS
13671-01_drw.pdf | AND | 1.5" | INSULATION W/ALUMINUM PERF LINING
13671-01_drw.pdf |  | ENCLOSURE
13672_drw.pdf | 1 | 4 | LUMBER, 1 7/8 X 4 X 114 LONG, HW, SIZE THKNESS EXACT | 13672-01
13672_drw.pdf | 2 | 4 | LUMBER, 3 X 4 X 55 LONG, HW STR | 13672-02
13672_drw.pdf | 3 | 2 | LUMBER, 6/4 X 6 X 114 LONG, HW, 8 INCH LIP | 13672-03
13672_drw.pdf | 4 | 5 | LUMBER, 4 X 6 X 55 LONG, HW STR | 13672-04
13672_drw.pdf | 5 | 8 | LUMBER, 7/4 X 4 X 12 LONG, ASPEN | 13672-05
13672_drw.pdf | 6 | 4 | LUMBER, 7/4 X 4 X 6 LONG, ASPEN | 13672-06
13672_drw.pdf |  |  | NOTES:
13672_drw.pdf |  |  | LABEL SKID WITH PART NUMBER
13672_drw.pdf |  |  | ALL LUMBER TO BE HEAT TREATED AND MARKED
13688_drw.pdf | 1 | 1 | ANGLE, TERMINATION BOX MOUNTING | 13689
13688_drw.pdf | 2 | 2 | PLATE, TERMINATION BOX MOUNTING | 13690
13691-01_drw.pdf | 1 | 1 | ASSEMBLY, UCI274 PANEL, TERMINATION BOX EXTENSION | 13729
13691-01_drw.pdf | 2 | 1 | WELDMENT, TERMINATION BOX FLOOR | 13991
13691-01_drw.pdf | 3 | 2 | PANEL, TERMINATION BOX SIDE | 13992-01
13691-01_drw.pdf | 4 | 1 | PANEL,RR,CONDUIT BOX, UCI274/HCI4/HCI5 | 14342
13691-01_drw.pdf | 5 | 1 | PANEL,FRNT,CONDUIT BOX, UCI274 | 14345
13691-01_drw.pdf | 6 | 1 | PANEL,TOP,CONDUIT BOX, UCI274,HCI4,HCI5 | 13694
13691-01_drw.pdf | 7 | 1 | SHEET,PCC2100 | 13712
13691-01_drw.pdf | 8 | 1 | SHEET,FLR,CONDUIT BOX, UCI274 | 13990
13691-02_drw.pdf | 1 | 1 | ASSEMBLY, UCI274 PANEL, TERMINATION BOX EXTENSION | 13729
13691-02_drw.pdf | 2 | 1 | WELDMENT, TERMINATION BOX FLOOR | 13991
13691-02_drw.pdf | 3 | 1 | PANEL, TERMINATION BOX SIDE | 13992-01
13691-02_drw.pdf | 4 | 1 | PANEL, TERMINATION BOX SIDE | 13992-02
13691-02_drw.pdf | 5 | 1 | PANEL,RR,CONDUIT BOX, UCI274/HCI4/HCI5 W/CTRL | 14341
13691-02_drw.pdf | 6 | 1 | PANEL,FRNT,CONDUIT BOX, UCI274 | 14345
13691-02_drw.pdf | 7 | 1 | PANEL,TOP,CONDUIT BOX, UCI274,HCI4,HCI5 | 13694
13691-02_drw.pdf | 8 | 1 | SHEET,PCC2100 | 13712
13691-02_drw.pdf | 9 | 1 | SHEET,FLR,CONDUIT BOX, UCI274 | 13990
13691-02_drw.pdf |  |  | 7
13691-02_drw.pdf |  | 8
13691-03_drw.pdf | 1 | 1 | ASSEMBLY, UCI274 PANEL, TERMINATION BOX EXTENSION | 13729
13691-03_drw.pdf | 2 | 1 | WELDMENT, TERMINATION BOX FLOOR | 13991
13691-03_drw.pdf | 3 | 1 | PANEL, TERMINATION BOX SIDE | 13992-01
13691-03_drw.pdf | 4 | 1 | PANEL, TERMINATION BOX SIDE | 13992-02
13691-03_drw.pdf | 5 | 1 | PANEL,RR,CONDUIT BOX, UCI274/HCI4/HCI5 W/CTRL | 14341
13691-03_drw.pdf | 6 | 1 | PANEL,FRNT,CONDUIT BOX, UCI274 | 14345
13691-03_drw.pdf | 7 | 1 | PANEL,TOP,CONDUIT BOX, UCI274,HCI4,HCI5 | 13694
13691-03_drw.pdf | 8 | 1 | SHEET,PCC2100 | 13712
13691-03_drw.pdf | 9 | 1 | SHEET,FLR,CONDUIT BOX, UCI274 | 13990
13691-04_drw.pdf | 1 | 1 | ASSEMBLY, UCI274 PANEL, TERMINATION BOX EXTENSION | 13729
13691-04_drw.pdf | 2 | 1 | WELDMENT, TERMINATION BOX FLOOR | 13991
13691-04_drw.pdf | 3 | 2 | PANEL, TERMINATION BOX SIDE | 13992-01
13691-04_drw.pdf | 4 | 1 | PANEL,RR,CONDUIT BOX, UCI274/HCI4/HCI5 | 14342
13691-04_drw.pdf | 5 | 1 | PANEL,FRNT,CONDUIT BOX, UCI274 | 14345
13691-04_drw.pdf | 6 | 1 | PANEL,TOP,CONDUIT BOX, UCI274,HCI4,HCI5 | 13694
13691-04_drw.pdf | 7 | 1 | SHEET,PCC2100 | 13712
13691-04_drw.pdf | 8 | 1 | SHEET,FLR,CONDUIT BOX, UCI274 | 13990
13691-05_drw.pdf | 1 | 1 | WELDMENT, TERMINATION BOX FLOOR | 13991
13691-05_drw.pdf | 2 | 2 | PANEL, TERMINATION BOX SIDE | 13992-01
13691-05_drw.pdf | 3 | 1 | PANEL,RR,CONDUIT BOX, UCI274/HCI4/HCI5 | 14342
13691-05_drw.pdf | 4 | 1 | PANEL,FRNT,CONDUIT BOX, HCI4 | 14344
13691-05_drw.pdf | 5 | 1 | PANEL,TOP,CONDUIT BOX, UCI274,HCI4,HCI5 | 13694
13691-05_drw.pdf | 6 | 1 | SHEET,PCC2100 | 13712
13691-05_drw.pdf | 7 | 1 | SHEET,FLR,CONDUIT BOX, HCI4 | 13989
13691-06_drw.pdf | 1 | 1 | WELDMENT, TERMINATION BOX FLOOR | 13991
13691-06_drw.pdf | 2 | 1 | PANEL, TERMINATION BOX SIDE | 13992-01
13691-06_drw.pdf | 3 | 1 | PANEL, TERMINATION BOX SIDE | 13992-02
13691-06_drw.pdf | 4 | 1 | PANEL,RR,CONDUIT BOX, UCI274/HCI4/HCI5 W/CTRL | 14341
13691-06_drw.pdf | 5 | 1 | PANEL,FRNT,CONDUIT BOX, HCI4 | 14344
13691-06_drw.pdf | 6 | 1 | PANEL,TOP,CONDUIT BOX, UCI274,HCI4,HCI5 | 13694
13691-06_drw.pdf | 7 | 1 | SHEET,PCC2100 | 13712
13691-06_drw.pdf | 8 | 1 | SHEET,FLR,CONDUIT BOX, HCI4 | 13989
13691-07_drw.pdf | 1 | 1 | WELDMENT, TERMINATION BOX FLOOR | 13991
13691-07_drw.pdf | 2 | 1 | PANEL, TERMINATION BOX SIDE | 13992-01
13691-07_drw.pdf | 3 | 1 | PANEL, TERMINATION BOX SIDE | 13992-02
13691-07_drw.pdf | 4 | 1 | PANEL,RR,CONDUIT BOX, UCI274/HCI4/HCI5 W/CTRL | 14341
13691-07_drw.pdf | 5 | 1 | PANEL,FRNT,CONDUIT BOX, HCI4 | 14344
13691-07_drw.pdf | 6 | 1 | PANEL,TOP,CONDUIT BOX, UCI274,HCI4,HCI5 | 13694
13691-07_drw.pdf | 7 | 1 | SHEET,PCC2100 | 13712
13691-07_drw.pdf | 8 | 1 | SHEET,FLR,CONDUIT BOX, HCI4 | 13989
13691-08_drw.pdf | 1 | 1 | WELDMENT, TERMINATION BOX FLOOR | 13991
13691-08_drw.pdf | 2 | 2 | PANEL, TERMINATION BOX SIDE | 13992-01
13691-08_drw.pdf | 3 | 1 | PANEL,RR,CONDUIT BOX, UCI274/HCI4/HCI5 | 14342
13691-08_drw.pdf | 4 | 1 | PANEL,FRNT,CONDUIT BOX, HCI4 | 14344
13691-08_drw.pdf | 5 | 1 | PANEL,TOP,CONDUIT BOX, UCI274,HCI4,HCI5 | 13694
13691-08_drw.pdf | 6 | 1 | SHEET,PCC2100 | 13712
13691-08_drw.pdf | 7 | 1 | SHEET,FLR,CONDUIT BOX, HCI4 | 13989
13691-09_drw.pdf | 1 | 1 | WELDMENT, TERMINATION BOX FLOOR | 13991
13691-09_drw.pdf | 2 | 2 | PANEL, TERMINATION BOX SIDE | 13992-01
13691-09_drw.pdf | 3 | 1 | PANEL,RR,CONDUIT BOX, UCI274/HCI4/HCI5 | 14342
13691-09_drw.pdf | 4 | 1 | PANEL,FRNT,CONDUIT BOX, HCI5 | 14343
13691-09_drw.pdf | 5 | 1 | PANEL,TOP,CONDUIT BOX, UCI274,HCI4,HCI5 | 13694
13691-09_drw.pdf | 6 | 1 | SHEET,PCC2100 | 13712
13691-09_drw.pdf | 7 | 1 | SHEET,FLR,CONDUIT BOX, HCI5 C/D/E | 13988
13691-10_drw.pdf | 1 | 1 | WELDMENT, TERMINATION BOX FLOOR | 13991
13691-10_drw.pdf | 2 | 1 | PANEL, TERMINATION BOX SIDE | 13992-01
13691-10_drw.pdf | 3 | 1 | PANEL, TERMINATION BOX SIDE | 13992-02
13691-10_drw.pdf | 4 | 1 | PANEL,RR,CONDUIT BOX, UCI274/HCI4/HCI5 W/CTRL | 14341
13691-10_drw.pdf | 5 | 1 | PANEL,FRNT,CONDUIT BOX, HCI5 | 14343
13691-10_drw.pdf | 6 | 1 | PANEL,TOP,CONDUIT BOX, UCI274,HCI4,HCI5 | 13694
13691-10_drw.pdf | 7 | 1 | SHEET,PCC2100 | 13712
13691-10_drw.pdf | 8 | 1 | SHEET,FLR,CONDUIT BOX, HCI5 C/D/E | 13988
13691-11_drw.pdf | 1 | 1 | WELDMENT, TERMINATION BOX FLOOR | 13991
13691-11_drw.pdf | 2 | 1 | PANEL, TERMINATION BOX SIDE | 13992-01
13691-11_drw.pdf | 3 | 1 | PANEL, TERMINATION BOX SIDE | 13992-02
13691-11_drw.pdf | 4 | 1 | PANEL,RR,CONDUIT BOX, UCI274/HCI4/HCI5 W/CTRL | 14341
13691-11_drw.pdf | 5 | 1 | PANEL,FRNT,CONDUIT BOX, HCI5 | 14343
13691-11_drw.pdf | 6 | 1 | PANEL,TOP,CONDUIT BOX, UCI274,HCI4,HCI5 | 13694
13691-11_drw.pdf | 7 | 1 | SHEET,PCC2100 | 13712
13691-11_drw.pdf | 8 | 1 | SHEET,FLR,CONDUIT BOX, HCI5 C/D/E | 13988
13691-12_drw.pdf | 1 | 1 | WELDMENT, TERMINATION BOX FLOOR | 13991
13691-12_drw.pdf | 2 | 2 | PANEL, TERMINATION BOX SIDE | 13992-01
13691-12_drw.pdf | 3 | 1 | PANEL,RR,CONDUIT BOX, UCI274/HCI4/HCI5 | 14342
13691-12_drw.pdf | 4 | 1 | PANEL,FRNT,CONDUIT BOX, HCI5 | 14343
13691-12_drw.pdf | 5 | 1 | PANEL,TOP,CONDUIT BOX, UCI274,HCI4,HCI5 | 13694
13691-12_drw.pdf | 6 | 1 | SHEET,PCC2100 | 13712
13691-12_drw.pdf | 7 | 1 | SHEET,FLR,CONDUIT BOX, HCI5 C/D/E | 13988
13691-13_drw.pdf | 1 | 1 | WELDMENT, TERMINATION BOX FLOOR | 13991
13691-13_drw.pdf | 2 | 2 | PANEL, TERMINATION BOX SIDE | 13992-01
13691-13_drw.pdf | 3 | 1 | PANEL,RR,CONDUIT BOX, UCI274/HCI4/HCI5 | 14342
13691-13_drw.pdf | 4 | 1 | PANEL,FRNT,CONDUIT BOX, HCI5 | 14343
13691-13_drw.pdf | 5 | 1 | PANEL,TOP,CONDUIT BOX, UCI274,HCI4,HCI5 | 13694
13691-13_drw.pdf | 6 | 1 | SHEET,PCC2100 | 13712
13691-13_drw.pdf | 7 | 1 | SHEET,FLR,CONDUIT BOX, HCI5 F | 14499
13691-14_drw.pdf | 1 | 1 | WELDMENT, TERMINATION BOX FLOOR | 13991
13691-14_drw.pdf | 2 | 1 | PANEL, TERMINATION BOX SIDE | 13992-01
13691-14_drw.pdf | 3 | 1 | PANEL, TERMINATION BOX SIDE | 13992-02
13691-14_drw.pdf | 4 | 1 | PANEL,RR,CONDUIT BOX, UCI274/HCI4/HCI5 W/CTRL | 14341
13691-14_drw.pdf | 5 | 1 | PANEL,FRNT,CONDUIT BOX, HCI5 | 14343
13691-14_drw.pdf | 6 | 1 | PANEL,TOP,CONDUIT BOX, UCI274,HCI4,HCI5 | 13694
13691-14_drw.pdf | 7 | 1 | SHEET,PCC2100 | 13712
13691-14_drw.pdf | 8 | 1 | SHEET,FLR,CONDUIT BOX, HCI5 F | 14499
13700_drw.pdf | 1 | 1 | FUEL LINE, #12-261, - | 13700_LINE
13700_drw.pdf | 2 | 1 | HOSE END, 20 SERIES, 1" NPT X #12 HOSE | 20120-12-12
13700_drw.pdf | 3 | 1 | ADAPTER, HOSE, #12 FEMALE JIC 45 DEG. SWIVEL | 20820-12-12
13704_drw.pdf | 1 | 1 | CHANNEL,FRAME, GTA28 RH | 13705
13704_drw.pdf | 2 | 1 | CHANNEL,FRAME, GTA28 FRONT | 13706
13704_drw.pdf | 3 | 2 | CHANNEL, CROSSMEMBER, ENGINE, GTA28 | 13708
13704_drw.pdf | 4 | 8 | GUSSET,ENGINE CROSSMEMBER, GTA28/38 | 13710
13704_drw.pdf |  |  |  | 17396
13704_drw.pdf | 9 | 1 | CHANNEL, X-MEMBER, FRAME, GTA28, RADIATOR | SUPPAO0R4T2E715
13704_drw.pdf |  |  | 3
13704_drw.pdf |  |  | 6
13704_drw.pdf |  |  | 5
13729_drw.pdf | 1 | 1 | COMPONENT, UCI274 PANEL, TERMINATION BOX EXTENSION | 13730
13729_drw.pdf | 2 | 1 | COMPONENT, UCI274 EXTENSION | 13731
13750_drw.pdf | ITEM
13750_drw.pdf | 2 |  | 1 HOSE, SILICONE, 3/4" ID, 22.50" | 14194
13750_drw.pdf | 3 |  | 1 HOSE, SILICONE, 3/4" ID, 9.00" | 14194
13750_drw.pdf | 5
13750_drw.pdf | 6
13750_drw.pdf | 8
13750_drw.pdf | 9
13750_drw.pdf | 11 |  | 4 ISOLATOR, STUD MOUNT, 1/4-20, TECH PRODUCTS | 13102
13750_drw.pdf | 12
13750_drw.pdf | 14
13750_drw.pdf | 15 |  | 4 NUT,HEX, 0.25-20 | 20100-025
13750_drw.pdf | 17 |  | 2 SCREW,HH, M8-1.25x40 | 20308-040
13756_drw.pdf | 1 | 1 | TAB | 13757
13756_drw.pdf | 2 | 1 | LEG | 13758
13756_drw.pdf | 3 | 1 | TAB | 13759
13756_drw.pdf |  |  | 3
13760_drw.pdf |  |  | AND TUBE, 2-PASS, 8" DIA. W/
13760_drw.pdf |  |  | AND TUBE, 2-PASS, 8" DIA. W/
13760_drw.pdf |  | 4" | FIREPUIMP, CFP30E
13760_drw.pdf |  | 3" | FIREPUMP, CFP30E
13760_drw.pdf |  | LINE, | PARKER 801, 1/4" ID X 28" LG
13760_drw.pdf |  | LINE, | PARKER 801, 1/4" ID X 30" LG
13760_drw.pdf |  | 3" | FIREPUMP, CFP30E
13760_drw.pdf |  | MOUNTING,
13760_s0157_drw.pdf |  | MOUNTING, | EXPANSION TANK, CFP30E FIREPUMP
13760_s0157_drw.pdf |  |  | AND TUBE, 2-PASS, 8" DIA. W/
13760_s0157_drw.pdf |  |  | FIREPUMP, CFP30E
13760_s0157_drw.pdf |  |  | STEEL, 4" FLANGE TO 3" HOSE
13760_s0157_drw.pdf |  | DUAL | CHAMBER, ROCORE #R31221 - 10 GAL -
13760_s0157_drw.pdf |  |  | 3" NPT-3" HOSE
13760_s0157_drw.pdf |  |  | 3" NPT X 4" HOSE
13760_s0157_drw.pdf |  | STAINLESS
13761_drw.pdf | 1 | 1 | HEAT EXCHANGER, SHELL & TUBE, 2-PASS, 2.5" NPT RAW | WATER13761
13761_drw.pdf | 2 | 2 | BRACKET, HEAT EXCHANGER, INCLUDED WITH UNIT | 13762_BRKT
13762_drw.pdf | 1 | 1 | HEAT EXCHANGER, SHELL & TUBE, 2-PASS, 2.5" NPT RAW | WATER13762
13762_drw.pdf | 2 | 2 | BRACKET, HEAT EXCHANGER, INCLUDED WITH UNIT | 13762_BRKT
13763_drw.pdf | 1 | 1 | SHEET, HRS, 0.50" | 13763_01
13763_drw.pdf | 2 | 2 | TUBING, STEEL, 2.0 X 2.0 X .25" WALL | 13763_02
13763_drw.pdf | 3 | 1 | TUBING, STEEL, 2.0 X 2.0 X .25" WALL | 13763_03
13763_drw.pdf | 4 | 3 | SHEET, HRS, 0.50" | 13763_05
13763_drw.pdf | 5 | 1 | SHEET, HRS, 0.25" | 13763_06
13763_drw.pdf | 6 | 1 | TUBING, STEEL, 2.0 X 2.0 X .25" WALL | 13763_07
13763_drw.pdf | 7 | 2 | TUBING, STEEL, 2.0 X 2.0 X .25" WALL | 13763_08
13763_drw.pdf | 8 | 1 | TUBING, STEEL, 2.0 X 2.0 X .25" WALL | 13763_09
13763_drw.pdf | 9 | 1 | TUBING, STEEL, 2.0 X 2.0 X .25" WALL | 13763_10
13763_drw.pdf | 10 | 1 | SHEET, HRS, 0.25" | 13763_11
13763_drw.pdf | 11 | 2 | SHEET, HRS, 0.25" | 13763_12
13763_drw.pdf | 12 | 2 | PLATE, HRS, 0.25" | 13763_13
13763_s0157_drw.pdf | 1 | 1 | SHEET, HRS, 0.50" | 13763_01_S0157
13763_s0157_drw.pdf | 2 | 2 | TUBING, STEEL, 2.0 X 2.0 X .25" WALL | 13763_02_S0157
13763_s0157_drw.pdf | 3 | 1 | TUBING, STEEL, 2.0 X 2.0 X .25" WALL | 13763_03_S0157
13763_s0157_drw.pdf | 4 | 3 | SHEET, HRS, 0.50" | 13763_05_S0157
13763_s0157_drw.pdf | 5 | 1 | SHEET, HRS, 0.25" | 13763_06_S0157
13763_s0157_drw.pdf | 6 | 1 | TUBING, STEEL, 2.0 X 2.0 X .25" WALL | 13763_07_S0157
13763_s0157_drw.pdf | 7 | 2 | TUBING, STEEL, 2.0 X 2.0 X .25" WALL | 13763_08_S0157
13763_s0157_drw.pdf | 8 | 1 | TUBING, STEEL, 2.0 X 2.0 X .25" WALL | 13763_09_S0157
13763_s0157_drw.pdf | 9 | 1 | TUBING, STEEL, 2.0 X 2.0 X .25" WALL | 13763_10_S0157
13763_s0157_drw.pdf | 10 | 1 | SHEET, HRS, 0.25" | 13763_11_S0157
13763_s0157_drw.pdf | 11 | 2 | SHEET, HRS, 0.25" | 13763_12_S0157
13763_s0157_drw.pdf | 12 | 2 | PLATE, HRS, 0.25" | 13763_13_S0157
13770_drw.pdf | ITEM
13770_drw.pdf | 1 | 1 | HOSE, 221FR-6 X 10" LG | 13770-HOSE
13771_drw.pdf | 1 | 1 | HOSE, 221FR-6 X 22" LG | 13771-HOSE
13771_drw.pdf | 2 | 1 | FTG, 13926-6-6,FEMALE JIC 37° SWIVEL, 90° ELBOW, PARKER OR
13772_drw.pdf | 11 | 11 | OOSSPP,, MMOODDIIFFIIEEDD VVAALLVVEE CCOOVVEERR,, CCFFPP55EE | 1133885522
13772_drw.pdf | 22 | 11 | SSWWIITTCCHH,, PPRROOXXIIMMIITTYY,, 22MM CCAABBLLEE,, 1122--2244VV | 1122886655
13772_drw.pdf | 33 | 11 | WWAASSHHEERR,, PPRREESSSSUURREE SSEEAALLIINNGG WWAASSHHEERR,, -- | 1133776699
13772_drw.pdf | DETAIL:
13786_drw.pdf | 1 | 1 | CROSSMEMBER,GENERATOR, GTA28 | 13709
13786_drw.pdf | 2 | 2 | GUSSET,ENGINE CROSSMEMBER, GTA28/38 | 13710
13786_drw.pdf | 3 | 2 | PLATE,GENERATOR CROSSMEMBER, GTA28/38/50 | 13787
13794_drw.pdf | 1 | 1 | CHANNEL,FRAME,RADIATOR SUPPORT, GTA28 | 13799
13794_drw.pdf | 2 | 1 | CHANNEL,FRAME, GTA28 LH | 13800
13794_drw.pdf | 3 | 1 | CHANNEL,FRAME, GTA28 RH | 13801
13796_drw.pdf | 1 | 2 | PLATE, TERMINATION BOX MOUNTING | 13690
13796_drw.pdf | 2 | 1 | ANGLE,TERMINATION BOX MOUNTING, GTA28 | 13797
13808_drw.pdf | ITEM
13808_drw.pdf | 1 | 2 | PLATE,GENERATOR CROSSMEMBER, GTA28/38/50 | 13787
13808_drw.pdf | 2 | 1 | CROSSMEMBER,GENERATOR, GTA28 | 13809
13808_drw.pdf |  |  | 1
13808_drw.pdf |  |  | (7.50)
13808_drw.pdf |  |  |  | TYP
13810_drw.pdf | 1 | 2 | PLATE, TERMINATION BOX MOUNTING | 13690
13810_drw.pdf | 2 | 1 | ANGLE,TERMINATION BOX MOUNTING, GTA28 | 13811
13821_drw.pdf | 1 | 2 | END CAP,TUBE,THREADED, - | 13814
13821_drw.pdf | 2 | 1 | CROSSMEMBER,ENGINE,FRONT, GTA38/50 | 13833
13821_drw.pdf | 3 | 1 | CHANNEL,FRAME, GTA50 LH | 13834
13821_drw.pdf | 4 | 1 | CHANNEL,FRAME, GTA50 RH | 13835
13821_drw.pdf |  |  | GTA38/50 | 14105
13821_drw.pdf | 9 | 1 | CHANNEL, CROSSMEMBER, ENGINE, GTA38/50 | 14215
13821_drw.pdf | 10 | 4 | BRKT,LIFTING, - | 14254
13826_drw.pdf | 1 | 1 | PLATE, PROXIMITY SENSOR LOCATOR, HDPE, CFP_5E | 13825
13826_drw.pdf | 2 | 2 | BOLT, HD CAP, 9/16"-18, 18-8 STNL STL, 1-1/2" LONG, FULL THREAD | 13827
13826_drw.pdf | 3 | 3 | ROD, THREADED, 9/16"-18, STEEL, 3.50" LONG | 13828
13826_drw.pdf | 4 | 1
13826_drw.pdf |  |  | 5 2 6
13826_drw.pdf |  | 4 | 6
13826_drw.pdf |  |  | 5
13826_drw.pdf |  |  | 3
13826_drw.pdf |  |  | 5
13826_drw.pdf | STUD, | NUT'S | AND WASHER'S,
13826_drw.pdf |  | FIXTURE | FOR THE CFP_7E
13826_drw.pdf |  |  | 5
13826_drw.pdf |  |  | 6
13832_drw.pdf | 1 | 1 | FRAME,WELDMENT,ISL;30QSB4.5 | A042A151
13832_drw.pdf | 3 | 6 | WASHER,PLAI;N 2.81"OD X .657"ID X .188" THK | 0183
13832_drw.pdf | 4 | 2 | ISOLATOR, UNIVERSA;L215 LB | 12995
13838_drw.pdf | 1 | 2 | PLATE,GENERATOR CROSSMEMBER, GTA28/38/50 | 13787
13838_drw.pdf | 2 | 1 | CROSSMEMBER,GENERATOR, GTA38/50 | 13839
13838_drw.pdf | 3 | 3 | GUSSET,GENERATOR CROSSMEMBER, GTA38/50 | 13841
13846_drw.pdf | 1 2 | 2 4 | CAP,TUBE,THREAD;ED- CROSSMEMB;ERGTA38/50 | 13842
13846_drw.pdf | 3 | 1 | CHANNEL,FRAM;EGTA50 LH | 14224
13846_drw.pdf | 4 | 1 | CHANNEL,FRAM;EGTA50 RH | 14226
13847_drw.pdf | 1 | 2 | LEG, ENGINE REAR, ISOLATED CFP5E | 13344
13847_drw.pdf | 4 | 4 | ISOLATOR, TECH PRODUCTS #60035, | 13340
13847_drw.pdf | 5 | 8 | WASHER, SNUBBING, TECH PRODUCTS 0183 | 13598
13847_drw.pdf | 6 | 4 | LEG, SHIM, ISOLATED, FIREPUMP | 14348
13847_drw.pdf | 7 | 4 | NUT,HEX,PT, M16-2.00 | 20140-M16
13847_drw.pdf | 8 | 10 | SCREW,HH, M12-1.75x25
13847_drw.pdf |  |  | SCREW,HH, M16-2.00x100 | 20316-100
13847_drw.pdf | 11 | 1 | SCREW,HH, M16-2.00x110 | 20316-110
13847_drw.pdf |  |  | 2
13847_drw.pdf | IThisTdoEcumeMntcont#ain6sconfidLentEialGandtraSdeHsecrIetMinformaMtionU,iSsthTe
13847_drw.pdf | IThisTdoEcumeMntcont#ain6sconfidLentEialGandtraSdeHsecrIetMinformaMtionU,iSsthTe
13847_drw.pdf | in accepts the in | confidence. by | CUMMINS FIRE POWER LLC CORPORATE OFFICE AND | DESIGN UPFIT CENTER
13847_drw.pdf | ittrawdiellse(c1r)etnoitnfuosrematthieondotchuemreenitn,or(2a)nynoctopcyoptyhetrheeofdoocrumtehnet, | ittrawdiellse(c1r)etnoitnfuosrematthieondotchuemreenitn,or(2a)nynoctopcyoptyhetrheeofdoocrumtehnet, | WHITE BEAR LAKE, MN | WISCONSIN
13848_drw.pdf | 1 | 1 | COVER, VALVE, QSB6.7 ENGINE, CFP_7E | 3976172
13849_drw.pdf | 1 | 1 | OSP, MODIFIED VALVE COVER, CFP7E | 13853
13849_drw.pdf | 2 | 1 | SWITCH, PROXIMITY, 2M CABLE, 12-24V | 12865
13849_drw.pdf | 3 | 1 | WASHER, PRESSURE SEALING WASHER, - | 13769
13849_drw.pdf |  |  | 0.93
13849_drw.pdf |  |  | PROXIMITY DETAIL: | 1
13851_drw.pdf | ITEM
13851_drw.pdf | 1 | 1 | HOSE, HEATER, 3/4" I.D. x 12" | 80242GL
13851_drw.pdf | 2 | 1 | HOSE, HEATER, 3/4" I.D. x 12" | 80242GL
13851_drw.pdf | 3 | 1 | CIRCULATION HEATER, P&T 3315032, 1500W, 120V, 176°F | 9598
13851_drw.pdf | 4
13851_drw.pdf |  |  |  | 12531-8
13851_drw.pdf | 11 | 1
13851_drw.pdf | 12 | 4 | CLAMP, WORM, .69-1.25
13851_drw.pdf | 13 | 4 | NUT,HEX, 0.25-20
13851_drw.pdf | 14 | 4 | SCREW,HH, 0.25-20x0.50 | 20225-050
13851_drw.pdf | 15 | 2 | SCREW,HH, M12-1.75x25 | 20312-025
13852_drw.pdf | 1 | 1 | VALVE COVER MODIFICATION, CFP_5E | 13317
13852_drw.pdf | 2 | 1 | BAR, ROUND, PROXIMITY SWITCH MOUNT, VALVE COVER, FIRE PUMP | 13774
13852_drw.pdf | 3 | 3 | SCREW, FH SEALING, PHILLIPS HD, 18-8 S.S., 8-32 FULL THRD, 5/8" | LONG 13777
13852_drw.pdf | 4 | 1 | GASKET, VALVE COVER FIRE PUMP, _ | 13824
13852_drw.pdf |  |  | 0.13
13852_drw.pdf |  |  | 4
13852_drw.pdf |  |  | 2
13853_drw.pdf | 1 | 1 | VALVE COVER MODIFICATION, CFP_7E | 13848
13853_drw.pdf | 2 | 1 | BAR, ROUND, PROXIMITY SWITCH MOUNT, VALVE COVER, FIRE | PUM1P3774
13853_drw.pdf | 3 | 3 | SCREW, FH SEALING, PHILLIPS HD, 18-8 S.S., 8-32 FULL | THRD1,3757/78"
13853_drw.pdf | 4 | 1 | GASKET, VALVE COVER FIRE PUMP, _ | 13824
13853_drw.pdf | 5 | 3 | NUT, RIVET COUNTERSUNK, 8-32 THRD, 430 STNL STL | 14142
13853_drw.pdf | GASKET
13853_drw.pdf | UN-COMPRESSED
13856_drw.pdf | 1 | 2 | PLATE,GENERATOR CROSSMEMBER, GTA28/38/50 | 13787
13856_drw.pdf | 2 | 2 | GUSSET,GENERATOR CROSSMEMBER, GTA38/50 | 13841
13856_drw.pdf | 3 | 1 | CROSSMEMBER,GENERATOR, GTA38/50 | 13857
13872_drw.pdf | 1 2 | 1 4 | CROSS, THREADED, 1_1/4" NPT BALL VALVE, 1_1/4 NPT MALE X FEMALE | 12708 12709
13872_drw.pdf | 3 | 1 | GAUGE, PRESSURE, 1/4" NPT, DPG1-2 1/2, 0-100 PSI | 8892
13872_drw.pdf | 4 5 | 3 | TEE,
13874_drw.pdf | 1 | 1 | SWITCH, WATER TEMP, 200F SETTING, #3408632 | 8860
13874_drw.pdf | 2 | 1 | SWITCH, OIL PRESSURE, 16 PSI, #3408607 | 8861
13874_drw.pdf | 3
13878_drw.pdf | 1 | 1 | BACKPLATE, SPLIT SHAFT GUARD, TELESCOPING, SIZE 0-X | 13876
13878_drw.pdf | 2 |  | W/ SLOT, SPLIT BACK SHAFT GUARD, TELESCOPING, SIZE 0-XL, SC | SHAFT 13877
13878_drw.pdf |  |  | 2
13880_drw.pdf | 1 | 2 | WLDMNT, SPLIT BACK SHAFT GUARD, SIZE 0-XL, SC SHAFT | 13878
13880_drw.pdf |  |  | SHAFT GUARD, FIREPUMP SIZE 0-X | 13879
13880_drw.pdf | 4 | 8 | SCREW, CAP, HEX HEAD, M10-1.5 | HHCS_M10
13880_drw.pdf | 5 | 4 | SCREW, CAP, HEX HEAD, M10-1.5 x 20 | HHCS_M10-20
13883_drw.pdf | 1 | 2 | CHANNEL, STRUCTURAL, C8 11.5#, ASTM A36 | 9891-01
13883_drw.pdf | 2 | 2 | CHANNEL, STRUCTURAL, C8 11.5#, ASTM A36 | 9891-02
13883_drw.pdf | 3 | 2 | PLATE, .25" FORMED, ASTM A36 | 9891-03
13884_drw.pdf | 1 | 1 | FRAME, WELDMENT, * CUSTOM *, CFP5.9/7E, | 13883
13884_drw.pdf | 3 | 2 | PLATE, PUMP BRACE, .25" x 4.00" x 22.00" | 13621
13884_drw.pdf |  |  | .25
13884_drw.pdf |  |  | 14.24
13884_drw.pdf |  |  | 2.88
13884_drw.pdf |  | TYP | .25
13884_drw.pdf | 6.00
13884_drw.pdf |  |  | 29.00
13885_drw.pdf | ITEM
13885_drw.pdf | 1 | 1 | ASSEMBLY, POWER MODULE, CFP7E | 13235
13885_drw.pdf | 2 | 1 | FRAME, ITT PUMP 8x6x18_8100 * CUSTOM *, | CFP7E13884
13885_drw.pdf | 4
13886-01_drw.pdf | 1 | 1 | FRAME, WLDMNT, MID, CFP23E | 13596
13886-01_drw.pdf | 4 | 2 | PLATE, PUMP BRACE, .25" x 6.50" x
13886-01_drw.pdf | 22.00
13886-01_drw.pdf |  |  | 48.00
13886-01_drw.pdf |  |  | 51.00
13886-01_drw.pdf | in accepts the in | confidence. by | CUMMINS FIRE POWER LLC CORPORATE OFFICE AND | DESIGN UPFIT CENTER
13886-01_drw.pdf | ittrawdiellse(c1r)etnoitnfuosrematthieondotchuemreenitn,or(2a)nynoctopcyoptyhetrheeofdoocrumtehnet, | ittrawdiellse(c1r)etnoitnfuosrematthieondotchuemreenitn,or(2a)nynoctopcyoptyhetrheeofdoocrumtehnet, | WHITE BEAR LAKE, MN | WISCONSIN
13886-02_drw.pdf | 1 | 1 | FRAME, WLDMNT, MID, CFP23E | 13596
13886-02_drw.pdf | 22.00
13886-02_drw.pdf |  |  | 4.750
13886-02_drw.pdf |  |  | @ 45°
13886-02_drw.pdf |  |  | TYP
13886-02_drw.pdf |  |  | 3 5.25 REF
13886-02_drw.pdf |  |  | 48.00
13886-02_drw.pdf | in accepts the in | confidence. by | CUMMINS FIRE POWER LLC CORPORATE OFFICE AND | DESIGN UPFIT CENTER
13886-02_drw.pdf | ittrawdiellse(c1r)etnoitnfuosrematthieondotchuemreenitn,or(2a)nynoctopcyoptyhetrheeofdoocrumtehnet, | ittrawdiellse(c1r)etnoitnfuosrematthieondotchuemreenitn,or(2a)nynoctopcyoptyhetrheeofdoocrumtehnet, | WHITE BEAR LAKE, MN | WISCONSIN
13886-03_drw.pdf | 1 | 1 | FRAME, WLDMNT, MID, CFP23E | 13596
13886-03_drw.pdf | 2 | 2 | ANGLE, HRS, 8.0 X 8.0 X 0.50, 42.00" LENGTH | 12504-04
13886-03_drw.pdf | 3 | 2 | PLATE, PUMP BRACE, .25" x 3.75" x 22.00" | 12505-02
13886-03_drw.pdf | 4 | 2 | PLATE, PUMP BRACE, .25" x 7.00" x 22.00" | 13627
13886-03_drw.pdf |  |  |  | 4
13886-03_drw.pdf |  |  |  | 3
13887_drw.pdf | 1 | 1 | ASSY, SC SHAFT GUARD, TELESCOPING, SIZE 0-XL | 13880
13887_drw.pdf | 2 | 1 | FRAME, ITT 14x10x20, CFP23E | 13886-01
13887_drw.pdf | 3 | 1 | ASSEMBLY, POWER UNIT, 1800 RPM, CFP23E F10-70, G-DRIVE | 14044
13887_drw.pdf | 4 | 1 | DRIVESHAFT, APT225 SHORT COUPLED, U3200 SERIES | 13508
13887_drw.pdf | 5
13887_drw.pdf | 6 | 1 | ADAPTER, U-JOINT, SAE #1, APT225, CFP23E | 16599
13887_drw.pdf | 7 | 1 | PUMP, ITT/GOULDS | 14X10X10_9100
13888_drw.pdf | 1 | 2 | CHANNEL, STRUCTURAL, C8 11.5#, ASTM A36 | 9891-01
13888_drw.pdf | 2 | 2 | CHANNEL, STRUCTURAL, C8 11.5#, ASTM A36 | 9891-02
13888_drw.pdf | 3 | 2 | PLATE, .25" FORMED, ASTM A36 | 9891-031
13889_drw.pdf | 1 | 1 | FRAME, WELDMENT, * CUSTOM *, CFP5.9/7E, | 13888
13889_drw.pdf | 3 | 2 | PLATE, PUMP BRACE, .25" x 1.25" x 22.00" | 12506-05
13889_drw.pdf |  |  | TYP
13889_drw.pdf |  |  | .25
13889_drw.pdf |  |  | 8.00
13889_drw.pdf |  |  | 26.00
13890_drw.pdf | 1 | 1 | ASSEMBLY, POWER MODULE, CFP7E | 13235
13890_drw.pdf | 2 | 1 | FRAME, AURORA PUMP #112, CFP7E * CUSTOM * | 13889
13890_drw.pdf | 3 | 1 | PUMP, AURORA
13891-01_drw.pdf | 1 | 1 | FRAME, WLDMNT, STD, CFP3.3 / 3.9 / 5E | 9893
13891-01_drw.pdf | 2 | 2 | ANGLE, HRS, 8.0 X 8.0 X 0.50, 20.00"
13891-01_drw.pdf |  | .25 | TYP
13891-01_drw.pdf | TYP
13891-01_drw.pdf | 7.19
13891-01_drw.pdf |  |  | 8.00
13891-01_drw.pdf |  |  | 20.00
13891-01_drw.pdf | to the document | in accepts the | confidence. CUMMINS FIRE POWER LLC CORPORATE OFFICE | CUSTOM DESIGN UPFIT CENTER
13891-01_drw.pdf | or any (2) not or the | thereof copy the | or the document, or trade 1600 BUERKLE ROAD WHITE BEAR LAKE, MN | LAWRENCE DRIVE DEPERE, WISCONSIN
13891-01_drw.pdf | of all Fire Power | need to LLC | retain and
13891-01_drw.pdf |  | TOLERANCESCAFREP5E, | 1610 DRIVESHAFT
13891-02_drw.pdf | 1 | 1 | FRAME, WLDMNT, STD, CFP3.3 / 3.9 / 5E | 9893
13891-02_drw.pdf | 2 | 2 | ANGLE, HRS, 8.0 X 8.0 X 0.50, 20.00"
13891-02_drw.pdf |  | .25 | TYP
13891-02_drw.pdf |  | .25
13891-02_drw.pdf | 6.19
13891-02_drw.pdf |  |  | 20.00
13891-02_drw.pdf |  |  | 23.00
13891-02_drw.pdf | to the document | in accepts the | confidence. CUMMINS FIRE POWER LLC CORPORATE OFFICE | CUSTOM DESIGN UPFIT CENTER
13891-02_drw.pdf | or any (2) not or the | thereof copy the | or the document, or trade 1600 BUERKLE ROAD WHITE BEAR LAKE, MN | LAWRENCE DRIVE DEPERE, WISCONSIN
13891-02_drw.pdf | of all Fire Power | need to LLC | retain and
13891-02_drw.pdf |  | TOLERANCESCAFREP5E, | 1610 DRIVESHAFT
13891-03_drw.pdf | 1 | 1 | FRAME, WLDMNT, STD, CFP3.3 / 3.9 / 5E | 9893
13891-03_drw.pdf | 2 | 2 | ANGLE, HRS, 8.0 X 8.0 X 0.50, 20.00"
13891-03_drw.pdf |  | .25 | TYP
13891-03_drw.pdf | TYP | .25
13891-03_drw.pdf | 4.69
13891-03_drw.pdf |  |  | 8.00
13891-03_drw.pdf |  |  | 23.00
13891-03_drw.pdf | to the document | in accepts the | confidence. CUMMINS FIRE POWER LLC CORPORATE OFFICE | CUSTOM DESIGN UPFIT CENTER
13891-03_drw.pdf | ittrawdiellse(c1r)etnoitnfuosrematthieondotchuemreenitn,or(2a)nynoctopcyoptyhetrheeofdoocrumtehnet, or the | ittrawdiellse(c1r)etnoitnfuosrematthieondotchuemreenitn,or(2a)nynoctopcyoptyhetrheeofdoocrumtehnet, | 1600 BUERKLE ROAD WHITE BEAR LAKE, MN or trade | LAWRENCE DRIVE DEPERE, WISCONSIN
13891-03_drw.pdf | of | need to cPoopwieersLtLhCereof, | retain anFd
13891-03_drw.pdf |  | TOLERANCESCAFREP5E, | 1610 DRIVESHAFT
13891-04_drw.pdf | 1 | 1 | FRAME, WLDMNT, STD, CFP3.3 / 3.9 / 5E | 9893
13891-04_drw.pdf | 2 | 2 | ANGLE, HRS, 8.0 X 8.0 X 0.50, 20.00"
13891-04_drw.pdf |  | .25 | TYP
13891-04_drw.pdf | TYP | .25
13891-04_drw.pdf | 4.69
13891-04_drw.pdf |  |  | 8.00
13891-04_drw.pdf |  |  | 23.00
13891-04_drw.pdf | to the document | in accepts the | confidence. CUMMINS FIRE POWER LLC CORPORATE OFFICE | CUSTOM DESIGN UPFIT CENTER
13891-04_drw.pdf | ittrawdiellse(c1r)etnoitnfuosrematthieondotchuemreenitn,or(2a)nynoctopcyoptyhetrheeofdoocrumtehnet, or the | ittrawdiellse(c1r)etnoitnfuosrematthieondotchuemreenitn,or(2a)nynoctopcyoptyhetrheeofdoocrumtehnet, | 1600 BUERKLE ROAD WHITE BEAR LAKE, MN or trade | LAWRENCE DRIVE DEPERE, WISCONSIN
13891-04_drw.pdf | of | need to cPoopwieersLtLhCereof, | retain anFd
13891-04_drw.pdf |  | TOLERANCESCAFREP5E, | 1610 DRIVESHAFT
13891-05_drw.pdf | 1 | 1 | FRAME, WLDMNT, STD, CFP3.3 / 3.9 / 5E | 9893
13891-05_drw.pdf | 2 | 2 | ANGLE, HRS, 8.0 X 8.0 X 0.50, 20.00"
13891-05_drw.pdf |  | .25 | TYP
13891-05_drw.pdf | TYP | .25
13891-05_drw.pdf | 4.69
13891-05_drw.pdf |  |  | 8.00
13891-05_drw.pdf |  |  | 23.00
13891-05_drw.pdf | to the document | in accepts the | confidence. CUMMINS FIRE POWER LLC CORPORATE OFFICE | CUSTOM DESIGN UPFIT CENTER
13891-05_drw.pdf | ittrawdiellse(c1r)etnoitnfuosrematthieondotchuemreenitn,or(2a)nynoctopcyoptyhetrheeofdoocrumtehnet, or the | ittrawdiellse(c1r)etnoitnfuosrematthieondotchuemreenitn,or(2a)nynoctopcyoptyhetrheeofdoocrumtehnet, | 1600 BUERKLE ROAD WHITE BEAR LAKE, MN or trade | LAWRENCE DRIVE DEPERE, WISCONSIN
13891-05_drw.pdf | of | need to cPoopwieersLtLhCereof, | retain anFd
13891-05_drw.pdf |  | TOLERANCESCAFREP5E, | 1610 DRIVESHAFT
13891-06_drw.pdf | 1 | 1 | FRAME, WLDMNT, MID, CFP3.3 / 3.9 / 5E | 12376
13891-06_drw.pdf | 2 | 2 | ANGLE, HRS, 8.0 X 8.0 X 0.50, 20.00"
13891-06_drw.pdf |  | .25 | TYP
13891-06_drw.pdf | 10.00
13891-06_drw.pdf |  | .25
13891-06_drw.pdf |  |  | 20.00
13891-06_drw.pdf |  |  | 23.00
13891-06_drw.pdf | to the document | in accepts the | confidence. CUMMINS FIRE POWER LLC CORPORATE OFFICE | CUSTOM DESIGN UPFIT CENTER
13891-06_drw.pdf | ittrawdiellse(c1r)etnoitnfuosrematthieondotchuemreenitn,or(2a)nynoctopcyoptyhetrheeofdoocrumtehnet, or the | ittrawdiellse(c1r)etnoitnfuosrematthieondotchuemreenitn,or(2a)nynoctopcyoptyhetrheeofdoocrumtehnet, | 1600 BUERKLE ROAD WHITE BEAR LAKE, MN or trade | LAWRENCE DRIVE DEPERE, WISCONSIN
13891-06_drw.pdf | of | need to cPoopwieersLtLhCereof, | retain anFd
13891-06_drw.pdf |  | TOLERANCESCAFREP5E, | 1610 DRIVESHAFT
13891-07_drw.pdf | 1 | 1 | FRAME, WLDMNT, MID, CFP3.3 / 3.9 / 5E | 12376
13891-07_drw.pdf | 2 | 2 | ANGLE, HRS, 8.0 X 8.0 X 0.50, 20.00"
13891-07_drw.pdf |  | .25 | TYP
13891-07_drw.pdf | 10.00
13891-07_drw.pdf |  | .25
13891-07_drw.pdf |  |  | 20.00
13891-07_drw.pdf |  |  | 23.00
13891-07_drw.pdf | to the document | in accepts the | confidence. CUMMINS FIRE POWER LLC CORPORATE OFFICE | CUSTOM DESIGN UPFIT CENTER
13891-07_drw.pdf | ittrawdiellse(c1r)etnoitnfuosrematthieondotchuemreenitn,or(2a)nynoctopcyoptyhetrheeofdoocrumtehnet, or the | ittrawdiellse(c1r)etnoitnfuosrematthieondotchuemreenitn,or(2a)nynoctopcyoptyhetrheeofdoocrumtehnet, | 1600 BUERKLE ROAD WHITE BEAR LAKE, MN or trade | LAWRENCE DRIVE DEPERE, WISCONSIN
13891-07_drw.pdf | of | need to cPoopwieersLtLhCereof, | retain anFd
13891-07_drw.pdf |  | TOLERANCESCAFREP5E, | 1610 DRIVESHAFT
13891-08_drw.pdf | 1 | 1 | FRAME, WLDMNT, STD, CFP3.3 / 3.9 / 5E | 9893
13891-08_drw.pdf | 2 | 2 | ANGLE, HRS, 8.0 X 8.0 X 0.50, 20.00"
13891-08_drw.pdf |  | .25 | TYP
13891-08_drw.pdf | 10.00
13891-08_drw.pdf | A
13891-08_drw.pdf |  |  | 8.00
13891-08_drw.pdf |  |  | 20.00
13891-08_drw.pdf | to the document | in accepts the | confidence. CUMMINS FIRE POWER LLC CORPORATE OFFICE | CUSTOM DESIGN UPFIT CENTER
13891-08_drw.pdf | ittrawdiellse(c1r)etnoitnfuosrematthieondotchuemreenitn,or(2a)nynoctopcyoptyhetrheeofdoocrumtehnet, or the | ittrawdiellse(c1r)etnoitnfuosrematthieondotchuemreenitn,or(2a)nynoctopcyoptyhetrheeofdoocrumtehnet, | 1600 BUERKLE ROAD WHITE BEAR LAKE, MN or trade | LAWRENCE DRIVE DEPERE, WISCONSIN
13891-08_drw.pdf | of | need to cPoopwieersLtLhCereof, | retain anFd
13891-08_drw.pdf |  | TOLERANCESCAFREP5E, | 1610 DRIVESHAFT
13891-09_drw.pdf | 1 | 1 | FRAME, WLDMNT, STD, CFP3.3 / 3.9 / 5E | 9893
13891-09_drw.pdf | 2 | 2 | ANGLE, HRS, 8.0 X 8.0 X 0.50, 20.00"
13891-09_drw.pdf |  | .25 | TYP
13891-09_drw.pdf | 10.00
13891-09_drw.pdf | 2.44
13891-09_drw.pdf |  |  | 8.00
13891-09_drw.pdf |  |  | 20.00
13891-09_drw.pdf | to the document | in accepts the | confidence. CUMMINS FIRE POWER LLC CORPORATE OFFICE | CUSTOM DESIGN UPFIT CENTER
13891-09_drw.pdf | ittrawdiellse(c1r)etnoitnfuosrematthieondotchuemreenitn,or(2a)nynoctopcyoptyhetrheeofdoocrumtehnet, or the | ittrawdiellse(c1r)etnoitnfuosrematthieondotchuemreenitn,or(2a)nynoctopcyoptyhetrheeofdoocrumtehnet, | 1600 BUERKLE ROAD WHITE BEAR LAKE, MN or trade | LAWRENCE DRIVE DEPERE, WISCONSIN
13891-09_drw.pdf | of | need to cPoopwieersLtLhCereof, | retain anFd
13891-09_drw.pdf |  | TOLERANCESCAFREP5E, | 1610 DRIVESHAFT
13891-10_drw.pdf | 1 | 1 | FRAME, WLDMNT, STD, CFP3.3 / 3.9 / 5E | 9893
13891-10_drw.pdf | 2 | 2 | ANGLE, HRS, 8.0 X 8.0 X 0.50, 20.00"
13891-10_drw.pdf |  | .25 | TYP
13891-10_drw.pdf | 10.00
13891-10_drw.pdf | 2.44
13891-10_drw.pdf |  |  | 8.00
13891-10_drw.pdf |  |  | 20.00
13891-10_drw.pdf | to the document | in accepts the | confidence. CUMMINS FIRE POWER LLC CORPORATE OFFICE | CUSTOM DESIGN UPFIT CENTER
13891-10_drw.pdf | ittrawdiellse(c1r)etnoitnfuosrematthieondotchuemreenitn,or(2a)nynoctopcyoptyhetrheeofdoocrumtehnet, or the | ittrawdiellse(c1r)etnoitnfuosrematthieondotchuemreenitn,or(2a)nynoctopcyoptyhetrheeofdoocrumtehnet, | 1600 BUERKLE ROAD WHITE BEAR LAKE, MN or trade | LAWRENCE DRIVE DEPERE, WISCONSIN
13891-10_drw.pdf | of | need to cPoopwieersLtLhCereof, | retain anFd
13891-10_drw.pdf |  | TOLERANCESCAFREP5E, | 1610 DRIVESHAFT
13891-11_drw.pdf | 1 | 1 | FRAME, WLDMNT, STD, CFP3.3 / 3.9 / 5E | 9893
13891-11_drw.pdf | 2 | 2 | ANGLE, HRS, 8.0 X 8.0 X 0.50, 20.00"
13891-11_drw.pdf |  | .25 | TYP
13891-11_drw.pdf | 10.00
13891-11_drw.pdf | 2.44
13891-11_drw.pdf |  |  | 8.00
13891-11_drw.pdf |  |  | 20.00
13891-11_drw.pdf | to the document | in accepts the | confidence. CUMMINS FIRE POWER LLC CORPORATE OFFICE | CUSTOM DESIGN UPFIT CENTER
13891-11_drw.pdf | ittrawdiellse(c1r)etnoitnfuosrematthieondotchuemreenitn,or(2a)nynoctopcyoptyhetrheeofdoocrumtehnet, or the | ittrawdiellse(c1r)etnoitnfuosrematthieondotchuemreenitn,or(2a)nynoctopcyoptyhetrheeofdoocrumtehnet, | 1600 BUERKLE ROAD WHITE BEAR LAKE, MN or trade | LAWRENCE DRIVE DEPERE, WISCONSIN
13891-11_drw.pdf | of | need to cPoopwieersLtLhCereof, | retain anFd
13891-11_drw.pdf |  | TOLERANCESCAFREP5E, | 1610 DRIVESHAFT
13891-12_drw.pdf | 1 | 1 | FRAME, WLDMNT, STD, CFP3.3 / 3.9 / 5E | 9893
13891-12_drw.pdf | 2 | 2 | ANGLE, HRS, 8.0 X 8.0 X 0.50, 20.00"
13891-12_drw.pdf |  | .25 | TYP
13891-12_drw.pdf | 10.00
13891-12_drw.pdf | 2.44
13891-12_drw.pdf |  |  | 8.00
13891-12_drw.pdf |  |  | 20.00
13891-12_drw.pdf | to the document | in accepts the | confidence. CUMMINS FIRE POWER LLC CORPORATE OFFICE | CUSTOM DESIGN UPFIT CENTER
13891-12_drw.pdf | ittrawdiellse(c1r)etnoitnfuosrematthieondotchuemreenitn,or(2a)nynoctopcyoptyhetrheeofdoocrumtehnet, or the | ittrawdiellse(c1r)etnoitnfuosrematthieondotchuemreenitn,or(2a)nynoctopcyoptyhetrheeofdoocrumtehnet, | 1600 BUERKLE ROAD WHITE BEAR LAKE, MN or trade | LAWRENCE DRIVE DEPERE, WISCONSIN
13891-12_drw.pdf | of | need to cPoopwieersLtLhCereof, | retain anFd
13891-12_drw.pdf |  | TOLERANCESCAFREP5E, | 1610 DRIVESHAFT
13891-13_drw.pdf | 1 | 1 | FRAME, WLDMNT, STD, CFP3.3 / 3.9 / 5E | 9893
13891-13_drw.pdf | 2 | 2 | ANGLE, HRS, 8.0 X 8.0 X 0.50, 20.00"
13891-13_drw.pdf |  | .25 | TYP
13891-13_drw.pdf | 12.50
13891-13_drw.pdf | A
13891-13_drw.pdf |  |  | 8.00
13891-13_drw.pdf |  |  | 20.00
13891-13_drw.pdf | to the document | in accepts the | confidence. CUMMINS FIRE POWER LLC CORPORATE OFFICE | CUSTOM DESIGN UPFIT CENTER
13891-13_drw.pdf | ittrawdiellse(c1r)etnoitnfuosrematthieondotchuemreenitn,or(2a)nynoctopcyoptyhetrheeofdoocrumtehnet, or the | ittrawdiellse(c1r)etnoitnfuosrematthieondotchuemreenitn,or(2a)nynoctopcyoptyhetrheeofdoocrumtehnet, | 1600 BUERKLE ROAD WHITE BEAR LAKE, MN or trade | LAWRENCE DRIVE DEPERE, WISCONSIN
13891-13_drw.pdf | of | need to cPoopwieersLtLhCereof, | retain anFd
13891-13_drw.pdf |  | TOLERANCESCAFREP5E, | 1610 DRIVESHAFT
13891-14_drw.pdf | 1 | 1 | FRAME, WLDMNT, STD, CFP3.3 / 3.9 / 5E | 9893
13891-14_drw.pdf | 2 | 2 | ANGLE, HRS, 8.0 X 8.0 X 0.50, 20.00"
13891-14_drw.pdf |  |  | TYP
13891-14_drw.pdf | 16.00
13891-14_drw.pdf | A
13891-14_drw.pdf |  |  | 8.00
13891-14_drw.pdf |  |  | 20.00
13891-14_drw.pdf | to the document | in accepts the | confidence. CUMMINS FIRE POWER LLC CORPORATE OFFICE | CUSTOM DESIGN UPFIT CENTER
13891-14_drw.pdf | ittrawdiellse(c1r)etnoitnfuosrematthieondotchuemreenitn,or(2a)nynoctopcyoptyhetrheeofdoocrumtehnet, or the | ittrawdiellse(c1r)etnoitnfuosrematthieondotchuemreenitn,or(2a)nynoctopcyoptyhetrheeofdoocrumtehnet, | 1600 BUERKLE ROAD WHITE BEAR LAKE, MN or trade | LAWRENCE DRIVE DEPERE, WISCONSIN
13891-14_drw.pdf | of | need to cPoopwieersLtLhCereof, | retain anFd
13891-14_drw.pdf |  | TOLERANCESCAFREP5E, | 1610 DRIVESHAFT
13891-15_drw.pdf | 1 | 1 | FRAME, WLDMNT, MID, CFP3.3 / 3.9 / 5E | 12376
13891-15_drw.pdf | 2 | 2 | ANGLE, HRS, 8.0 X 8.0 X 0.50, 20.00"
13891-15_drw.pdf |  |  | TYP
13891-15_drw.pdf | 16.00
13891-15_drw.pdf |  | .25
13891-15_drw.pdf |  |  | 20.00
13891-15_drw.pdf |  |  | 23.00
13891-15_drw.pdf | to the document | in accepts the | confidence. CUMMINS FIRE POWER LLC CORPORATE OFFICE | CUSTOM DESIGN UPFIT CENTER
13891-15_drw.pdf | ittrawdiellse(c1r)etnoitnfuosrematthieondotchuemreenitn,or(2a)nynoctopcyoptyhetrheeofdoocrumtehnet, or the | ittrawdiellse(c1r)etnoitnfuosrematthieondotchuemreenitn,or(2a)nynoctopcyoptyhetrheeofdoocrumtehnet, | 1600 BUERKLE ROAD WHITE BEAR LAKE, MN or trade | LAWRENCE DRIVE DEPERE, WISCONSIN
13891-15_drw.pdf | of | need to cPoopwieersLtLhCereof, | retain anFd
13891-15_drw.pdf |  | TOLERANCESCAFREP5E, | 1610 DRIVESHAFT
13891-16_drw.pdf | 1 | 1 | FRAME, WLDMNT, MID, CFP3.3 / 3.9 / 5E | 12376
13891-16_drw.pdf | 2 | 2 | ANGLE, HRS, 8.0 X 8.0 X 0.50, 20.00"
13891-16_drw.pdf |  |  | .25
13891-16_drw.pdf | 16.00
13891-16_drw.pdf |  |  | 20.00
13891-16_drw.pdf |  |  | 23.00
13891-16_drw.pdf | to the document | in accepts the | confidence. CUMMINS FIRE POWER LLC CORPORATE OFFICE | CUSTOM DESIGN UPFIT CENTER
13891-16_drw.pdf | ittrawdiellse(c1r)etnoitnfuosrematthieondotchuemreenitn,or(2a)nynoctopcyoptyhetrheeofdoocrumtehnet, or the | ittrawdiellse(c1r)etnoitnfuosrematthieondotchuemreenitn,or(2a)nynoctopcyoptyhetrheeofdoocrumtehnet, | 1600 BUERKLE ROAD WHITE BEAR LAKE, MN or trade | LAWRENCE DRIVE DEPERE, WISCONSIN
13891-16_drw.pdf | of | need to cPoopwieersLtLhCereof, | retain anFd
13891-16_drw.pdf |  | TOLERANCESCAFREP5E, | 1610 DRIVESHAFT
13891-17_drw.pdf | 1 | 1 | FRAME, WLDMNT, STD, CFP3.3 / 3.9 / 5E | 9893
13891-17_drw.pdf | 2 | 2 | ANGLE, HRS, 8.0 X 8.0 X 0.50, 20.00"
13891-17_drw.pdf |  |  | .25
13891-17_drw.pdf | 12.50
13891-17_drw.pdf | A
13891-17_drw.pdf |  |  | 8.00
13891-17_drw.pdf |  |  | 20.00
13891-17_drw.pdf | to the document | in accepts the | confidence. CUMMINS FIRE POWER LLC CORPORATE OFFICE | CUSTOM DESIGN UPFIT CENTER
13891-17_drw.pdf | ittrawdiellse(c1r)etnoitnfuosrematthieondotchuemreenitn,or(2a)nynoctopcyoptyhetrheeofdoocrumtehnet, or the | ittrawdiellse(c1r)etnoitnfuosrematthieondotchuemreenitn,or(2a)nynoctopcyoptyhetrheeofdoocrumtehnet, | 1600 BUERKLE ROAD WHITE BEAR LAKE, MN or trade | LAWRENCE DRIVE DEPERE, WISCONSIN
13891-17_drw.pdf | of | need to cPoopwieersLtLhCereof, | retain anFd
13891-17_drw.pdf |  | TOLERANCESCAFREP5E, | 1610 DRIVESHAFT
13891-18_drw.pdf | 1 | 1 | FRAME, WLDMNT, MID, CFP3.3 / 3.9 / 5E | 12376
13891-18_drw.pdf | 2 | 2 | ANGLE, HRS, 8.0 X 8.0 X 0.50, 20.00"
13891-18_drw.pdf |  |  | .25
13891-18_drw.pdf | 16.00
13891-18_drw.pdf | 1.44
13891-18_drw.pdf |  |  | 20.00
13891-18_drw.pdf |  |  | 23.00
13891-18_drw.pdf | to the document | in accepts the | confidence. CUMMINS FIRE POWER LLC CORPORATE OFFICE | CUSTOM DESIGN UPFIT CENTER
13891-18_drw.pdf | ittrawdiellse(c1r)etnoitnfuosrematthieondotchuemreenitn,or(2a)nynoctopcyoptyhetrheeofdoocrumtehnet, or the | ittrawdiellse(c1r)etnoitnfuosrematthieondotchuemreenitn,or(2a)nynoctopcyoptyhetrheeofdoocrumtehnet, | 1600 BUERKLE ROAD WHITE BEAR LAKE, MN or trade | LAWRENCE DRIVE DEPERE, WISCONSIN
13891-18_drw.pdf | of | need to cPoopwieersLtLhCereof, | retain anFd
13891-18_drw.pdf |  | TOLERANCESCAFREP5E, | 1610 DRIVESHAFT
13891-19_drw.pdf | 1 | 1 | FRAME, WLDMNT, STD, CFP3.3 / 3.9 / 5E | 9893
13891-19_drw.pdf | 2 | 2 | ANGLE, HRS, 8.0 X 8.0 X 0.50, 20.00"
13891-19_drw.pdf |  |  | .25
13891-19_drw.pdf | 12.00
13891-19_drw.pdf | A
13891-19_drw.pdf |  |  | 8.00
13891-19_drw.pdf |  |  | 23.00
13891-19_drw.pdf | to the document | in accepts the | confidence. CUMMINS FIRE POWER LLC CORPORATE OFFICE | CUSTOM DESIGN UPFIT CENTER
13891-19_drw.pdf | ittrawdiellse(c1r)etnoitnfuosrematthieondotchuemreenitn,or(2a)nynoctopcyoptyhetrheeofdoocrumtehnet, or the | ittrawdiellse(c1r)etnoitnfuosrematthieondotchuemreenitn,or(2a)nynoctopcyoptyhetrheeofdoocrumtehnet, | 1600 BUERKLE ROAD WHITE BEAR LAKE, MN or trade | LAWRENCE DRIVE DEPERE, WISCONSIN
13891-19_drw.pdf | of | need to cPoopwieersLtLhCereof, | retain anFd
13891-19_drw.pdf |  | TOLERANCESCAFREP5E, | 1610 DRIVESHAFT
13891-20_drw.pdf | 1 | 1 | FRAME, WLDMNT, STD, CFP3.3 / 3.9 / 5E | 9893
13891-20_drw.pdf | 2 | 2 | ANGLE, HRS, 8.0 X 8.0 X 0.50, 20.00"
13891-20_drw.pdf |  |  | .25
13891-20_drw.pdf | 13.00
13891-20_drw.pdf | 2.44
13891-20_drw.pdf |  |  | 8.00
13891-20_drw.pdf |  |  | 20.00
13891-20_drw.pdf | to the document | in accepts the | confidence. CUMMINS FIRE POWER LLC CORPORATE OFFICE | CUSTOM DESIGN UPFIT CENTER
13891-20_drw.pdf | ittrawdiellse(c1r)etnoitnfuosrematthieondotchuemreenitn,or(2a)nynoctopcyoptyhetrheeofdoocrumtehnet, or the | ittrawdiellse(c1r)etnoitnfuosrematthieondotchuemreenitn,or(2a)nynoctopcyoptyhetrheeofdoocrumtehnet, | 1600 BUERKLE ROAD WHITE BEAR LAKE, MN or trade | LAWRENCE DRIVE DEPERE, WISCONSIN
13891-20_drw.pdf | of | need to cPoopwieersLtLhCereof, | retain anFd
13891-20_drw.pdf |  | TOLERANCESCAFREP5E, | 1610 DRIVESHAFT
13891-21_drw.pdf | 1 | 1 | FRAME, WLDMNT, MID, CFP3.3 / 3.9 / 5E | 12376
13891-21_drw.pdf | 2 | 2 | ANGLE, HRS, 8.0 X 8.0 X 0.50, 20.00"
13891-21_drw.pdf |  |  | TYP
13891-21_drw.pdf |  |  | .25
13891-21_drw.pdf | 16.00
13891-21_drw.pdf |  |  | 20.00
13891-21_drw.pdf |  |  | 23.00
13891-21_drw.pdf | to the document | in accepts the | confidence. CUMMINS FIRE POWER LLC CORPORATE OFFICE | CUSTOM DESIGN UPFIT CENTER
13891-21_drw.pdf | ittrawdiellse(c1r)etnoitnfuosrematthieondotchuemreenitn,or(2a)nynoctopcyoptyhetrheeofdoocrumtehnet, or the | ittrawdiellse(c1r)etnoitnfuosrematthieondotchuemreenitn,or(2a)nynoctopcyoptyhetrheeofdoocrumtehnet, | 1600 BUERKLE ROAD WHITE BEAR LAKE, MN or trade | LAWRENCE DRIVE DEPERE, WISCONSIN
13891-21_drw.pdf | of | need to cPoopwieersLtLhCereof, | retain anFd
13891-21_drw.pdf |  | TOLERANCESCAFREP5E, | 1610 DRIVESHAFT
13891-22_drw.pdf | 1 | 1 | FRAME, WLDMNT, MID, CFP3.3 / 3.9 / 5E | 12376
13891-22_drw.pdf | 2 | 2 | ANGLE, HRS, 8.0 X 8.0 X 0.50, 20.00"
13891-22_drw.pdf |  |  | TYP
13891-22_drw.pdf |  |  | .25
13891-22_drw.pdf |  | 15.50
13891-22_drw.pdf | 7.75
13891-22_drw.pdf | 2.25
13891-22_drw.pdf | 4.69
13891-22_drw.pdf |  |  | 20.00
13891-22_drw.pdf |  |  | 23.00
13891-22_drw.pdf | to the document | in accepts the | confidence. CUMMINS FIRE POWER LLC CORPORATE OFFICE | CUSTOM DESIGN UPFIT CENTER
13891-22_drw.pdf | ittrawdiellse(c1r)etnoitnfuosrematthieondotchuemreenitn,or(2a)nynoctopcyoptyhetrheeofdoocrumtehnet, or the | ittrawdiellse(c1r)etnoitnfuosrematthieondotchuemreenitn,or(2a)nynoctopcyoptyhetrheeofdoocrumtehnet, | 1600 BUERKLE ROAD WHITE BEAR LAKE, MN or trade | LAWRENCE DRIVE DEPERE, WISCONSIN
13891-22_drw.pdf | of | need to cPoopwieersLtLhCereof, | retain anFd
13891-22_drw.pdf |  | TOLERANCESCAFREP5E, | 1610 DRIVESHAFT
13891-23_drw.pdf | 1 | 1 | FRAME, WLDMNT, MID, CFP3.3 / 3.9 / 5E | 12376
13891-23_drw.pdf | 2 | 2 | ANGLE, HRS, 8.0 X 8.0 X 0.50, 20.00"
13891-23_drw.pdf |  |  | TYP
13891-23_drw.pdf |  | 15.50
13891-23_drw.pdf | 7.75
13891-23_drw.pdf | 2.25
13891-23_drw.pdf |  |  | 20.00
13891-23_drw.pdf |  |  | 23.00
13891-23_drw.pdf | to the document | in accepts the | confidence. CUMMINS FIRE POWER LLC CORPORATE OFFICE | CUSTOM DESIGN UPFIT CENTER
13891-23_drw.pdf | ittrawdiellse(c1r)etnoitnfuosrematthieondotchuemreenitn,or(2a)nynoctopcyoptyhetrheeofdoocrumtehnet, or the | ittrawdiellse(c1r)etnoitnfuosrematthieondotchuemreenitn,or(2a)nynoctopcyoptyhetrheeofdoocrumtehnet, | 1600 BUERKLE ROAD WHITE BEAR LAKE, MN or trade | LAWRENCE DRIVE DEPERE, WISCONSIN
13891-23_drw.pdf | of | need to cPoopwieersLtLhCereof, | retain anFd
13891-23_drw.pdf |  | TOLERANCESCAFREP5E, | 1610 DRIVESHAFT
13891-24_drw.pdf | 1 | 1 | FRAME, WLDMNT, STD, CFP3.3 / 3.9 / 5E | 9893
13891-24_drw.pdf | 2 | 2 | ANGLE, HRS, 8.0 X 8.0 X 0.50, 20.00"
13891-24_drw.pdf |  |  | TYP
13891-24_drw.pdf | 8.50
13891-24_drw.pdf |  | .25
13891-24_drw.pdf | A
13891-24_drw.pdf |  |  | 20.00
13891-24_drw.pdf |  |  | 23.00
13891-24_drw.pdf | to the document | in accepts the | confidence. CUMMINS FIRE POWER LLC CORPORATE OFFICE | CUSTOM DESIGN UPFIT CENTER
13891-24_drw.pdf | ittrawdiellse(c1r)etnoitnfuosrematthieondotchuemreenitn,or(2a)nynoctopcyoptyhetrheeofdoocrumtehnet, or the | ittrawdiellse(c1r)etnoitnfuosrematthieondotchuemreenitn,or(2a)nynoctopcyoptyhetrheeofdoocrumtehnet, | 1600 BUERKLE ROAD WHITE BEAR LAKE, MN or trade | LAWRENCE DRIVE DEPERE, WISCONSIN
13891-24_drw.pdf | of | need to cPoopwieersLtLhCereof, | retain anFd
13891-24_drw.pdf |  | TOLERANCESCAFREP5E, | 1610 DRIVESHAFT
13891-25_drw.pdf | 1 | 1 | FRAME, WLDMNT, STD, CFP3.3 / 3.9 / 5E | 9893
13891-25_drw.pdf | 2 | 2 | ANGLE, HRS, 8.0 X 8.0 X 0.50, 20.00"
13891-25_drw.pdf |  |  | TYP
13891-25_drw.pdf | 10.00
13891-25_drw.pdf | A
13891-25_drw.pdf |  |  | 8.00
13891-25_drw.pdf |  |  | 23.00
13891-25_drw.pdf | to the document | in accepts the | confidence. CUMMINS FIRE POWER LLC CORPORATE OFFICE | CUSTOM DESIGN UPFIT CENTER
13891-25_drw.pdf | ittrawdiellse(c1r)etnoitnfuosrematthieondotchuemreenitn,or(2a)nynoctopcyoptyhetrheeofdoocrumtehnet, or the | ittrawdiellse(c1r)etnoitnfuosrematthieondotchuemreenitn,or(2a)nynoctopcyoptyhetrheeofdoocrumtehnet, | 1600 BUERKLE ROAD WHITE BEAR LAKE, MN or trade | LAWRENCE DRIVE DEPERE, WISCONSIN
13891-25_drw.pdf | of | need to cPoopwieersLtLhCereof, | retain anFd
13891-25_drw.pdf |  | TOLERANCESCAFREP5E, | 1610 DRIVESHAFT
13891-26_drw.pdf | 1 | 1 | FRAME, WLDMNT, MID, CFP3.3 / 3.9 / 5E | 12376
13891-26_drw.pdf | 2 | 2 | ANGLE, HRS, 8.0 X 8.0 X 0.50, 20.00"
13891-26_drw.pdf |  |  | .25 TYP
13891-26_drw.pdf | 10.00
13891-26_drw.pdf |  |  | 20.00
13891-26_drw.pdf |  |  | 23.00
13891-26_drw.pdf | to the document | in accepts the | confidence. CUMMINS FIRE POWER LLC CORPORATE OFFICE | CUSTOM DESIGN UPFIT CENTER
13891-26_drw.pdf | or any (2) not or the | thereof copy the | or the document, or trade 1600 BUERKLE ROAD WHITE BEAR LAKE, MN | LAWRENCE DRIVE DEPERE, WISCONSIN
13891-26_drw.pdf | of all Fire Power | need to LLC | retain and
13891-26_drw.pdf |  | TOLERANCESCAFREP5E, | 1610 DRIVESHAFT
13891-27_drw.pdf | 1 | 1 | FRAME, WLDMNT, STD, CFP3.3 / 3.9 / 5E | 9893
13891-27_drw.pdf | 2 | 2 | ANGLE, HRS, 8.0 X 8.0 X 0.50, 20.00"
13891-27_drw.pdf |  |  | .25
13891-27_drw.pdf | 10.00
13891-27_drw.pdf | 2.44
13891-27_drw.pdf |  |  | 8.00
13891-27_drw.pdf |  |  | 20.00
13891-27_drw.pdf | to the document | in accepts the | confidence. CUMMINS FIRE POWER LLC CORPORATE OFFICE | CUSTOM DESIGN UPFIT CENTER
13891-27_drw.pdf | or any (2) not or the | thereof copy the | or the document, or trade 1600 BUERKLE ROAD WHITE BEAR LAKE, MN | LAWRENCE DRIVE DEPERE, WISCONSIN
13891-27_drw.pdf | of all Fire Power | need to LLC | retain and
13891-27_drw.pdf |  | TOLERANCESCAFREP5E, | 1610 DRIVESHAFT
13891-28_drw.pdf | 1 | 1 | FRAME, WLDMNT, MID, CFP3.3 / 3.9 / 5E | 12376
13891-28_drw.pdf | 2 | 2 | ANGLE, HRS, 8.0 X 8.0 X 0.50, 20.00"
13891-28_drw.pdf |  |  | TYP
13891-28_drw.pdf | 1.00
13891-28_drw.pdf |  |  | 20.00
13891-28_drw.pdf |  |  | 23.00
13891-28_drw.pdf | to the document | in accepts the | confidence. CUMMINS FIRE POWER LLC CORPORATE OFFICE | CUSTOM DESIGN UPFIT CENTER
13891-28_drw.pdf | ittrawdiellse(c1r)etnoitnfuosrematthieondotchuemreenitn,or(2a)nynoctopcyoptyhetrheeofdoocrumtehnet, or the | ittrawdiellse(c1r)etnoitnfuosrematthieondotchuemreenitn,or(2a)nynoctopcyoptyhetrheeofdoocrumtehnet, | 1600 BUERKLE ROAD WHITE BEAR LAKE, MN or trade | LAWRENCE DRIVE DEPERE, WISCONSIN
13891-28_drw.pdf | of | need to cPoopwieersLtLhCereof, | retain anFd
13891-28_drw.pdf |  | TOLERANCESCAFREP5E, | 1610 DRIVESHAFT
13893-01_drw.pdf | 1 | 4 | HOOK, LIFTING, CFP59 | 22294
13893-01_drw.pdf | 2 | 2 | MOUNT, PUMP | A042K474
13893-01_drw.pdf | 3 | 2 | GUSSET | A042K475
13893-01_drw.pdf | 4 | 1 | MOUNT, ENGINE | A042K476
13893-01_drw.pdf | 5 | 2 | CHANNEL, SIDE | A042K477
13893-01_drw.pdf | 6 | 4 | GUSSET, ENGINE MOUNT | A042K478
13893-01_drw.pdf | 7 | 1 | CHANNEL, END | A042K479
13893-01_drw.pdf | 8 | 1 | CHANNEL, END | A042K480
13893-01_drw.pdf | 9 | 1 | MOUNT, ENGINE | A042K481
13893-01_obs_drw.pdf | 1 | 1 | FRAME, WLDMNT, STD, CFP3.3 / 3.9 / 5E | 9893
13893-01_obs_drw.pdf | 2 | 2 | ANGLE, HRS, 8.0 X 8.0 X 0.50, 20.00"
13893-01_obs_drw.pdf |  | .25
13893-01_obs_drw.pdf | TYP | .25
13893-01_obs_drw.pdf | 6.19
13893-01_obs_drw.pdf |  |  | 8.00
13893-01_obs_drw.pdf | to the document | in accepts the | confidence. CUMMINS FIRE POWER LLC CORPORATE OFFICE | CUSTOM DESIGN UPFIT CENTER
13893-01_obs_drw.pdf | ittrawdiellse(c1r)etnoitnfuosrematthieondotchuemreenitn,or(2a)nynoctopcyoptyhetrheeofdoocrumtehnet, or the | ittrawdiellse(c1r)etnoitnfuosrematthieondotchuemreenitn,or(2a)nynoctopcyoptyhetrheeofdoocrumtehnet, | 1600 BUERKLE ROAD WHITE BEAR LAKE, MN or trade | LAWRENCE DRIVE DEPERE, WISCONSIN
13893-01_obs_drw.pdf | of | need to cPoopwieersLtLhCereof, | retain anFd
13893-01_obs_drw.pdf |  | TOLERANCESCAFREP5E, | 1610 DRIVESHAFT
13893-02_drw.pdf | 1 | 4 | HOOK, LIFTING, CFP59 | 22294
13893-02_drw.pdf | 2 | 2 | MOUNT, PUMP | A042K474
13893-02_drw.pdf | 3 | 2 | GUSSET | A042K475
13893-02_drw.pdf | 4 | 1 | MOUNT, ENGINE | A042K476
13893-02_drw.pdf | 5 | 2 | CHANNEL, SIDE | A042K477
13893-02_drw.pdf | 6 | 4 | GUSSET, ENGINE MOUNT | A042K478
13893-02_drw.pdf | 7 | 1 | CHANNEL, END | A042K479
13893-02_drw.pdf | 8 | 1 | CHANNEL, END | A042K480
13893-02_drw.pdf | 9 | 1 | MOUNT, ENGINE | A042K481
13893-02_obs_drw.pdf | 1 | 1 | FRAME, WLDMNT, STD, CFP3.3 / 3.9 / 5E | 9893
13893-02_obs_drw.pdf | 2 | 2 | ANGLE, HRS, 8.0 X 8.0 X 0.50, 20.00" | 12504-03
13893-02_obs_drw.pdf | 3 | 2 | PLATE, PUMP BRACE, .25" x 6.00" x 22.00" | 13627-01
13893-02_obs_drw.pdf | TYP
13893-02_obs_drw.pdf | 6.19
13893-02_obs_drw.pdf |  |  | 8.00
13893-02_obs_drw.pdf | to the document as authorized | in accepts the in | confidence. by CUMMINS FIRE POWER LLC CORPORATE OFFICE | DESIGN UPFIT CENTER
13893-02_obs_drw.pdf | ittrawdiellse(c1r)etnoitnfuosrematthieondotchuemreenitn,or(2a)nynoctopcyoptyhetrheeofdoocrumtehnet, or the | ittrawdiellse(c1r)etnoitnfuosrematthieondotchuemreenitn,or(2a)nynoctopcyoptyhetrheeofdoocrumtehnet, | or trade WHITE BEAR LAKE, MN WWW.CUMMINSFIREPOWER.COM | DEPERE, WISCONSIN
13893-02_obs_drw.pdf |  | cPoopwieersLtLhCereof, | and FRAME, PEERLESS 04AE11
13893-02_obs_drw.pdf | DIMENSION |  | ACREFP5E, 1610 DRIVESHAFT
13893-02_obs_drw.pdf | IMUPNEIRTISAL |  | DWG UNITS: DRAWN BY:S DUBICK | 12/08/09
13893-03_drw.pdf | 1 | 4 | HOOK, LIFTING, CFP59 | 22294
13893-03_drw.pdf | 2 | 2 | MOUNT, PUMP | A042K474
13893-03_drw.pdf | 3 | 1 | MOUNT, ENGINE | A042K476
13893-03_drw.pdf | 4 | 2 | CHANNEL, SIDE | A042K477
13893-03_drw.pdf | 5 | 4 | GUSSET, ENGINE MOUNT | A042K478
13893-03_drw.pdf | 6 | 1 | CHANNEL, END | A042K479
13893-03_drw.pdf | 7 | 1 | CHANNEL, END | A042K480
13893-03_drw.pdf | 8 | 1 | MOUNT, ENGINE | A042K481
13893-03_drw.pdf | 9 | 2 | GUSSET | A042K497
13893-03_obs_drw.pdf | 1 | 1 | FRAME, WLDMNT, STD, CFP3.3 / 3.9 / 5E | 9893
13893-03_obs_drw.pdf | 2 | 2 | ANGLE, HRS, 8.0 X 8.0 X 0.50, 20.00"
13893-03_obs_drw.pdf |  | .25
13893-03_obs_drw.pdf |  | .25
13893-03_obs_drw.pdf | 4.19
13893-03_obs_drw.pdf |  |  | 20.00
13893-03_obs_drw.pdf |  |  | 23.00
13893-03_obs_drw.pdf | to the document | in accepts the | confidence. CUMMINS FIRE POWER LLC CORPORATE OFFICE | CUSTOM DESIGN UPFIT CENTER
13893-03_obs_drw.pdf | ittrawdiellse(c1r)etnoitnfuosrematthieondotchuemreenitn,or(2a)nynoctopcyoptyhetrheeofdoocrumtehnet, or the | ittrawdiellse(c1r)etnoitnfuosrematthieondotchuemreenitn,or(2a)nynoctopcyoptyhetrheeofdoocrumtehnet, | 1600 BUERKLE ROAD WHITE BEAR LAKE, MN or trade | LAWRENCE DRIVE DEPERE, WISCONSIN
13893-03_obs_drw.pdf | of | need to cPoopwieersLtLhCereof, | retain anFd
13893-03_obs_drw.pdf |  | TOLERANCESCAFREP5E, | 1610 DRIVESHAFT
13893-04_drw.pdf | 1 2 | 4 1 | LIFTIN;G CFP59 ENGINE | A042K476
13893-04_drw.pdf | 3 | 2 | CHANNEL, SIDE | A042K477
13893-04_drw.pdf | 4 | 4 | GUSSET, ENGINE MOUNT | A042K478
13893-04_obs_drw.pdf | 1 | 1 | FRAME, WLDMNT, STD, CFP3.3 / 3.9 / 5E | 9893
13893-04_obs_drw.pdf | 2 | 2 | ANGLE, HRS, 8.0 X 8.0 X 0.50, 20.00"
13893-04_obs_drw.pdf |  |  | TYP
13893-04_obs_drw.pdf |  | .25
13893-04_obs_drw.pdf |  | A
13893-04_obs_drw.pdf | 5.19
13893-04_obs_drw.pdf |  |  | 23.00
13893-04_obs_drw.pdf | to the document | in accepts the | confidence. CUMMINS FIRE POWER LLC CORPORATE OFFICE | CUSTOM DESIGN UPFIT CENTER
13893-04_obs_drw.pdf | ittrawdiellse(c1r)etnoitnfuosrematthieondotchuemreenitn,or(2a)nynoctopcyoptyhetrheeofdoocrumtehnet, or the | ittrawdiellse(c1r)etnoitnfuosrematthieondotchuemreenitn,or(2a)nynoctopcyoptyhetrheeofdoocrumtehnet, | 1600 BUERKLE ROAD WHITE BEAR LAKE, MN or trade | LAWRENCE DRIVE DEPERE, WISCONSIN
13893-04_obs_drw.pdf | of | need to cPoopwieersLtLhCereof, | retain anFd
13893-04_obs_drw.pdf |  | TOLERANCESCAFREP5E, | 1610 DRIVESHAFT
13893-05_drw.pdf | 1 | 4 | HOOK, LIFTING, CFP59 | 22294
13893-05_drw.pdf | 2 | 1 | MOUNT, ENGINE | A042K476
13893-05_drw.pdf | 3 | 2 | CHANNEL, SIDE | A042K477
13893-05_drw.pdf | 4 | 4 | GUSSET, ENGINE MOUNT | A042K478
13893-05_drw.pdf | 5 | 1 | CHANNEL, END | A042K479
13893-05_drw.pdf | 6 | 1 | CHANNEL, END | A042K480
13893-05_drw.pdf | 7 | 1 | MOUNT, ENGINE | A042K481
13893-05_drw.pdf | 8 | 2 | GUSSET | A042K497
13893-05_drw.pdf | 9 | 2 | MOUNT, PUMP | A042K500
13893-05_obs_drw.pdf | 1 | 1 | FRAME, WLDMNT, STD, CFP3.3 / 3.9 / 5E | 9893
13893-05_obs_drw.pdf | 2 | 2 | ANGLE, HRS, 8.0 X 8.0 X 0.50, 20.00"
13893-05_obs_drw.pdf |  |  | .25 TYP
13893-05_obs_drw.pdf | 16.50
13893-05_obs_drw.pdf |  | .25
13893-05_obs_drw.pdf | 4.19
13893-05_obs_drw.pdf |  |  | 20.00
13893-05_obs_drw.pdf |  |  | 23.00
13893-05_obs_drw.pdf | to the document | in accepts the | confidence. CUMMINS FIRE POWER LLC CORPORATE OFFICE | CUSTOM DESIGN UPFIT CENTER
13893-05_obs_drw.pdf | ittrawdiellse(c1r)etnoitnfuosrematthieondotchuemreenitn,or(2a)nynoctopcyoptyhetrheeofdoocrumtehnet, or the | ittrawdiellse(c1r)etnoitnfuosrematthieondotchuemreenitn,or(2a)nynoctopcyoptyhetrheeofdoocrumtehnet, | 1600 BUERKLE ROAD WHITE BEAR LAKE, MN or trade | LAWRENCE DRIVE DEPERE, WISCONSIN
13893-05_obs_drw.pdf | of | need to cPoopwieersLtLhCereof, | retain anFd
13893-05_obs_drw.pdf |  | TOLERANCESCAFREP5E, | 1610 DRIVESHAFT
13893-06_drw.pdf | 1 | 4 | HOOK, LIFTING, CFP59 | 22294
13893-06_drw.pdf | 2 | 1 | MOUNT, ENGINE | A042K476
13893-06_drw.pdf | 3 | 2 | CHANNEL, SIDE | A042K477
13893-06_drw.pdf | 4 | 4 | GUSSET, ENGINE MOUNT | A042K478
13893-06_drw.pdf | 5 | 1 | CHANNEL, END | A042K479
13893-06_drw.pdf | 6 | 1 | CHANNEL, END | A042K480
13893-06_drw.pdf | 7 | 1 | MOUNT, ENGINE | A042K481
13893-06_drw.pdf | 8 | 2 | MOUNT, PUMP | A042K501
13893-06_drw.pdf | 9 | 2 | GUSSET | A042K502
13893-06_obs_drw.pdf | 1 | 1 | FRAME, WLDMNT, STD, CFP3.3 / 3.9 / 5E | 9893
13893-06_obs_drw.pdf | 2 | 2 | ANGLE, HRS, 8.0 X 8.0 X 0.50, 20.00"
13893-06_obs_drw.pdf |  |  | TYP
13893-06_obs_drw.pdf | 12.00
13893-06_obs_drw.pdf | TYP | .25
13893-06_obs_drw.pdf |  |  | 8.00
13893-06_obs_drw.pdf |  |  | 23.00
13893-06_obs_drw.pdf | to the document | in accepts the | confidence. CUMMINS FIRE POWER LLC CORPORATE OFFICE | CUSTOM DESIGN UPFIT CENTER
13893-06_obs_drw.pdf | ittrawdiellse(c1r)etnoitnfuosrematthieondotchuemreenitn,or(2a)nynoctopcyoptyhetrheeofdoocrumtehnet, or the | ittrawdiellse(c1r)etnoitnfuosrematthieondotchuemreenitn,or(2a)nynoctopcyoptyhetrheeofdoocrumtehnet, | 1600 BUERKLE ROAD WHITE BEAR LAKE, MN or trade | LAWRENCE DRIVE DEPERE, WISCONSIN
13893-06_obs_drw.pdf | of | need to cPoopwieersLtLhCereof, | retain anFd
13893-06_obs_drw.pdf |  | TOLERANCESCAFREP5E, | 1610 DRIVESHAFT
13893-07_drw.pdf | 1 | 4 | HOOK, LIFTING, CFP59 | 22294
13893-07_drw.pdf | 2 | 1 | MOUNT, ENGINE | A042K476
13893-07_drw.pdf | 3 | 2 | CHANNEL, SIDE | A042K477
13893-07_drw.pdf | 4 | 4 | GUSSET, ENGINE MOUNT | A042K478
13893-07_drw.pdf | 5 | 1 | CHANNEL, END | A042K479
13893-07_drw.pdf | 6 | 1 | CHANNEL, END | A042K480
13893-07_drw.pdf | 7 | 1 | MOUNT, ENGINE | A042K481
13893-07_drw.pdf | 8 | 2 | GUSSET | A042K502
13893-07_drw.pdf | 9 | 2 | MOUNT, PUMP | A042K504
13893-07_obs_drw.pdf | 1 | 1 | FRAME, WLDMNT, STD, CFP3.3 / 3.9 / 5E | 9893
13893-07_obs_drw.pdf | 2 | 2 | ANGLE, HRS, 8.0 X 8.0 X 0.50, 20.00"
13893-07_obs_drw.pdf |  |  | TYP
13893-07_obs_drw.pdf | 16.50
13893-07_obs_drw.pdf |  | .25
13893-07_obs_drw.pdf |  |  | 8.00
13893-07_obs_drw.pdf |  |  | 23.00
13893-07_obs_drw.pdf | to the document | in accepts the | confidence. CUMMINS FIRE POWER LLC CORPORATE OFFICE | CUSTOM DESIGN UPFIT CENTER
13893-07_obs_drw.pdf | ittrawdiellse(c1r)etnoitnfuosrematthieondotchuemreenitn,or(2a)nynoctopcyoptyhetrheeofdoocrumtehnet, or the | ittrawdiellse(c1r)etnoitnfuosrematthieondotchuemreenitn,or(2a)nynoctopcyoptyhetrheeofdoocrumtehnet, | 1600 BUERKLE ROAD WHITE BEAR LAKE, MN or trade | LAWRENCE DRIVE DEPERE, WISCONSIN
13893-07_obs_drw.pdf | of | need to cPoopwieersLtLhCereof, | retain anFd
13893-07_obs_drw.pdf |  | TOLERANCESCAFREP5E, | 1610 DRIVESHAFT
13893-08_drw.pdf | 1 | 4 | HOOK, LIFTING, CFP59 | 22294
13893-08_drw.pdf | 2 | 1 | MOUNT, ENGINE | A042K476
13893-08_drw.pdf | 3 | 2 | CHANNEL, SIDE | A042K477
13893-08_drw.pdf | 4 | 4 | GUSSET, ENGINE MOUNT | A042K478
13893-08_drw.pdf | 5 | 1 | CHANNEL, END | A042K479
13893-08_drw.pdf | 6 | 1 | CHANNEL, END | A042K480
13893-08_drw.pdf | 7 | 1 | MOUNT, ENGINE | A042K481
13893-08_drw.pdf | 8 | 2 | GUSSET | A042K502
13893-08_drw.pdf | 9 | 2 | MOUNT, PUMP | A042K505
13893-08_obs_drw.pdf | 1 | 1 | FRAME, WLDMNT, STD, CFP3.3 / 3.9 / 5E | 9893
13893-08_obs_drw.pdf | 2 | 2 | ANGLE, HRS, 8.0 X 8.0 X 0.50, 20.00"
13893-08_obs_drw.pdf |  |  | TYP
13893-08_obs_drw.pdf | 16.00
13893-08_obs_drw.pdf |  | .25
13893-08_obs_drw.pdf |  |  | 8.00
13893-08_obs_drw.pdf |  |  | 23.00
13893-08_obs_drw.pdf | to the document | in accepts the | confidence. CUMMINS FIRE POWER LLC CORPORATE OFFICE | CUSTOM DESIGN UPFIT CENTER
13893-08_obs_drw.pdf | ittrawdiellse(c1r)etnoitnfuosrematthieondotchuemreenitn,or(2a)nynoctopcyoptyhetrheeofdoocrumtehnet, or the | ittrawdiellse(c1r)etnoitnfuosrematthieondotchuemreenitn,or(2a)nynoctopcyoptyhetrheeofdoocrumtehnet, | 1600 BUERKLE ROAD WHITE BEAR LAKE, MN or trade | LAWRENCE DRIVE DEPERE, WISCONSIN
13893-08_obs_drw.pdf | of | need to cPoopwieersLtLhCereof, | retain anFd
13893-08_obs_drw.pdf |  | TOLERANCESCAFREP5E, | 1610 DRIVESHAFT
13893-09_drw.pdf | 1 | 4 | HOOK, LIFTING, CFP59 | 22294
13893-09_drw.pdf | 2 | 2 | MOUNT, PUMP | A042K506
13893-09_drw.pdf | 3 | 2 | GUSSET | A042K507
13893-09_drw.pdf | 4 | 1 | MOUNT, ENGINE | A042K508
13893-09_drw.pdf | 5 | 2 | CHANNEL, SIDE | A042K509
13893-09_drw.pdf | 6 | 4 | GUSSET, ENGINE MOUNT | A042K510
13893-09_drw.pdf | 7 | 1 | CHANNEL, END | A042K511
13893-09_drw.pdf | 8 | 1 | CHANNEL, END | A042K512
13893-09_drw.pdf | 9 | 1 | MOUNT, ENGINE | A042K513
13893-09_obs_drw.pdf | 1 | 1 | FRAME, WLDMNT, LRG MID, CFP3.3 / 3.9 / | 12381
13893-09_obs_drw.pdf | 2 | 2 | ANGLE, HRS, 8.0 X 8.0 X 0.50, 26.00" | 12504
13893-09_obs_drw.pdf |  |  | TYP
13893-09_obs_drw.pdf | A
13893-09_obs_drw.pdf |  |  | 8.00
13893-09_obs_drw.pdf |  |  | 29.00
13893-09_obs_drw.pdf | to the document | in accepts the | confidence. CUMMINS FIRE POWER LLC CORPORATE OFFICE | CUSTOM DESIGN UPFIT CENTER
13893-09_obs_drw.pdf | ittrawdiellse(c1r)etnoitnfuosrematthieondotchuemreenitn,or(2a)nynoctopcyoptyhetrheeofdoocrumtehnet, or the | ittrawdiellse(c1r)etnoitnfuosrematthieondotchuemreenitn,or(2a)nynoctopcyoptyhetrheeofdoocrumtehnet, | 1600 BUERKLE ROAD WHITE BEAR LAKE, MN or trade | LAWRENCE DRIVE DEPERE, WISCONSIN
13893-09_obs_drw.pdf | of | need to cPoopwieersLtLhCereof, | retain anFd
13893-09_obs_drw.pdf |  | TOLERANCESCAFREP5E, | 1610 DRIVESHAFT
13893-10_drw.pdf | 1 | 4 | HOOK, LIFTING, CFP59 | 22294
13893-10_drw.pdf | 2 | 1 | MOUNT, ENGINE | A042K476
13893-10_drw.pdf | 3 | 2 | CHANNEL, SIDE | A042K477
13893-10_drw.pdf | 4 | 1 | CHANNEL, END | A042K479
13893-10_drw.pdf | 5 | 1 | CHANNEL, END | A042K480
13893-10_drw.pdf | 6 | 1 | MOUNT, ENGINE | A042K481
13893-10_drw.pdf | 7 | 2 | GUSSET | A042K497
13893-10_drw.pdf | 8 | 4 | GUSSET, ENGINE MOUNT | A042K510
13893-10_drw.pdf | 9 | 2 | MOUNT, PUMP | A042K516
13893-10_obs_drw.pdf | 1 | 1 | FRAME, WLDMNT, MID, CFP3.3 / 3.9 / 5E | 12376
13893-10_obs_drw.pdf | 2 | 2 | ANGLE, HRS, 8.0 X 8.0 X 0.50, 20.00"
13893-10_obs_drw.pdf |  |  | .25 TYP
13893-10_obs_drw.pdf | 15.00
13893-10_obs_drw.pdf | TYP | .25
13893-10_obs_drw.pdf |  |  | 8.00
13893-10_obs_drw.pdf |  |  | 20.00
13893-10_obs_drw.pdf | to the document | in accepts the | confidence. CUMMINS FIRE POWER LLC CORPORATE OFFICE | CUSTOM DESIGN UPFIT CENTER
13893-10_obs_drw.pdf | ittrawdiellse(c1r)etnoitnfuosrematthieondotchuemreenitn,or(2a)nynoctopcyoptyhetrheeofdoocrumtehnet, or the | ittrawdiellse(c1r)etnoitnfuosrematthieondotchuemreenitn,or(2a)nynoctopcyoptyhetrheeofdoocrumtehnet, | 1600 BUERKLE ROAD WHITE BEAR LAKE, MN or trade | LAWRENCE DRIVE DEPERE, WISCONSIN
13893-10_obs_drw.pdf | of | need to cPoopwieersLtLhCereof, | retain anFd
13893-10_obs_drw.pdf |  | TOLERANCESCAFREP5E, | 1610 DRIVESHAFT
13893-11_drw.pdf | 1 | 4 | HOOK, LIFTING, CFP59 | 22294
13893-11_drw.pdf | 2 | 2 | GUSSET | A042K502
13893-11_drw.pdf | 3 | 1 | MOUNT, ENGINE | A042K508
13893-11_drw.pdf | 4 | 2 | CHANNEL, SIDE | A042K509
13893-11_drw.pdf | 5 | 4 | GUSSET, ENGINE MOUNT | A042K510
13893-11_drw.pdf | 6 | 1 | CHANNEL, END | A042K511
13893-11_drw.pdf | 7 | 1 | CHANNEL, END | A042K512
13893-11_drw.pdf | 8 | 1 | MOUNT, ENGINE | A042K513
13893-11_drw.pdf | 9 | 2 | MOUNT, PUMP | A042K519
13893-11_obs_drw.pdf | 1 | 1 | FRAME, WLDMNT, LRG MID, CFP3.3 / 3.9 / | 12381
13893-11_obs_drw.pdf | 2 | 2 | ANGLE, HRS, 8.0 X 8.0 X 0.50, 26.00" | 12504
13893-11_obs_drw.pdf |  |  | TYP
13893-11_obs_drw.pdf | .25
13893-11_obs_drw.pdf |  |  | 8.00
13893-11_obs_drw.pdf |  |  | 29.00
13893-11_obs_drw.pdf | to the document | in accepts the | confidence. CUMMINS FIRE POWER LLC CORPORATE OFFICE | CUSTOM DESIGN UPFIT CENTER
13893-11_obs_drw.pdf | ittrawdiellse(c1r)etnoitnfuosrematthieondotchuemreenitn,or(2a)nynoctopcyoptyhetrheeofdoocrumtehnet, or the | ittrawdiellse(c1r)etnoitnfuosrematthieondotchuemreenitn,or(2a)nynoctopcyoptyhetrheeofdoocrumtehnet, | 1600 BUERKLE ROAD WHITE BEAR LAKE, MN or trade | LAWRENCE DRIVE DEPERE, WISCONSIN
13893-11_obs_drw.pdf | of | need to cPoopwieersLtLhCereof, | retain anFd
13893-11_obs_drw.pdf |  | TOLERANCESCAFREP5E, | 1610 DRIVESHAFT
13893-12_drw.pdf | 1 | 4 | HOOK, LIFTING, CFP59 | 22294
13893-12_drw.pdf | 2 | 1 | MOUNT, ENGINE | A042K476
13893-12_drw.pdf | 3 | 2 | CHANNEL, SIDE | A042K477
13893-12_drw.pdf | 4 | 4 | GUSSET, ENGINE MOUNT | A042K478
13893-12_drw.pdf | 5 | 1 | CHANNEL, END | A042K479
13893-12_drw.pdf | 6 | 1 | CHANNEL, END | A042K480
13893-12_drw.pdf | 7 | 1 | MOUNT, ENGINE | A042K481
13893-12_drw.pdf | 8 | 2 | MOUNT, PUMP | A042K520
13893-12_drw.pdf | 9 | 2 | GUSSET | A042K521
13893-12_obs_drw.pdf | 1 | 1 | FRAME, WLDMNT, STD, CFP3.3 / 3.9 / 5E | 9893
13893-12_obs_drw.pdf | 2 | 2 | ANGLE, HRS, 8.0 X 8.0 X 0.50, 20.00"
13893-12_obs_drw.pdf |  |  | .25 TYP
13893-12_obs_drw.pdf | 15.36
13893-12_obs_drw.pdf | TYP | .25
13893-12_obs_drw.pdf | 3.79
13893-12_obs_drw.pdf |  |  | 23.00
13893-12_obs_drw.pdf | to the document | in accepts the | confidence. CUMMINS FIRE POWER LLC CORPORATE OFFICE | CUSTOM DESIGN UPFIT CENTER
13893-12_obs_drw.pdf | or any (2) not or the | thereof copy the | or the document, or trade 1600 BUERKLE ROAD WHITE BEAR LAKE, MN | LAWRENCE DRIVE DEPERE, WISCONSIN
13893-12_obs_drw.pdf | of all Fire Power | need to LLC | retain and
13893-12_obs_drw.pdf |  | TOLERANCESCAFREP5E, | 1610 DRIVESHAFT
13893-13_drw.pdf | 1 | 4 | HOOK, LIFTING, CFP59 | 22294
13893-13_drw.pdf | 2 | 1 | MOUNT, ENGINE | A042K476
13893-13_drw.pdf | 3 | 2 | CHANNEL, SIDE | A042K477
13893-13_drw.pdf | 4 | 4 | GUSSET, ENGINE MOUNT | A042K478
13893-13_drw.pdf | 5 | 1 | CHANNEL, END | A042K479
13893-13_drw.pdf | 6 | 1 | CHANNEL, END | A042K480
13893-13_drw.pdf | 7 | 1 | MOUNT, ENGINE | A042K481
13893-13_drw.pdf | 8 | 2 | GUSSET | A042K521
13893-13_drw.pdf | 9 | 2 | MOUNT, PUMP | A042K525
13893-13_obs_drw.pdf | 1 | 1 | FRAME, WLDMNT, STD, CFP3.3 / 3.9 / 5E | 9893
13893-13_obs_drw.pdf | 2 | 2 | ANGLE, HRS, 8.0 X 8.0 X 0.50, 20.00"
13893-13_obs_drw.pdf |  |  | TYP
13893-13_obs_drw.pdf | 13.38
13893-13_obs_drw.pdf | TYP | .25
13893-13_obs_drw.pdf | 3.79
13893-13_obs_drw.pdf |  |  | 23.00
13893-13_obs_drw.pdf | to the document | in accepts the | confidence. CUMMINS FIRE POWER LLC CORPORATE OFFICE | CUSTOM DESIGN UPFIT CENTER
13893-13_obs_drw.pdf | or any (2) not or the | thereof copy the | or the document, or trade 1600 BUERKLE ROAD WHITE BEAR LAKE, MN | LAWRENCE DRIVE DEPERE, WISCONSIN
13893-13_obs_drw.pdf | of all Fire Power | need to LLC | retain and
13893-13_obs_drw.pdf |  | TOLERANCESCAFREP5E, | 1610 DRIVESHAFT
13893-14_drw.pdf | 1 | 4 | HOOK, LIFTING, CFP59 | 22294
13893-14_drw.pdf | 2 | 1 | MOUNT, ENGINE | A042K476
13893-14_drw.pdf | 3 | 2 | CHANNEL, SIDE | A042K477
13893-14_drw.pdf | 4 | 4 | GUSSET, ENGINE MOUNT | A042K478
13893-14_drw.pdf | 5 | 1 | CHANNEL, END | A042K479
13893-14_drw.pdf | 6 | 1 | CHANNEL, END | A042K480
13893-14_drw.pdf | 7 | 1 | MOUNT, ENGINE | A042K481
13893-14_drw.pdf | 8 | 2 | MOUNT, PUMP | A042K520
13893-14_drw.pdf | 9 | 2 | GUSSET | A042K529
13893-14_obs_drw.pdf | 1 | 1 | FRAME, WLDMNT, STD, CFP3.3 / 3.9 / 5E | 9893
13893-14_obs_drw.pdf | 2 | 2 | ANGLE, HRS, 8.0 X 8.0 X 0.50, 20.00"
13893-14_obs_drw.pdf |  |  | .25 TYP
13893-14_obs_drw.pdf | 15.36
13893-14_obs_drw.pdf |  | .25
13893-14_obs_drw.pdf |  |  | 8.00
13893-14_obs_drw.pdf | to the document | in accepts the | confidence. CUMMINS FIRE POWER LLC CORPORATE OFFICE | CUSTOM DESIGN UPFIT CENTER
13893-14_obs_drw.pdf | or any (2) not or the | thereof copy the | or the document, or trade 1600 BUERKLE ROAD WHITE BEAR LAKE, MN | LAWRENCE DRIVE DEPERE, WISCONSIN
13893-14_obs_drw.pdf | of all Fire Power | need to LLC | retain and
13893-14_obs_drw.pdf |  | TOLERANCESCAFREP5E, | 1610 DRIVESHAFT
13893-15_drw.pdf | 1 | 4 | HOOK, LIFTING, CFP59 | 22294
13893-15_drw.pdf | 2 | 1 | MOUNT, ENGINE | A042K476
13893-15_drw.pdf | 3 | 2 | CHANNEL, SIDE | A042K477
13893-15_drw.pdf | 4 | 1 | CHANNEL, END | A042K479
13893-15_drw.pdf | 5 | 1 | CHANNEL, END | A042K480
13893-15_drw.pdf | 6 | 1 | MOUNT, ENGINE | A042K481
13893-15_drw.pdf | 7 | 4 | GUSSET, ENGINE MOUNT | A042K510
13893-15_drw.pdf | 8 | 2 | GUSSET | A042K531
13893-15_drw.pdf | 9 | 2 | MOUNT, PUMP | A042K532
13893-15_obs_drw.pdf | 1 | 1 | FRAME, WLDMNT, MID, CFP3.3 / 3.9 / 5E | 12376
13893-15_obs_drw.pdf | 2 | 2 | ANGLE, HRS, 8.0 X 8.0 X 0.50, 20.00"
13893-15_obs_drw.pdf |  |  | TYP
13893-15_obs_drw.pdf | 13.38
13893-15_obs_drw.pdf |  | .25
13893-15_obs_drw.pdf | 2.88
13893-15_obs_drw.pdf |  |  | 8.00
13893-15_obs_drw.pdf |  |  | 20.00
13893-15_obs_drw.pdf | to the document | in accepts the | confidence. CUMMINS FIRE POWER LLC CORPORATE OFFICE | CUSTOM DESIGN UPFIT CENTER
13893-15_obs_drw.pdf | ittrawdiellse(c1r)etnoitnfuosrematthieondotchuemreenitn,or(2a)nynoctopcyoptyhetrheeofdoocrumtehnet, or the | ittrawdiellse(c1r)etnoitnfuosrematthieondotchuemreenitn,or(2a)nynoctopcyoptyhetrheeofdoocrumtehnet, | 1600 BUERKLE ROAD WHITE BEAR LAKE, MN or trade | LAWRENCE DRIVE DEPERE, WISCONSIN
13893-15_obs_drw.pdf | of | need to cPoopwieersLtLhCereof, | retain anFd
13893-15_obs_drw.pdf |  | TOLERANCESCAFREP5E, | 1610 DRIVESHAFT
13893-16_drw.pdf | 1 | 4 | HOOK, LIFTING, CFP59 | 22294
13893-16_drw.pdf | 2 | 1 | MOUNT, ENGINE | A042K508
13893-16_drw.pdf | 3 | 2 | CHANNEL, SIDE | A042K509
13893-16_drw.pdf | 4 | 1 | CHANNEL, END | A042K511
13893-16_drw.pdf | 5 | 1 | CHANNEL, END | A042K512
13893-16_drw.pdf | 6 | 1 | MOUNT, ENGINE | A042K513
13893-16_drw.pdf | 7 | 2 | MOUNT, PUMP | A042K539
13893-16_drw.pdf | 8 | 2 | GUSSET | A042K540
13893-16_drw.pdf | 9 | 4 | GUSSET, ENGINE MOUNT | A042K541
13893-16_obs_drw.pdf | 1 | 1 | FRAME, WLDMNT, LRG TALL, CFP3.3 / 3.9 / | 5E 12382
13893-16_obs_drw.pdf | 2 | 2 | ANGLE, HRS, 8.0 X 8.0 X 0.50, 26.00" | 12504
13893-16_obs_drw.pdf |  |  | TYP
13893-16_obs_drw.pdf | .25
13893-16_obs_drw.pdf |  |  | 26.00
13893-16_obs_drw.pdf | to the document | in accepts the | confidence. CUMMINS FIRE POWER LLC CORPORATE OFFICE | CUSTOM DESIGN UPFIT CENTER
13893-16_obs_drw.pdf | ittrawdiellse(c1r)etnoitnfuosrematthieondotchuemreenitn,or(2a)nynoctopcyoptyhetrheeofdoocrumtehnet, or the | ittrawdiellse(c1r)etnoitnfuosrematthieondotchuemreenitn,or(2a)nynoctopcyoptyhetrheeofdoocrumtehnet, | 1600 BUERKLE ROAD WHITE BEAR LAKE, MN or trade | LAWRENCE DRIVE DEPERE, WISCONSIN
13893-16_obs_drw.pdf | of | need to cPoopwieersLtLhCereof, | retain anFd
13893-16_obs_drw.pdf |  | TOLERANCESCAFREP5E, | 1610 DRIVESHAFT
13893-17_drw.pdf | 1 | 4 | HOOK, LIFTING, CFP59 | 22294
13893-17_drw.pdf | 2 | 1 | MOUNT, ENGINE | A042K476
13893-17_drw.pdf | 3 | 2 | CHANNEL, SIDE | A042K477
13893-17_drw.pdf | 4 | 4 | GUSSET, ENGINE MOUNT | A042K478
13893-17_drw.pdf | 5 | 1 | CHANNEL, END | A042K479
13893-17_drw.pdf | 6 | 1 | CHANNEL, END | A042K480
13893-17_drw.pdf | 7 | 1 | MOUNT, ENGINE | A042K481
13893-17_drw.pdf | 8 | 1 | MOUNT, PUMP | A042K543
13893-17_drw.pdf | 9 | 1 | MOUNT, PUMP | A042K544
13893-17_drw.pdf | 10 | 2 | GUSSET | A042K545
13893-17_drw.pdf |  |  | 9
13893-17_drw.pdf |  |  | 10
13893-17_obs_drw.pdf | 1 | 1 | FRAME, WLDMNT, STD, CFP3.3 / 3.9 / 5E | 9893
13893-17_obs_drw.pdf | 2 | 2 | ANGLE, HRS, 8.0 X 8.0 X 0.50, 20.00"
13893-17_obs_drw.pdf |  |  | .25
13893-17_obs_drw.pdf | 8.12
13893-17_obs_drw.pdf | 1.88
13893-17_obs_drw.pdf | TYP
13893-17_obs_drw.pdf |  | A
13893-17_obs_drw.pdf | 5.19
13893-17_obs_drw.pdf |  |  | 23.00
13893-17_obs_drw.pdf | to the document | in accepts the | confidence. CUMMINS FIRE POWER LLC CORPORATE OFFICE | CUSTOM DESIGN UPFIT CENTER
13893-17_obs_drw.pdf | ittrawdiellse(c1r)etnoitnfuosrematthieondotchuemreenitn,or(2a)nynoctopcyoptyhetrheeofdoocrumtehnet, or the | ittrawdiellse(c1r)etnoitnfuosrematthieondotchuemreenitn,or(2a)nynoctopcyoptyhetrheeofdoocrumtehnet, | 1600 BUERKLE ROAD WHITE BEAR LAKE, MN or trade | LAWRENCE DRIVE DEPERE, WISCONSIN
13893-17_obs_drw.pdf | of | need to cPoopwieersLtLhCereof, | retain anFd
13893-17_obs_drw.pdf |  | TOLERANCESCAFREP5E, | 1610 DRIVESHAFT
13893-18_drw.pdf | 1 | 4 | HOOK, LIFTING, CFP59 | 22294
13893-18_drw.pdf | 2 | 4 | GUSSET, ENGINE MOUNT | A042K478
13893-18_drw.pdf | 3 | 1 | MOUNT, ENGINE | A042K508
13893-18_drw.pdf | 4 | 2 | CHANNEL, SIDE | A042K509
13893-18_drw.pdf | 5 | 1 | CHANNEL, END | A042K511
13893-18_drw.pdf | 6 | 1 | CHANNEL, END | A042K512
13893-18_drw.pdf | 7 | 1 | MOUNT, ENGINE | A042K513
13893-18_drw.pdf | 8 | 1 | MOUNT, PUMP | A042K546
13893-18_drw.pdf | 9 | 1 | MOUNT, PUMP | A042K547
13893-18_drw.pdf | 10 | 2 | GUSSET | A042K548
13893-18_obs_drw.pdf | 1 | 1 | FRAME, WLDMNT, LARGE, CFP3.3 / 3.9 / 5E | 12380
13893-18_obs_drw.pdf | 2 | 2 | ANGLE, HRS, 8.0 X 8.0 X 0.50, 26.00" | 12504
13893-18_obs_drw.pdf |  |  | TYP
13893-18_obs_drw.pdf | .25
13893-18_obs_drw.pdf |  |  | 29.00
13893-18_obs_drw.pdf | to the document | in accepts the | confidence. CUMMINS FIRE POWER LLC CORPORATE OFFICE | CUSTOM DESIGN UPFIT CENTER
13893-18_obs_drw.pdf | ittrawdiellse(c1r)etnoitnfuosrematthieondotchuemreenitn,or(2a)nynoctopcyoptyhetrheeofdoocrumtehnet, or the | ittrawdiellse(c1r)etnoitnfuosrematthieondotchuemreenitn,or(2a)nynoctopcyoptyhetrheeofdoocrumtehnet, | 1600 BUERKLE ROAD WHITE BEAR LAKE, MN or trade | LAWRENCE DRIVE DEPERE, WISCONSIN
13893-18_obs_drw.pdf | of | need to cPoopwieersLtLhCereof, | retain anFd
13893-18_obs_drw.pdf |  | TOLERANCESCAFREP5E, | 1610 DRIVESHAFT
13893-19_drw.pdf | 1 | 4 | HOOK, LIFTING, CFP59 | 22294
13893-19_drw.pdf | 2 | 1 | MOUNT, ENGINE | A042K508
13893-19_drw.pdf | 3 | 2 | CHANNEL, SIDE | A042K509
13893-19_drw.pdf | 4 | 4 | GUSSET, ENGINE MOUNT | A042K510
13893-19_drw.pdf | 5 | 1 | CHANNEL, END | A042K511
13893-19_drw.pdf | 6 | 1 | CHANNEL, END | A042K512
13893-19_drw.pdf | 7 | 1 | MOUNT, ENGINE | A042K513
13893-19_drw.pdf | 8 | 1 | MOUNT, PUMP | A042K549
13893-19_drw.pdf | 9 | 1 | MOUNT, PUMP | A042K550
13893-19_drw.pdf | 10 | 2 | GUSSET | A042K551
13893-19_obs_drw.pdf | 1 | 1 | FRAME, WLDMNT, LRG MID, CFP3.3 / 3.9 / | 12381
13893-19_obs_drw.pdf | 2 | 2 | ANGLE, HRS, 8.0 X 8.0 X 0.50, 26.00" | 12504
13893-19_obs_drw.pdf |  |  | TYP
13893-19_obs_drw.pdf | 21.76
13893-19_obs_drw.pdf |  |  | 8.00
13893-19_obs_drw.pdf |  |  | 26.00
13893-19_obs_drw.pdf | to the document | in accepts the | confidence. CUMMINS FIRE POWER LLC CORPORATE OFFICE | CUSTOM DESIGN UPFIT CENTER
13893-19_obs_drw.pdf | or any (2) not or the | thereof copy the | or the document, or trade 1600 BUERKLE ROAD WHITE BEAR LAKE, MN | LAWRENCE DRIVE DEPERE, WISCONSIN
13893-19_obs_drw.pdf | of all Fire Power | need to LLC | retain and
13893-19_obs_drw.pdf |  | TOLERANCESCAFREP5E, | 1610 DRIVESHAFT
13893-20_drw.pdf | 1 | 4 | HOOK, LIFTING, CFP59 | 22294
13893-20_drw.pdf | 2 | 1 | MOUNT, ENGINE | A042K508
13893-20_drw.pdf | 3 | 2 | CHANNEL, SIDE | A042K509
13893-20_drw.pdf | 4 | 4 | GUSSET, ENGINE MOUNT | A042K510
13893-20_drw.pdf | 5 | 1 | CHANNEL, END | A042K511
13893-20_drw.pdf | 6 | 1 | CHANNEL, END | A042K512
13893-20_drw.pdf | 7 | 1 | MOUNT, ENGINE | A042K513
13893-20_drw.pdf | 8 | 1 | MOUNT, PUMP | A042K552
13893-20_drw.pdf | 9 | 1 | MOUNT, PUMP | A042K553
13893-20_drw.pdf | 10 | 2 | GUSSET | A042K554
13893-20_obs_drw.pdf | 1 | 1 | FRAME, WLDMNT, LRG MID, CFP3.3 / 3.9 / | 12381
13893-20_obs_drw.pdf | 2 | 2 | ANGLE, HRS, 8.0 X 8.0 X 0.50, 26.00" | 12504
13893-20_obs_drw.pdf |  |  | TYP
13893-20_obs_drw.pdf |  |  | 8.00
13893-20_obs_drw.pdf |  |  | 26.00
13893-20_obs_drw.pdf | to the document | in accepts the | confidence. CUMMINS FIRE POWER LLC CORPORATE OFFICE | CUSTOM DESIGN UPFIT CENTER
13893-20_obs_drw.pdf | ittrawdiellse(c1r)etnoitnfuosrematthieondotchuemreenitn,or(2a)nynoctopcyoptyhetrheeofdoocrumtehnet, or the | ittrawdiellse(c1r)etnoitnfuosrematthieondotchuemreenitn,or(2a)nynoctopcyoptyhetrheeofdoocrumtehnet, | 1600 BUERKLE ROAD WHITE BEAR LAKE, MN or trade | LAWRENCE DRIVE DEPERE, WISCONSIN
13893-20_obs_drw.pdf | of | need to cPoopwieersLtLhCereof, | retain anFd
13893-20_obs_drw.pdf |  | TOLERANCESCAFREP5E, | 1610 DRIVESHAFT
13893-21_drw.pdf | 1 | 4 | HOOK, LIFTING, CFP59 | 22294
13893-21_drw.pdf | 2 | 1 | MOUNT, ENGINE | A042K508
13893-21_drw.pdf | 3 | 2 | CHANNEL, SIDE | A042K509
13893-21_drw.pdf | 4 | 4 | GUSSET, ENGINE MOUNT | A042K510
13893-21_drw.pdf | 5 | 1 | CHANNEL, END | A042K511
13893-21_drw.pdf | 6 | 1 | CHANNEL, END | A042K512
13893-21_drw.pdf | 7 | 1 | MOUNT, ENGINE | A042K513
13893-21_drw.pdf | 8 | 1 | MOUNT, PUMP | A042K562
13893-21_drw.pdf | 9 | 1 | MOUNT, PUMP | A042K563
13893-21_drw.pdf | 10 | 2 | GUSSET | A042K564
13893-21_obs_drw.pdf | 1 | 1 | FRAME, WLDMNT, LRG MID, CFP3.3 / 3.9 / | 12381
13893-21_obs_drw.pdf | 2 | 2 | ANGLE, HRS, 8.0 X 8.0 X 0.50, 26.00" | 12504
13893-21_obs_drw.pdf |  |  | TYP
13893-21_obs_drw.pdf | 21.76
13893-21_obs_drw.pdf |  |  | 8.00
13893-21_obs_drw.pdf |  |  | 26.00
13893-21_obs_drw.pdf | to the document | in accepts the | confidence. CUMMINS FIRE POWER LLC CORPORATE OFFICE | CUSTOM DESIGN UPFIT CENTER
13893-21_obs_drw.pdf | or any (2) not or the | thereof copy the | or the document, or trade 1600 BUERKLE ROAD WHITE BEAR LAKE, MN | LAWRENCE DRIVE DEPERE, WISCONSIN
13893-21_obs_drw.pdf | of all Fire Power | need to LLC | retain and
13893-21_obs_drw.pdf |  | TOLERANCESCAFREP5E, | 1610 DRIVESHAFT
13895-01_drw.pdf | 1 | 1 | FRAME, WLDMNT, STD, CFP3.3 / 3.9 / 5E | 9893
13895-01_drw.pdf | 4 | 2 | PLATE, PUMP BRACE, .25" x 2.00" x
13895-01_drw.pdf | .25 |  | TYP
13895-01_drw.pdf |  |  | 1.75
13895-01_drw.pdf |  |  | 20.00
13895-01_drw.pdf |  |  | 23.00
13895-01_drw.pdf | receiver in accepts in | confidence. by | CUMMINS FIRE POWER LLC CORPORATE OFFICE AND | DESIGN UPFIT CENTER
13895-01_drw.pdf | ittrawdiellse(c1r)etnoitnfuosrematthieondotchuemreenitn,or(2a)nynoctopcyoptyhetrheeofdoocrumtehnet, | ittrawdiellse(c1r)etnoitnfuosrematthieondotchuemreenitn,or(2a)nynoctopcyoptyhetrheeofdoocrumtehnet, | WHITE BEAR LAKE, MN | WISCONSIN
13895-02_drw.pdf | 1 | 1 | FRAME, WLDMNT, STD, CFP3.3 / 3.9 / 5E | 9893
13895-02_drw.pdf | 2 | 2 | ANGLE, HRS, 8.0 X 8.0 X 0.50, 20.00"
13895-02_drw.pdf |  | .25
13895-02_drw.pdf |  | A
13895-02_drw.pdf | 5.19
13895-02_drw.pdf |  |  | 8.00
13895-02_drw.pdf |  |  | 23.00
13895-02_drw.pdf | to the document | in accepts the | confidence. CUMMINS FIRE POWER LLC CORPORATE OFFICE | CUSTOM DESIGN UPFIT CENTER
13895-02_drw.pdf | ittrawdiellse(c1r)etnoitnfuosrematthieondotchuemreenitn,or(2a)nynoctopcyoptyhetrheeofdoocrumtehnet, or the | ittrawdiellse(c1r)etnoitnfuosrematthieondotchuemreenitn,or(2a)nynoctopcyoptyhetrheeofdoocrumtehnet, | 1600 BUERKLE ROAD WHITE BEAR LAKE, MN or trade | LAWRENCE DRIVE DEPERE, WISCONSIN
13895-02_drw.pdf | of | need to cPoopwieersLtLhCereof, | retain anFd
13895-02_drw.pdf |  | TOLERANCESCAFREP5E, | 1610 DRIVESHAFT
13895-03_drw.pdf | 1 | 1 | FRAME, WLDMNT, STD, CFP3.3 / 3.9 / 5E | 9893
13895-03_drw.pdf | 2 | 2 | ANGLE, HRS, 8.0 X 8.0 X 0.50, 20.00"
13895-03_drw.pdf |  |  | TYP
13895-03_drw.pdf | TYP
13895-03_drw.pdf |  |  | 8.00
13895-03_drw.pdf |  |  | 20.00
13895-03_drw.pdf | to the document | in accepts the | confidence. CUMMINS FIRE POWER LLC CORPORATE OFFICE | CUSTOM DESIGN UPFIT CENTER
13895-03_drw.pdf | ittrawdiellse(c1r)etnoitnfuosrematthieondotchuemreenitn,or(2a)nynoctopcyoptyhetrheeofdoocrumtehnet, or the | ittrawdiellse(c1r)etnoitnfuosrematthieondotchuemreenitn,or(2a)nynoctopcyoptyhetrheeofdoocrumtehnet, | 1600 BUERKLE ROAD WHITE BEAR LAKE, MN or trade | LAWRENCE DRIVE DEPERE, WISCONSIN
13895-03_drw.pdf | of | need to cPoopwieersLtLhCereof, | retain anFd
13895-03_drw.pdf |  | TOLERANCESCAFREP5E, | 1610 DRIVESHAFT
13895-04_drw.pdf | 1 | 1 | FRAME, WLDMNT, STD, CFP3.3 / 3.9 / 5E | 9893
13895-04_drw.pdf | 2 | 2 | ANGLE, HRS, 8.0 X 8.0 X 0.50, 20.00"
13895-04_drw.pdf |  |  | TYP
13895-04_drw.pdf | TYP | .25
13895-04_drw.pdf |  |  | 8.00
13895-04_drw.pdf | to the document | in accepts the | confidence. CUMMINS FIRE POWER LLC CORPORATE OFFICE | CUSTOM DESIGN UPFIT CENTER
13895-04_drw.pdf | ittrawdiellse(c1r)etnoitnfuosrematthieondotchuemreenitn,or(2a)nynoctopcyoptyhetrheeofdoocrumtehnet, or the | ittrawdiellse(c1r)etnoitnfuosrematthieondotchuemreenitn,or(2a)nynoctopcyoptyhetrheeofdoocrumtehnet, | 1600 BUERKLE ROAD WHITE BEAR LAKE, MN or trade | LAWRENCE DRIVE DEPERE, WISCONSIN
13895-04_drw.pdf | of | need to cPoopwieersLtLhCereof, | retain anFd
13895-04_drw.pdf |  | TOLERANCESCAFREP5E, | 1610 DRIVESHAFT
13895-05_drw.pdf | 1 | 1 | FRAME, WLDMNT, STD, CFP3.3 / 3.9 / 5E | 9893
13895-05_drw.pdf | 2 | 2 | ANGLE, HRS, 8.0 X 8.0 X 0.50, 20.00"
13895-05_drw.pdf |  |  | TYP
13895-05_drw.pdf | 14.24
13895-05_drw.pdf | TYP
13895-05_drw.pdf |  |  | 8.00
13895-05_drw.pdf |  |  | 20.00
13895-05_drw.pdf | to the document | in accepts the | confidence. CUMMINS FIRE POWER LLC CORPORATE OFFICE | CUSTOM DESIGN UPFIT CENTER
13895-05_drw.pdf | ittrawdiellse(c1r)etnoitnfuosrematthieondotchuemreenitn,or(2a)nynoctopcyoptyhetrheeofdoocrumtehnet, or the | ittrawdiellse(c1r)etnoitnfuosrematthieondotchuemreenitn,or(2a)nynoctopcyoptyhetrheeofdoocrumtehnet, | 1600 BUERKLE ROAD WHITE BEAR LAKE, MN or trade | LAWRENCE DRIVE DEPERE, WISCONSIN
13895-05_drw.pdf | of | need to cPoopwieersLtLhCereof, | retain anFd
13895-05_drw.pdf |  | TOLERANCESCAFREP5E, | 1610 DRIVESHAFT
13895-06_drw.pdf | 1 | 1 | FRAME, WLDMNT, STD, CFP3.3 / 3.9 / 5E | 9893
13895-06_drw.pdf | 2 | 2 | ANGLE, HRS, 8.0 X 8.0 X 0.50, 20.00"
13895-06_drw.pdf |  |  | TYP
13895-06_drw.pdf | 14.24
13895-06_drw.pdf |  | .25
13895-06_drw.pdf |  |  | 8.00
13895-06_drw.pdf | to the document | in accepts the | confidence. CUMMINS FIRE POWER LLC CORPORATE OFFICE | CUSTOM DESIGN UPFIT CENTER
13895-06_drw.pdf | ittrawdiellse(c1r)etnoitnfuosrematthieondotchuemreenitn,or(2a)nynoctopcyoptyhetrheeofdoocrumtehnet, or the | ittrawdiellse(c1r)etnoitnfuosrematthieondotchuemreenitn,or(2a)nynoctopcyoptyhetrheeofdoocrumtehnet, | 1600 BUERKLE ROAD WHITE BEAR LAKE, MN or trade | LAWRENCE DRIVE DEPERE, WISCONSIN
13895-06_drw.pdf | of | need to cPoopwieersLtLhCereof, | retain anFd
13895-06_drw.pdf |  | TOLERANCESCAFREP5E, | 1610 DRIVESHAFT
13895-07_drw.pdf | 1 | 1 | FRAME, WLDMNT, STD, CFP3.3 / 3.9 / 5E | 9893
13895-07_drw.pdf | 2 | 2 | ANGLE, HRS, 8.0 X 8.0 X 0.50, 20.00"
13895-07_drw.pdf |  |  | .25
13895-07_drw.pdf |  | 16.00
13895-07_drw.pdf | 8.00
13895-07_drw.pdf | 2.00
13895-07_drw.pdf | TYP
13895-07_drw.pdf |  |  | 8.00
13895-07_drw.pdf |  |  | 20.00
13895-07_drw.pdf |  |  | 23.00
13895-07_drw.pdf | to the document | in accepts the | confidence. CUMMINS FIRE POWER LLC CORPORATE OFFICE | CUSTOM DESIGN UPFIT CENTER
13895-07_drw.pdf | ittrawdiellse(c1r)etnoitnfuosrematthieondotchuemreenitn,or(2a)nynoctopcyoptyhetrheeofdoocrumtehnet, or the | ittrawdiellse(c1r)etnoitnfuosrematthieondotchuemreenitn,or(2a)nynoctopcyoptyhetrheeofdoocrumtehnet, | 1600 BUERKLE ROAD WHITE BEAR LAKE, MN or trade | LAWRENCE DRIVE DEPERE, WISCONSIN
13895-07_drw.pdf | of | need to cPoopwieersLtLhCereof, | retain anFd
13895-07_drw.pdf |  | TOLERANCESCAFREP5E, | 1610 DRIVESHAFT
13895-08_drw.pdf | 1 | 1 | FRAME, WLDMNT, MID, CFP3.3 / 3.9 / 5E | 12376
13895-08_drw.pdf | 2 | 2 | ANGLE, HRS, 8.0 X 8.0 X 0.50, 20.00"
13895-08_drw.pdf |  |  | .25
13895-08_drw.pdf |  | 16.00
13895-08_drw.pdf | 8.00
13895-08_drw.pdf | 2.00
13895-08_drw.pdf |  | .25
13895-08_drw.pdf | 4.19
13895-08_drw.pdf |  |  | 20.00
13895-08_drw.pdf |  |  | 23.00
13895-08_drw.pdf | to the document | in accepts the | confidence. CUMMINS FIRE POWER LLC CORPORATE OFFICE | CUSTOM DESIGN UPFIT CENTER
13895-08_drw.pdf | ittrawdiellse(c1r)etnoitnfuosrematthieondotchuemreenitn,or(2a)nynoctopcyoptyhetrheeofdoocrumtehnet, or the | ittrawdiellse(c1r)etnoitnfuosrematthieondotchuemreenitn,or(2a)nynoctopcyoptyhetrheeofdoocrumtehnet, | 1600 BUERKLE ROAD WHITE BEAR LAKE, MN or trade | LAWRENCE DRIVE DEPERE, WISCONSIN
13895-08_drw.pdf | of | need to cPoopwieersLtLhCereof, | retain anFd
13895-08_drw.pdf |  | TOLERANCESCAFREP5E, | 1610 DRIVESHAFT
13895-09_drw.pdf | 1 | 1 | FRAME, WLDMNT, TALL, CFP3.3 / 3.9 / 5E | 12377
13895-09_drw.pdf | 2 | 2 | ANGLE, HRS, 8.0 X 8.0 X 0.50, 20.00"
13895-09_drw.pdf |  |  | .25
13895-09_drw.pdf |  | 18.00
13895-09_drw.pdf |  |  | 20.00
13895-09_drw.pdf |  |  | 23.00
13895-09_drw.pdf | to the document | in accepts the | confidence. CUMMINS FIRE POWER LLC CORPORATE OFFICE | CUSTOM DESIGN UPFIT CENTER
13895-09_drw.pdf | ittrawdiellse(c1r)etnoitnfuosrematthieondotchuemreenitn,or(2a)nynoctopcyoptyhetrheeofdoocrumtehnet, or the | ittrawdiellse(c1r)etnoitnfuosrematthieondotchuemreenitn,or(2a)nynoctopcyoptyhetrheeofdoocrumtehnet, | 1600 BUERKLE ROAD WHITE BEAR LAKE, MN or trade | LAWRENCE DRIVE DEPERE, WISCONSIN
13895-09_drw.pdf | of | need to cPoopwieersLtLhCereof, | retain anFd
13895-09_drw.pdf |  | TOLERANCESCAFREP5E, | 1610 DRIVESHAFT
13895-10_drw.pdf | 1 | 1 | FRAME, WLDMNT, MID, CFP3.3 / 3.9 / 5E | 12376
13895-10_drw.pdf | 2 | 2 | ANGLE, HRS, 8.0 X 8.0 X 0.50, 20.00"
13895-10_drw.pdf |  |  | .25
13895-10_drw.pdf |  | 16.00
13895-10_drw.pdf | 8.00
13895-10_drw.pdf | 2.00
13895-10_drw.pdf |  | .25
13895-10_drw.pdf |  |  | 20.00
13895-10_drw.pdf |  |  | 23.00
13895-10_drw.pdf | to the document | in accepts the | confidence. CUMMINS FIRE POWER LLC CORPORATE OFFICE | CUSTOM DESIGN UPFIT CENTER
13895-10_drw.pdf | ittrawdiellse(c1r)etnoitnfuosrematthieondotchuemreenitn,or(2a)nynoctopcyoptyhetrheeofdoocrumtehnet, or the | ittrawdiellse(c1r)etnoitnfuosrematthieondotchuemreenitn,or(2a)nynoctopcyoptyhetrheeofdoocrumtehnet, | 1600 BUERKLE ROAD WHITE BEAR LAKE, MN or trade | LAWRENCE DRIVE DEPERE, WISCONSIN
13895-10_drw.pdf | of | need to cPoopwieersLtLhCereof, | retain anFd
13895-10_drw.pdf |  | TOLERANCESCAFREP5E, | 1610 DRIVESHAFT
13895-11_drw.pdf | 1 | 1 | FRAME, WLDMNT, LRG MID, CFP3.3 / 3.9 / | 12381
13895-11_drw.pdf | 2 | 2 | ANGLE, HRS, 8.0 X 8.0 X 0.50, 26.00" | 12504
13895-11_drw.pdf |  |  | TYP
13895-11_drw.pdf |  |  | 8.00
13895-11_drw.pdf |  |  | 29.00
13895-11_drw.pdf | to the document | in accepts the | confidence. CUMMINS FIRE POWER LLC CORPORATE OFFICE | CUSTOM DESIGN UPFIT CENTER
13895-11_drw.pdf | ittrawdiellse(c1r)etnoitnfuosrematthieondotchuemreenitn,or(2a)nynoctopcyoptyhetrheeofdoocrumtehnet, or the | ittrawdiellse(c1r)etnoitnfuosrematthieondotchuemreenitn,or(2a)nynoctopcyoptyhetrheeofdoocrumtehnet, | 1600 BUERKLE ROAD WHITE BEAR LAKE, MN or trade | LAWRENCE DRIVE DEPERE, WISCONSIN
13895-11_drw.pdf | of | need to cPoopwieersLtLhCereof, | retain anFd
13895-11_drw.pdf |  | TOLERANCESCAFREP5E, | 1610 DRIVESHAFT
13895-12_drw.pdf | 1 | 1 | FRAME, WLDMNT, LRG TALL, CFP3.3 / 3.9 / | 5E 12382
13895-12_drw.pdf | 2 | 2 | ANGLE, HRS, 8.0 X 8.0 X 0.50, 26.00" | 12504
13895-12_drw.pdf |  |  | TYP
13895-12_drw.pdf | .25
13895-12_drw.pdf |  |  | 26.00
13895-12_drw.pdf | to the document | in accepts the | confidence. CUMMINS FIRE POWER LLC CORPORATE OFFICE | CUSTOM DESIGN UPFIT CENTER
13895-12_drw.pdf | ittrawdiellse(c1r)etnoitnfuosrematthieondotchuemreenitn,or(2a)nynoctopcyoptyhetrheeofdoocrumtehnet, or the | ittrawdiellse(c1r)etnoitnfuosrematthieondotchuemreenitn,or(2a)nynoctopcyoptyhetrheeofdoocrumtehnet, | 1600 BUERKLE ROAD WHITE BEAR LAKE, MN or trade | LAWRENCE DRIVE DEPERE, WISCONSIN
13895-12_drw.pdf | of | need to cPoopwieersLtLhCereof, | retain anFd
13895-12_drw.pdf |  | TOLERANCESCAFREP5E, | 1610 DRIVESHAFT
13901_drw.pdf | 1 | 1 | ANGLE, CATALYST, SUPPORT FORMED | 13901-01
13901_drw.pdf | 2 | 1 | GUSSET, CATALYST, MOUNT | 13901-02
13905_drw.pdf | ITEM
13905_drw.pdf | 1 | 2 | SPACER, GTA855 ISOLATOR | 13660
13905_drw.pdf | 2 | 1 | CHANNEL, GTA19 GENSET FRAME LH | 13906
13905_drw.pdf | 3 | 1 | CHANNEL, GTA19 GENSET FRAME | 13907
13905_drw.pdf | 4 | 1 | CROSS MEMBER, FRONT ENGINE | 13909
13905_drw.pdf |  |  | CHANNEL, FRAME, REAR MEMBER, GTA/KTA 19 | 13910
13905_drw.pdf |  |  | FRAME CROSS CHANNEL | 14143
13905_drw.pdf |  |  |  | 14447
13905_drw.pdf | 11 | 1
13914_drw.pdf | 1 | 1 | MOUNT, FRONT ENGINE | 13915
13914_drw.pdf | 2 | 3 | GUSSET, FRONT ENGINE MOUNT | 13916
13918_drw.pdf | 1 | 1 | PLATE, GTA19 REAR ENGINE MOUNT | 13919
13918_drw.pdf | 2 | 1 | PLATE, GTA19 REAR ENGINE MOUNT BOTTOM | 13920
13918_drw.pdf | 3 | 1 | GUSSET, GTA19 REAR ENGINE MOUNT | 13921
13918_drw.pdf | 4 | 1 | GUSSET, GTA19 REAR ENGINE MOUNT | 13922
13918_drw.pdf | 5 | 1 | BLOCK, GTA19 REAR ENGINE MOUNT | 13926
13918_drw.pdf |  |  | 1
13918_drw.pdf |  | C | 3
13918_drw.pdf |  |  | 5 | C
13923_drw.pdf | 1 | 1 | PLATE, GTA19 REAR ENGINE MOUNT | 13919
13923_drw.pdf | 2 | 1 | PLATE, GTA19 REAR ENGINE MOUNT BOTTOM | 13920
13923_drw.pdf | 3 | 1 | GUSSET, GTA19 REAR ENGINE MOUNT | 13921
13923_drw.pdf | 4 | 1 | GUSSET, GTA19 REAR ENGINE MOUNT | 13922
13923_drw.pdf | 5 | 1 | BLOCK, GTA19 REAR ENGINE MOUNT | 13926
13923_drw.pdf |  |  | 1
13923_drw.pdf |  |  | D 5
13924_drw.pdf | 1 | 2 | SPACER, GTA855 ISOLATOR | 13660
13924_drw.pdf | 2 | 1 | CROSSMEMBER,GENERATOR, GTA855/19 | 13665
13924_drw.pdf | 3 | 2 | COMPONENT, GENERATOR CROSS MEMBER | 13925
13927_drw.pdf | 1 | 2 | SPACER, GTA855 ISOLATOR | 13660
13927_drw.pdf | 2 | 1 | CROSSMEMBER,GENERATOR, GTA855/19 | 13668
13927_drw.pdf | 3 | 2 | COMPONENT, GENERATOR CROSS MEMBER | 13937
13929_drw.pdf | 1 | 2 | SPACER, GTA855 ISOLATOR | 13660
13929_drw.pdf | 2 | 1 | CROSSMEMBER,GENERATOR, GTA19 | 13662
13929_drw.pdf | 3 | 2 | COMPONENT, GENERATOR CROSS MEMBER | 13930
13933_drw.pdf | 1 | 1 | ANGLE, 2 X 2 X 0.25 X 3.38, ASTM36 | 13931
13933_drw.pdf | 2 | 1 | FLAT, 0.25 X 1.00 X 6.50, ASTM36 | 13932
13933_drw.pdf |  | 4.25
13963_drw.pdf | 1 | 2 | END CAP,TUBE,THREADED, - | 13814
13963_drw.pdf | 2 | 1 | CROSSMEMBER,ENGINE,FRONT, GTA38/50 | 13833
13963_drw.pdf | 3 | 1 | CHANNEL,FRAME, GTA38/50 RADIATOR SUPPORT | 13836
13963_drw.pdf | 4 | 1 | CHANNEL,FRAME, GTA38/50 | 13837
13963_drw.pdf |  |  |  | 14404
13963_drw.pdf | 9 | 1 | CHANNEL,FRAME, GTA38 RH | 14405
13963_drw.pdf | 10 | 4 | BRKT,LIFTING, GTA28/38/50 | 16505
13963_drw.pdf | 11 | 1 | CHANNEL,FRAME,REAR, GTA38/50 | 17405
13963_drw.pdf |  |  | .25
13963_drw.pdf |  |  | .25
13974_drw.pdf | 1 | 4 | NUT, WELD HEX HEAD, 5/16"-18, - | 13253
13974_drw.pdf | 2 | 1 | BRACKET, HEAT SHIELD SUPPORT, CFP_7E | 13977
13974_drw.pdf |  |  | 1
13974_drw.pdf | 1
13980_drw.pdf | 1 | 1 | ELBOW, ALUMINIZED, 3" 0D | 89090A
13991_drw.pdf | 1 | 1 | PANEL, TERMINATION BOX FLOOR | 13701
13991_drw.pdf | 2 | 12 | WELDNUT, 1/4"-20 NC, _ | 14520
13992-01_drw.pdf | 1 | 1 | PANEL, TERMINATION BOX SIDE | 13693-01
13992-01_drw.pdf | 2 | 20 | WELDNUT, 1/4"-20 NC, _ | 14520
13992-02_drw.pdf | 1 | 1 | PANEL, TERMINATION BOX SIDE | 13693-02
13992-02_drw.pdf | 2 | 17 | WELDNUT, 1/4"-20 NC, _ | 14520
13995_drw.pdf | 1 | 1 | HOSE,PARKER, 1/2"ID X 40"L | 801-04_006
13995_drw.pdf | 2 | 1 | HOSE,PARKER, 1/2"ID X 36.00"L | 801-04_007
13995_drw.pdf | 3 | 1 | TUBE, JACKET WATER UPPER, GTA855 | 13789
13995_drw.pdf | 4 | 1 | TUBE, JACKET WATER LOWER, GTA855 | 13911
13995_drw.pdf | 5 | 1 | RACK, DUAL 8D BATTERY | 14150
13995_drw.pdf | 6 | 1 | ENGINE TO FRAME, GTA855/E | 14172
13995_drw.pdf | 7 | 1 | TUBE,AFTERCOOLER UPPER, GTA855 | 14184
13995_drw.pdf | 8 | 1 | TUBE, AFTERCOOLER LOWER, GTA855 | 14212
13995_drw.pdf | 9
13995_drw.pdf | 10 | 1 | PANEL,FRNT,CONDUIT BOX, HCI4 | 14344
13995_drw.pdf | 11 | 1 | PANEL,FRNT,CONDUIT BOX, UCI274 | 14345
13995_drw.pdf | 12 | 1 | TUBE,AFTERCOOLER FILL, - | 14623
13995_drw.pdf | 13 | 2 | MOUNT,PCC2100, - | 14788
13995_drw.pdf | 14 | 2 | PANEL,FLR,CONDUIT BOX, HCI4 | 14789
13995_drw.pdf | 15 | 2 | PANEL,FLR,CONDUIT BOX, UCI274 | 14790
13995_drw.pdf | 16 | 1 | HOSE,FUEL,NATURAL GAS, - | 15007_001
13997_drw.pdf | 1 | 1 | PLUG, COMMON RAIL FUEL CONNECTION, M20-1.5 | 13998
13997_drw.pdf | 2 | 1 | TEE, COMMON RAIL FUEL CONNECTION, M18-1.5 X M18-1.5 | 13999
13997_drw.pdf | 3 | 1 | VALVE, PRESSURE RELIEF, | 3947799
13997_drw.pdf | 4 | 1 | SENSOR, PRESSURE, RE-USE EXISTING | 3974092
13997_drw.pdf | 5 | 1 | FUEL RAIL, RE-USE EXISTING | 3978448
13997_drw.pdf | 6 | 1 | FTG, STR, M14-1.5 ORB X -4 NPT | M14-14F80HGS
13997_drw.pdf | 6
14000_drw.pdf | 1 | 2 | CHANNEL, STRUCTURAL, C6 10.5#, ASTM | A3614000-01
14000_drw.pdf | 3 | 2 | PLATE, .25" FORMED, ASTM A36 | 14000-03
14000_drw.pdf | 4 | 4 | PLATE, .25", ASTM A36 | 14000-04
14000_drw.pdf | 5 | 4 | FLAT BAR, .375 X 1.50 X 5.31, ASTM | A3614000-05
14000_drw.pdf |  |  | 7.00
14000_drw.pdf |  |  | 1.75
14000_drw.pdf |  |  | 6.25 6.00
14000_drw.pdf |  | 10.00
14000_drw.pdf |  |  | DETAIL
14000_drw.pdf |  |  | SCALE 0.125
14000_drw.pdf | is the
14001_drw.pdf | 1 | 1 | FRAME, WLDMNT, 6" CHANNEL, CFP7E | 14000
14001_drw.pdf | 19.00
14001_drw.pdf |  |  | TYP
14001_drw.pdf |  |  | 28.25
14001_drw.pdf |  |  | 30.07
14001_drw.pdf | receiver in accepts in | confidence. by | CUMMINS FIRE POWER LLC CORPORATE OFFICE AND | DESIGN UPFIT CENTER
14001_drw.pdf | ittrawdiellse(c1r)etnoitnfuosrematthieondotchuemreenitn,or(2a)nynoctopcyoptyhetrheeofdoocrumtehnet, | ittrawdiellse(c1r)etnoitnfuosrematthieondotchuemreenitn,or(2a)nynoctopcyoptyhetrheeofdoocrumtehnet, | WHITE BEAR LAKE, MN | WISCONSIN
14002_drw.pdf | ITEM
14002_drw.pdf | 2 |  | 1 ASSEMBLY, POWER MODULE, CFP7E-F10/20/30/40/50/60 | 15547
14002_drw.pdf | 3 |  | 1 COMPANION FLANGE, STD BORE, 1710 DRIVE SHAFT | 10005
14002_drw.pdf | 5 |  | 1 DRIVESHAFT, 1710 SHORT COUPLED, UL LISTED | 13421
14002_drw.pdf |  |  | #3, LARGE | 14144
14002_drw.pdf | 7 |  | 1 PUMP, PEERLESS | 8AEF17
14010-01_drw.pdf | 1 | 1 | FRAME, WLDMNT, MID, CFP23E | 13596
14010-01_drw.pdf | 2 | 2 | ANGLE, HRS, 8.0 X 8.0 X 0.50, 42.00" | 12504-04
14010-01_drw.pdf | 3 | 2 | PLATE, PUMP BRACE, .25" x 3.50" x 22.00" | 12505-03
14010-01_drw.pdf | .25
14010-01_drw.pdf | TYP
14010-01_drw.pdf | 10.00
14010-01_drw.pdf |  |  | 48.00
14010-01_drw.pdf |  |  | 51.00
14010-01_drw.pdf | to the the document as | receiver accepts in | confidence. the writing by CUMMINS FIRE POWER LLC CORPORATE OFFICE | DESIGN UPFIT CENTER
14010-01_drw.pdf | ittrawdiellse(c1r)etnoitnfuosrematthieondotchuemreenitn,or(2a)nynoctopcyoptyhetrheeofdoocrumtehnet, or the | ittrawdiellse(c1r)etnoitnfuosrematthieondotchuemreenitn,or(2a)nynoctopcyoptyhetrheeofdoocrumtehnet, confidential | WHITE BEAR LAKE, MN or trade WWW.CUMMINSFIREPOWER.COM | DEPERE, WISCONSIN
14010-01_drw.pdf |  | cPoopwieersLtLhCereof, | anFd RAME, AURORA #332
14010-01_drw.pdf | DIMENSION |  | TOLERANCESCAFREP23E
14010-01_drw.pdf |  |  | DWG UNITS: DRAWN BY:S DUBICK | 10/09/08
14015_drw.pdf | 1 | 4 | LUMBER, 1 7/8 x 4 x 136, HEAT TREATED & | 14015_01
14015_drw.pdf | 3 | 5 | LUMBER, 4 x 6 x 48, HEAT TREATED & MARKED | 14015_03
14015_drw.pdf | 4 | 2 | LUMBER, 2 x 6 x 136, HEAT TREATED & MARKED | 14015_04
14015_drw.pdf | 6 | 4 | LUMBER, 7/4 x 4 x 6, HEAT TREATED & MARKED | 14015_06
14015_drw.pdf |  |  | 4
14015_drw.pdf |  |  | 7.00
14016_drw.pdf | ITEM
14016_drw.pdf | 1 | 2 | LUMBER, 2 x 4 x 48, HEAT TREATED, MARKED | 14016-01
14016_drw.pdf | 2 | 2 | LUMBER, 2 x 4 x 65, HEAT TREATED, MARKED | 14016-02
14016_drw.pdf | 3 | 1 | PLYWOOD, 48" x 77 5/8" x 1/2", HEAT TREATED, MARKED | 14017-03
14017_drw.pdf | ITEM
14017_drw.pdf | 1 | 4 | LUMBER, 2 x 4 x 53, HEAT TREATED, MARKED | 14017-01
14017_drw.pdf | 2 | 2 | LUMBER, 2 x 4 x 133, HEAT TREATED, MARKED | 14017-02
14017_drw.pdf | 3 | 2 | PLYWOOD, 48" x 77 5/8" x 1/2", HEAT TREATED, MARKED | 14017-03
14017_drw.pdf | 4 | 1 | PLYWOOD, 40" x 77 5/8" x 1/2", HEAT TREATED, MARKED | 14017-04
14018_drw.pdf | 1 | 4 | LUMBER, 2 x 4 x 48, HEAT TREATED, MARKED | 14018-01
14018_drw.pdf | 2 | 1 | PLYWOOD, 48" x 96" x 1/2", HEAT TREATED, | MARKED14018-02
14018_drw.pdf | 3 | 1 | PLYWOOD, 40" x 48" x 1/2", HEAT TREATED,
14019_drw.pdf | ITEM
14019_drw.pdf | 1 | 2 | PANEL, CRATE END, FOR USE WITH 14015 SKID | 14016
14019_drw.pdf | 2 | 2 | PANEL, CRATE SIDE, FOR USE ON 14015 SKID | 14017
14019_drw.pdf | 3 | 1 | COVER, CRATE, FOR USE WITH 14015 SKID | 14018
14019_drw.pdf | 4 | 1 | SKID, ENCLOSED, 48 X 136 SHIPPING | A042C957
14019_drw.pdf |  | 3
14020_drw.pdf | 1 | 2 | ANGLE, HRS, 8.0 X 8.0 X 0.50, 26.00" | LENGTH12504
14020_drw.pdf | 4 | 2 | CHANNEL, C4 x 7.25# x 26.00", ASTM | 14020-02
14020_drw.pdf | 5 | 2 | CHANNEL, C4 x 7.25# x 31.25", ASTM A36 | 14020-03
14020_drw.pdf | 6 | 2 | PLATE, .25", ENGINE SUPPORT, ASTM A36 | 14020-04
14020_drw.pdf | 7 | 4 | PLATE, .25", ENGINE BRACE, A-36 | 14020-05
14020_drw.pdf | 8 | 4 | FLAT BAR, .38 x 1.5 x 3.56,
14020_drw.pdf |  |  | 31.25 | 20 $
14020_drw.pdf |  |  | 20 $
14020_drw.pdf |  |  | 6.00
14020_drw.pdf | accepts in | by | CUMMINS FIRE POWER LLC CORPORATE OFFICE AND | DESIGN UPFIT CENTER
14020_drw.pdf | ittrawdiellse(c1r)etnoitnfuosrematthieondotchuemreenitn,or(2a)nynoctopcyoptyhetrheeofdoocrumtehnet, | ittrawdiellse(c1r)etnoitnfuosrematthieondotchuemreenitn,or(2a)nynoctopcyoptyhetrheeofdoocrumtehnet, | WHITE BEAR LAKE, MN | WISCONSIN
14024_old_drw.pdf | 1 | 2 | CHANNEL, STRUCTURAL, C8 11.5#, ASTM | A369891-011
14024_old_drw.pdf | 3 | 2 | PLATE, .25" FORMED, ASTM A36 | 9891-032
14024_old_drw.pdf | 4 | 4 | PLATE, .25", ASTM A36 | 9891-041
14024_old_drw.pdf | 5 | 4 | FLAT BAR, .375 X 1.50 X 7.31, ASTM | A36 9891-05
14024_old_drw.pdf |  |  | 7.00
14024_old_drw.pdf |  |  | 5.25
14024_old_drw.pdf |  | 9.50
14024_old_drw.pdf |  |  | 4
14024_old_drw.pdf | is the
14025_drw.pdf | 1 | 1 | FRAME, WLDMNT, MID RISE LRG, CFP11E | 14024
14025_drw.pdf | 2 | 2 | ANGLE, HRS, 8.0 X 8.0 X 0.50, 28.00"
14025_drw.pdf |  |  | 32.52
14025_drw.pdf | information, the receiver | is in | the confidence. CUMMINS FIRE POWER LLC | DESIGN
14025_drw.pdf | authorized | in writing | by 1600 BUERKLE ROAD 875 WHITE BEAR LAKE, MN | LAWRENCE DRIVE WISCONSIN
14025_drw.pdf | the of the | or need to | trade retain WWW.CUMMINSFIREPOWER.COM
14025_drw.pdf |  |  | RAME, AMERICAN MARSH 8X10X18
14026_drw.pdf | 1 | 1 | FRAME, AMERICAN MARSH 8X10X18, CFP11E, CUSTOM | 14025
14026_drw.pdf | 2 | 1 | ASSEMBLY, SAE 14, 2.25" DIA STUB SHAFT, CFP11E SERIES | 14956
14026_drw.pdf | 3 | 1 | ASSEMBLY, POWER MODULE, CFP11E-F10/20 | 15551
14026_drw.pdf | 4 | 1 | PUMP, AMERICAN MARSH | 8x10x18
14029-01_drw.pdf | 1 | 1 | FRAME, WLDMNT, MID, CFP23E | 13596
14029-01_drw.pdf | 2 | 2 | ANGLE, HRS, 8.0 X 8.0 X 0.50, 48.00" | 12504-07
14029-01_drw.pdf | 3 | 2 | PLATE, PUMP BRACE, .25" x 1.25" x 22.00" | 12506-05
14029-01_drw.pdf | 12.19
14029-01_drw.pdf | 11.81
14029-01_drw.pdf |  | 23.62
14029-01_drw.pdf | .25
14029-01_drw.pdf | 1.31
14029-01_drw.pdf | 10.00
14029-01_drw.pdf |  |  | 51.00
14029-01_drw.pdf | to the document as authorized | in accepts the in | confidence. by CUMMINS FIRE POWER LLC CORPORATE OFFICE | DESIGN UPFIT CENTER
14029-01_drw.pdf | ittrawdiellse(c1r)etnoitnfuosrematthieondotchuemreenitn,or(2a)nynoctopcyoptyhetrheeofdoocrumtehnet, or the | ittrawdiellse(c1r)etnoitnfuosrematthieondotchuemreenitn,or(2a)nynoctopcyoptyhetrheeofdoocrumtehnet, | or trade WHITE BEAR LAKE, MN WWW.CUMMINSFIREPOWER.COM | DEPERE, WISCONSIN
14029-01_drw.pdf |  | cPoopwieersLtLhCereof, | and FRAME, SPP BR12D
14029-01_drw.pdf | DIMENSION |  | ACREFP23E
14029-01_drw.pdf | IMUPNEIRTISAL |  | DWG UNITS: DRAWN BY:S DUBICK | 10-22-10
14029-02_drw.pdf | 1 | 1 | FRAME, WLDMNT, TALL, CFP23E | 14765
14029-02_drw.pdf | 2 | 2 | ANGLE, HRS, 8.0 X 8.0 X 0.50, 48.00" | 12504-07
14029-02_drw.pdf | 3 | 2 | PLATE, PUMP BRACE, .25" x 2.50" x 26.00" | 12507-07
14029-02_drw.pdf | 15.75
14029-02_drw.pdf |  | 31.50
14029-02_drw.pdf | .25 |  | TYP
14029-02_drw.pdf |  |  | 48.00
14029-02_drw.pdf | to the document as authorized | in accepts the in | confidence. by CUMMINS FIRE POWER LLC CORPORATE OFFICE | DESIGN UPFIT CENTER
14029-02_drw.pdf | ittrawdiellse(c1r)etnoitnfuosrematthieondotchuemreenitn,or(2a)nynoctopcyoptyhetrheeofdoocrumtehnet, or the | ittrawdiellse(c1r)etnoitnfuosrematthieondotchuemreenitn,or(2a)nynoctopcyoptyhetrheeofdoocrumtehnet, | or trade WHITE BEAR LAKE, MN WWW.CUMMINSFIREPOWER.COM | DEPERE, WISCONSIN
14029-02_drw.pdf |  | cPoopwieersLtLhCereof, | and FRAME, SPP BT10D
14029-02_drw.pdf | DIMENSION |  | ACREFP23E
14029-02_drw.pdf | IMUPNEIRTISAL |  | DWG UNITS: DRAWN BY:S DUBICK | 11-JUN-13
14030-01_drw.pdf | 1 | 1 | ASSY, SC SHAFT GUARD, TELESCOPING, SIZE | 13880
14030-01_drw.pdf | 2 | 1 | FRAME, SPP BR12D, CFP23E | 14029-01
14030-01_drw.pdf |  |  | CFP23E
14030-01_drw.pdf | 6 | 1 | ADAPTER, U-JOINT, SAE #1, APT225, CFP23E | 16599
14030-01_drw.pdf | 7 | 1 | PUMP, SPP | BR12D
14030-01_drw.pdf |  |  |  | 101.0
14030-01_drw.pdf | 30.10
14030-02_drw.pdf | 1 | 1 | ASSY, SC SHAFT GUARD, TELESCOPING, SIZE 0-XL | 13880
14030-02_drw.pdf | 2 | 1 | FRAME, SPP BT10D, CFP23E | 14029-02
14030-02_drw.pdf | 3 | 1 | ASSEMBLY, FIREPUMP, CFP23E F10/F20/F30/F40/F50/F60/F70 | 15554
14030-02_drw.pdf | 4 | 1 | DRIVESHAFT, APT225 SHORT COUPLED, U3200 SERIES | 13508
14030-02_drw.pdf | 5
14030-02_drw.pdf | 6 | 1 | ADAPTER, U-JOINT, SAE #1, APT225, CFP23E | 16599
14030-02_drw.pdf | 7 | 1 | PUMP, SPP | BT10D
14030_drw.pdf | 1 | 1 | ASSY, SC SHAFT GUARD, TELESCOPING, SIZE | 13880
14030_drw.pdf | 2 | 1 | ASSEMBLY, FIREPUMP, CFP23E
14030_drw.pdf |  |  | SHORT COUPLED, U3200 | 13508
14030_drw.pdf | FRM_23E_SPP | FRM_23E_SPP | H J K L | N
14030_drw.pdf | 14029-01 | 14029-01 | 26.570 1.310 37.880 32.870 | 0.000ASSEMBLY,
14030_drw.pdf | 14029-02 |  | 31.500 2.380 43.880 39.610 | 0.000ASSEMBLY,
14030_drw.pdf |  |  | -A-
14030_drw.pdf |  |  | --EE--
14031_drw.pdf | ITEM | QTY
14031_drw.pdf | 1 | 1 | ANGLE CROSS SUPPORT TOP | 14031-01
14031_drw.pdf | 2 | 1 | CHANNEL 4 @ 5.4# x 12.25" | 14031-02
14031_drw.pdf |  |  |  | 14031-03
14032_drw.pdf | 1 | 1 | SCREW COVER CONTROL BOX , HOFFMAN P/N A-SE36X24X10 | 9049
14032_drw.pdf | 3 | 1 | COVER MODIFICATION, BREAKER BOX COVER | 10626
14032_drw.pdf | 4 | 1 | CIRCUIT BREAKER, 600A J-FRAME, SQUARE-D | 18329
14032_drw.pdf | THIS | SIDE
14032_drw.pdf | OPPOSITE | OPPOSITE | SIDE
14033_drw.pdf | ITEM
14033_drw.pdf | 1 | 1 | SWITCH, WATER TEMP, 200F SETTING, #3408632 | 8860
14033_drw.pdf | 2 | 1 | SWITCH, OIL PRESSURE, 16 PSI, #3408607 | 8861
14033_drw.pdf | 3 | 1 | SWITCH, LOW COOLANT TEMP, 110° F SET POINT | 18105
14036_drw.pdf | ITEM
14036_drw.pdf | 1 | 1 | BRACKET, CAC INTAK;ECFP23E | 13180
14036_drw.pdf | 2 | 1 | TUBE, CAC I;N CFP23E | 13181
14036_drw.pdf | 3 | 1 | CAC OU;T CFP23E | 13182
14036_drw.pdf | 4 | 1 | WATER I;N CFP23E | 13183
14036_drw.pdf |  |  | WATER OU;TCFP23E | 13184
14036_drw.pdf |  |  |  | 13191
14036_drw.pdf |  |  |  | 13588
14036_drw.pdf | 11 | 1
14036_drw.pdf | 12 | 1 | MODULE, 2" NPT, 3
14036_drw.pdf | 13 | 1 | GROUND STRAP, 1/4" BRA;ID24" LONG, 1/4" & 1/2"
14036_drw.pdf | 14 | 1 | GROUND STRAP, 1/4" BRA;ID24" LONG, 1/4" & 1/2" | 15843
14036_drw.pdf | 15 | 1 | GROUND STRAP, 1/4" BRA;ID12" LONG, 1/4" & 1/2" | 15813
14038_drw.pdf | 1 | 1 | FLEX, EXHAUST, 6" OD X 8" FLANGE | 14038-01
14038_drw.pdf | 2 | 1 | FLANGE, EXHAUST, CFP23E | 14038-02
14038_drw.pdf | 3 | 1 | COUPLING, HALF, 1/2" NPT | 14038-03
14038_drw.pdf |  |  | 45.0 $
14038_drw.pdf |  |  | TYP
14038_drw.pdf |  |  | A 13.50
14038_drw.pdf |  |  | 6.00
14038_drw.pdf | the document as | accepts in | CUMMINS FIRE POWER LLC the writing by CORPORATE OFFICE | DESIGN UPFIT CENTER
14038_drw.pdf | ittrawdiellse(c1r)etnoitnfuosrematthieondotchuemreenitn,or(2a)nynoctopcyoptyhetrheeofdoocrumtehnet, or the | ittrawdiellse(c1r)etnoitnfuosrematthieondotchuemreenitn,or(2a)nynoctopcyoptyhetrheeofdoocrumtehnet, confidential | WHITE BEAR LAKE, MN or trade WWW.CUMMINSFIREPOWER.COM | DEPERE, WISCONSIN
14038_drw.pdf |  | cPoopwieersLtLhCereof, | anEd XHAUST FLEX, SST, 1/2" NPT COUPLING
14038_drw.pdf | DIMENSION |  | TOLERANCESCAFREP23E
14038_drw.pdf |  |  | DWG UNITS: DRAWN BY:S DUBICK | 25-MAR-11
14039_drw.pdf | ITEM | QTY
14039_drw.pdf | 1 | 1 | BRACKET, OPERATOR STATION, CFP23E | 13120
14039_drw.pdf | 2 | 1 | BATTERY ISOLATOR, FIRE PUMP | 8838
14039_drw.pdf | 3 | 1 | FACTORY SETTINGS TAG, FIREPUMP
14039_drw.pdf | 7 | 8 | WASHER,FLAT, M6 | 20020-M6
14039_drw.pdf | 8 | 4 | NUT,HEX, M5-0.80 | 20120-M5
14040_drw.pdf | ITEM
14040_drw.pdf | 1 | 1 | BRACKET, OPERATOR STATION, CFP23E | 13120
14040_drw.pdf | 2 | 1 | ASSEMBLY, CONTROL PANEL, LH MTG, STAINLESS, CFP23E & | CFP301E6190
14040_drw.pdf | 3 | 2 | GROMMET, 1.5 x 2.75 OVAL | 508-1057
14040_drw.pdf | 4 | 2 | CONTACTOR, MANUAL OVERIDE, CFP | 8824
14040_drw.pdf | 5 | 1 | BATTERY ISOLATOR, FIRE PUMP | 8838
14041_drw.pdf | 1 | 2 | PLATE, OPERATOR STATION MOUNTING BRACKET | SIDE 15248
14041_drw.pdf | 2 | 2 | TAB, OPERATOR STATION MOUNTING BRACKET | 15249
14041_drw.pdf | 3 | 1 | PLATE, OPERATOR STATION MOUNTING BRACKET, | SIDE 16146
14041_drw.pdf | 4 | 1 | GUSSET, OPERATOR STATION MOUNTING BRACKET | 16147
14041_drw.pdf |  |  | BRACKET | 16153
14041_drw.pdf |  |  | .25 1 | 2
14041_drw.pdf |  |  | .25 1 2
14041_drw.pdf | to the the document as | receiver accepts in | confidence. the writing by CUMMINS FIRE POWER LLC CORPORATE OFFICE | DESIGN UPFIT CENTER
14041_drw.pdf | ittrawdiellse(c1r)etnoitnfuosrematthieondotchuemreenitn,or(2a)nynoctopcyoptyhetrheeofdoocrumtehnet, or the | ittrawdiellse(c1r)etnoitnfuosrematthieondotchuemreenitn,or(2a)nynoctopcyoptyhetrheeofdoocrumtehnet, confidential | WHITE BEAR LAKE, MN or trade WWW.CUMMINSFIREPOWER.COM | DEPERE, WISCONSIN
14041_drw.pdf |  | cPoopwieersLtLhCereof, | anWd ELDMENT, CONTROL PANEL MTG, LH
14041_drw.pdf | DIMENSION |  | TOLERANCESCAFREP23E & CFP30E
14041_drw.pdf |  |  | DWG UNITS: DRAWN BY:S DUBICK | 12-APR-11
14042_drw.pdf | ITEM | QTY
14042_drw.pdf | 3 | 2 | ISOLATOR, PLATE MOUNT, 3 LB (YELLOW MARK) | 15400
14042_drw.pdf | 4 | 2 | ISOLATOR, PLATE MOUNT, 6 LB (RED MARK) | 15412
14042_drw.pdf | 5 | 12 | RIVET, ALUMINUM, STEEL SHANK, 0.156 DIA, 0.25-0.38 GRIP | 15414
14042_drw.pdf | 7 | 4 | SCREW, SELF LOCKING, 0.25-20 X 1.00, PH OR BH | 15422
14042_drw.pdf | 8 | 1 | BRACE, CONTROL PANEL, CFP8.3 | 15526
14042_drw.pdf |  |  | 1
14043_drw.pdf | ITEM
14043_drw.pdf | 1 | 1 | BRACKET, OPERATOR STATION, CFP23E | 13120
14043_drw.pdf | 2 | 1 | ASSEMBLY, CONTROL PANEL, RH MTG, STAINLESS, CFP23E & | CFP301E4042
14043_drw.pdf | 3 | 2 | GROMMET, 1.5 x 2.75 OVAL | 508-1057
14043_drw.pdf | 4 | 2 | CONTACTOR, MANUAL OVERIDE, CFP | 8824
14043_drw.pdf | 5 | 1 | BATTERY ISOLATOR, FIRE PUMP | 8838
14044_drw.pdf | 1 | 1 | ENGINE, QSK23, 1760 RPM, 1220 HP, G-DRIVE, | E1X2C8H8A8NGER
14044_drw.pdf | 3 | 1 | EXHAUST FLEX, CFP23E | 13119
14044_drw.pdf | 4 | 1 | BRKT, LIFTING, CFP23E | 13124
14045_drw.pdf | 1 | 1 | ASSY, SUPPORTS, ENGINE, CFP23E | 13118
14045_drw.pdf | 3 | 1 | BRKT, LIFTING, CFP23E | 13124
14045_drw.pdf | 4 | 1 | ASSEMBLY, GUARDING, CFP23E HX COOLED, GDRIVE | 13130
14046_drw.pdf | ITEM
14046_drw.pdf | 1 | 1 | BRACKET, COOLANT HEATER SUPPORT, CFP23E | 14007
14046_drw.pdf | 2 | 2 | GUSSET, COOLANT HEATER, CFP23E | 14008
14046_drw.pdf | 3 | 1 | BRACKET, CONTACTOR MOUNTING, CFP23E | 14009
14046_drw.pdf | 4 | 1 | GUSSET, COOLANT HEATER BRACKET, CFP23E | 22043
14046_drw.pdf |  |  | 3
14046_drw.pdf |  |  | 4
14049_drw.pdf | 1 | 1 | BRACKET, FUEL COOLER; CFP23E | 14047
14049_drw.pdf | 2 | 2 | GUSSET, FUEL COOLER; CFP23E | 14048
14058_drw.pdf | 1 | 2 | CHANNEL, STRUCTURAL, ASTM A36, C6 10.5#, | 112" 14051
14058_drw.pdf | 2 | 2 | CHANNEL, STRUCTURAL, ASTM A36, C6 10.5#, | 28.44"14052
14058_drw.pdf | 3 | 2 | PLATE, .25" FORMED, ASTM A36 | 14053
14058_drw.pdf | 4 | 4 | PLATE, .25", ASTM A36 | 14054
14058_drw.pdf |  |  | 7.00
14058_drw.pdf |  |  | 6.50
14058_drw.pdf |  |  | 1.75
14058_drw.pdf |  |  | 4.00 70 $TYP
14058_drw.pdf | 10.00
14058_drw.pdf |  |  | DETAIL
14058_drw.pdf |  |  | SCALE
14058_drw.pdf | 6
14058_drw.pdf |  |  | 10.25
14058_drw.pdf | DETAIL
14058_drw.pdf | BOTTOM |  | TOP LIP
14058_drw.pdf |  |  | DETAIL
14058_drw.pdf | .25 |  | SCALE 0.125
14058_drw.pdf | to the the document as | receiver accepts in | confidence. the writing by CUMMINS FIRE POWER LLC CORPORATE OFFICE | DESIGN UPFIT CENTER
14058_drw.pdf | ittrawdiellse(c1r)etnoitnfuosrematthieondotchuemreenitn,or(2a)nynoctopcyoptyhetrheeofdoocrumtehnet, or the | ittrawdiellse(c1r)etnoitnfuosrematthieondotchuemreenitn,or(2a)nynoctopcyoptyhetrheeofdoocrumtehnet, confidential | WHITE BEAR LAKE, MN or trade WWW.CUMMINSFIREPOWER.COM | DEPERE, WISCONSIN
14058_drw.pdf |  | cPoopwieersLtLhCereof, | anFd RAME, PEERLESS 8AEF20G
14058_drw.pdf | DIMENSION |  | CUSTOM
14058_drw.pdf |  |  | DWG UNITS: DRAWN BY:S DUBICK | 15-AUG-11
14061_drw.pdf | 1 | 4 | FLAT BAR, .375 X 1.50 X 7.31, ASTM | 9891-05
14061_drw.pdf | 3 | 2 | CHANNEL, STRUCTURAL, C8 11.5#, ASTM | A3614061-02
14061_drw.pdf | 4 | 2 | PLATE, .25" FORMED, ASTM A36 | 14061-03
14061_drw.pdf | 5 | 4 | PLATE, .25", ASTM A36 | 14061-04
14061_drw.pdf |  |  | 7.00
14061_drw.pdf |  |  |  | 1.75
14061_drw.pdf |  |  | 5.25
14061_drw.pdf | 14.00 | 14.00
14061_drw.pdf | is the
14062_drw.pdf | 1 | 1 | FRAME, WELDMENT, * CUSTOM *, CFP5.9/7E, | 14061
14062_drw.pdf | 3 | 2 | PLATE, PUMP BRACE, .25" x 2.00" x 22.00" | 12506-02
14062_drw.pdf |  |  | 3.00
14062_drw.pdf |  |  | 20.00
14062_drw.pdf |  |  | TYP
14062_drw.pdf | 14.69 | 14.69
14063_drw.pdf | 1 | 1 | FRAME, AURORA PUMP #318, CFP7E | 14062
14063_drw.pdf | 2 | 2 | WELDMENT, SHAFT GUARD, SAE 3-X, FIRE PUMP | 14145
14063_drw.pdf | 3 | 1 | DRIVESHAFT, 1610, EXT TUBE, NON-LISTED | 14875-21
14063_drw.pdf | 4 | 1 | ASSEMBLY, POWER MODULE, CFP7E-F10/20/30/40/50/60 | 15547
14063_drw.pdf | 5 | 1 | PUMP, AURORA | 8-491-14A_318
14063_drw.pdf | 6
14063_drw.pdf | 7 | 1 | ADAPTER, U-JOINT, 1480, 1550, 1610 | 12604
14064_drw.pdf | 1 | 1 | FRAME, WLDMNT, WIDE, CFP3.3 / 3.9 / 5E | 13041
14064_drw.pdf | 2 | 3 | ANGLE, HRS, 8.0 X 8.0 X 0.50, 26.00" | 12504
14064_drw.pdf | 3 | 2 | PLATE, PUMP BRACE, .25" x 5.00" x 18.00" | 13628-03
14064_drw.pdf | 4 | 2 | PLATE, PUMP BRACE, .25" x 5.00" x 7.50" | 13679
14064_drw.pdf |  |  | 30.52
14064_drw.pdf | to the the document as | receiver accepts in | confidence. the writing by CUMMINS FIRE POWER LLC CORPORATE OFFICE | DESIGN UPFIT CENTER
14064_drw.pdf | ittrawdiellse(c1r)etnoitnfuosrematthieondotchuemreenitn,or(2a)nynoctopcyoptyhetrheeofdoocrumtehnet, or the | ittrawdiellse(c1r)etnoitnfuosrematthieondotchuemreenitn,or(2a)nynoctopcyoptyhetrheeofdoocrumtehnet, confidential | WHITE BEAR LAKE, MN or trade WWW.CUMMINSFIREPOWER.COM | DEPERE, WISCONSIN
14064_drw.pdf |  | cPoopwieersLtLhCereof, | anFd RAME, AURORA PUMP #3804
14064_drw.pdf | DIMENSION
14064_drw.pdf |  |  | DWG UNITS: DRAWN BY:S DUBICK | 13-SEP-11
14065_drw.pdf | 1 | 1 | FRAME, AURORA PUMP #3804, CFP5E | 14064
14065_drw.pdf | 2 | 1 | ASSEMBLY, POWER MODULE, CFP5E-F10/20/30/40/50 | 15543
14065_drw.pdf | 3 | 1 | PUMP, AURORA END SUCTION, #3804, 5x6x13.5, PF21A | 3804
14065_drw.pdf | 4
14065_drw.pdf | 5
14065_drw.pdf | 6 | 1 | ADAPTER, U-JOINT, 1480, 1550, 1610 | 12604
14065_drw.pdf | 7 | 1 | DRIVESHAFT, 1610 SHORT COUPLED, UL LISTED | 13420
14069_drw.pdf | 1
14069_drw.pdf | receiver in accepts in | confidence. by | CUMMINS FIRE POWER LLC CORPORATE OFFICE AND | DESIGN UPFIT CENTER
14069_drw.pdf | ittrawdiellse(c1r)etnoitnfuosrematthieondotchuemreenitn,or(2a)nynoctopcyoptyhetrheeofdoocrumtehnet, | ittrawdiellse(c1r)etnoitnfuosrematthieondotchuemreenitn,or(2a)nynoctopcyoptyhetrheeofdoocrumtehnet, | WHITE BEAR LAKE, MN | WISCONSIN
14072_drw.pdf | 1 | 1 | FRAME, SPP PC10D, CFP11E, 3172 UL LISTED | 12464-05
14072_drw.pdf | 2 | 1 | ASSEMBLY, POWER MODULE, CFP11E-F10/20 | 15551
14072_drw.pdf | 3 | 1 | COMP FLANGE, 2.250 / .500x.250, 1810 / 3172 DRIVESHAFTS | 10015-10
14072_drw.pdf | 4 | 1 | ADAPTER, U-JOINT, SAE#1 FW, 1710/1810/U3172/ DRIVESHAFTS | 12578
14072_drw.pdf | 5 | 1 | SHAFT, U3172, SHORT COUPLED | 13430
14072_drw.pdf | 6 | 1 | ASM, SHAFT GUARD, SAE #1, XL | 16381
14072_drw.pdf | 7 | 1 | PUMP, SPP | PC10D
14074_drw.pdf | 1 | 1 | HOSE, 1/4" ID, 15" LENGTH | R-801-4
14074_drw.pdf | 2 | 1 | HOSE, 3/8" ID, 28" LENGTH | R-801-6
14074_drw.pdf | 3 | 1 | TEE, M BRANCH, -4 NPT | R-801-6
14074_drw.pdf | 4 | 1 | TEE, STREET, -4 NPT | R-801-6
14074_drw.pdf | 10
14074_drw.pdf | 11
14074_drw.pdf | 12 | 1 | SWITCH GAUGE, LIQUID LEVEL | EL150K1
14074_drw.pdf | to the document as authorized | in accepts the in | confidence. by CUMMINS FIRE POWER LLC CORPORATE OFFICE | DESIGN UPFIT CENTER
14074_drw.pdf | ittrawdiellse(c1r)etnoitnfuosrematthieondotchuemreenitn,or(2a)nynoctopcyoptyhetrheeofdoocrumtehnet, or the | ittrawdiellse(c1r)etnoitnfuosrematthieondotchuemreenitn,or(2a)nynoctopcyoptyhetrheeofdoocrumtehnet, | or trade WHITE BEAR LAKE, MN WWW.CUMMINSFIREPOWER.COM | DEPERE, WISCONSIN
14074_drw.pdf |  | cPoopwieersLtLhCereof, | and ASM, COOLANT LEVEL GAUGE
14074_drw.pdf | DIMENSION |  | ACREFP15E
14074_drw.pdf | IMUPNEIRTISAL |  | DWG UNITS: DRAWN BY:S DUBICK | 27-OCT-11
14075_drw.pdf | ITEM
14075_drw.pdf | 1 | 2 | HOSE END, 90° SWIVEL JIC, PARKER TYPE 43 OR EQUIV. | 13943-4-4
14075_drw.pdf | 2 | 1 | HOSE, 1/4" ID, 14.5" LENGTH, PARKER 601-4 OR EQUIV. | 14075_H
14075_drw.pdf |  |  | 1
14076_drw.pdf | ITEM
14076_drw.pdf | 1 | 1 | HOSE END, 45° SWIVEL JIC, PARKER TYPE 43 OR EQUIV. | 13743-4-4
14076_drw.pdf | 2 | 1 | HOSE END, 90° SWIVEL JIC, PARKER TYPE 43 OR EQUIV. | 13943-4-4
14076_drw.pdf | 3 | 1 | HOSE, 1/4" ID, 13.5" LENGTH, PARKER 601-4 OR EQUIV. | 14076_H
14076_drw.pdf |  |  | 3
14077_drw.pdf | ITEM
14077_drw.pdf | 1 | 2 | HOSE END, STRAIGHT MALE NPT, RIDGID, PARKER TYPE 43 OR | 1E0Q1U4I3V-.24-24
14077_drw.pdf | 2 | 1 | HOSE, 1 1/2" ID, 38" LENGTH, PARKER 881-24 OR EQUIV. | 14077_H
14077_drw.pdf |  |  | 2
14084_drw.pdf | 1 | 2 | SPACER, MOUNTING, SECONDARY ECM | R-801-4
14084_drw.pdf | 2
14084_drw.pdf | 3
14084_drw.pdf | 4
14084_drw.pdf |  |  |  | 14992-04
14084_drw.pdf | 9 | 1 | BRACKET, LOW OIL LEVEL | 15347
14084_drw.pdf | 10
14084_drw.pdf | 11 | 1 | OSP, MODIFY ADAPTER, MERTIC M18 ORR x 3/8 | FNPTA058Z376
14084_drw.pdf | 12 | 1 | SWITCH GAUGE, LIQUID LEVEL | EL150K1
14084_drw.pdf | 13 | 1 | HOSE,PARKER, 1/4IN ID X 7.00IN LONG | R-801-4
14085_drw.pdf | 1 | 1 | DETAIL, MOUNT, FRONT, ISOLATED, CFP15E | 14085_01
14085_drw.pdf | 2 | 2 | DETAIL, SUPPORT, CFP15E FIREPUMP | 14085_02
14085_drw.pdf | 3 | 1 | DETAIL, SUPPORT, CFP15E FIREPUMP | 14085_03
14085_drw.pdf | document as authorized | accepts the in | CUMMINS FIRE POWER LLC by CORPORATE OFFICE | DESIGN UPFIT CENTER
14085_drw.pdf | ittrawdiellse(c1r)etnoitnfuosrematthieondotchuemreenitn,or(2a)nynoctopcyoptyhetrheeofdoocrumtehnet, | ittrawdiellse(c1r)etnoitnfuosrematthieondotchuemreenitn,or(2a)nynoctopcyoptyhetrheeofdoocrumtehnet, | WHITE BEAR LAKE, MN WWW.CUMMINSFIREPOWER.COM | DEPERE, WISCONSIN
14085_drw.pdf |  | cPoopwieersLtLhCereof, | andSUPPORT, ENGINE, FRONT, ISOLATED
14085_drw.pdf | DIMENSION |  | ACREFP15E
14085_drw.pdf | IMUPNEIRTISAL |  | DWG UNITS: DRAWN BY:S DUBICK | 30-OCT-11
14087_drw.pdf | 1 | 2 | -, - | 0688-20-20
14087_drw.pdf | 2 | 1 | HOSE, 1 1/4" ID, 17" CUT LENGTH, PARKER 811-20 OR | EQUIV.14087_H
14087_drw.pdf |  | 2 | 1
14088_drw.pdf | 1 | 2 | HOSE END, JIC SWIVEL, PARKER 81 SERIES OR EQUIV. | 0688-24-24
14088_drw.pdf | 2 | 1 | HOSE,1 1/2" ID, 35" CUT LENGTH, PARKER 811-24 OR | EQUIV.14088_H
14088_drw.pdf |  |  | 1
14088_drw.pdf |  |  | 2
14089_drw.pdf | ITEM
14089_drw.pdf | 2 |  | HOSE ASM, AIR STARTER OUTLET, INGERSOLL-RAND 150T | 14076
14089_drw.pdf | 3
14089_drw.pdf | 6
14089_drw.pdf | 8 |  | MUFFLER, INGERSOLL-RAND 150T-311 | 14095
14089_drw.pdf |  |  |  | 14096
14089_drw.pdf | 10 |  | RELAY VALVE, INGERSOLL-RAND SRV125 | 14097
14089_drw.pdf | 11 |  | STRAINER, AIR, 1 1/2" NPT, INGERSOLL-RAND | ST900-267-2414098
14089_drw.pdf | 13
14089_drw.pdf | 14
14089_drw.pdf | 16
14089_drw.pdf | 17
14089_drw.pdf | 19 |  | ELBOW, 90°, 1 1/4" NPT FEMALE, BLK STEEL | B90H
14089_drw.pdf | 20 |  | NIPPLE, PIPE, 1/8" NPT, SCH 40, BLACK | LTL-CPN18
14090_drw.pdf | 1
14090_drw.pdf | 2 | 2 | SENDER, PRESURE, DATCON #02504-00 | 8863
14090_drw.pdf | 3
14091_drw.pdf | ITEM
14091_drw.pdf | 1 | 1 | WELDMENT, CONTROL PANEL BRACKET, CFP15E RH CONTROLS | 14100
14091_drw.pdf | 2 | 1 | WELDMENT, OPERATOR STATION MOUNTING, CFP5E | 15075
14091_drw.pdf | 3 | 2 | GROMMET, 0.25 GRIP, 2.125 DIA HOLE OT 1.50 DIA X | SL1O5T653
14091_drw.pdf | 4 | 2
14091_drw.pdf | 6 | 1 | FACTORY SETTINGS TAG, FIREPUMP | 9526-02
14091_drw.pdf | 7 | 1 | FIELD SETTINGS TAG, FIREPUMP | 9526-03
14091_drw.pdf | 8 | 1 | DATA TAG, FIREPUMP | 9534
14091_drw.pdf | 9 | 1 | BRACE, RH CONTROLS, CFP15E | 14762
14091_drw.pdf | 10 | 1 | DIGTAL CONTROL PANEL, ELECTRONIC CFP ENGINES
14091_drw.pdf |  |  | MARK) | 15412
14091_drw.pdf | 13 | 12 | RIVET, ALUMINUM, 0.187 DIA., 0.25-0.38 GRIP | 15413
14091_drw.pdf | 14 | 12 | RIVET, ALUMINUM, STEEL SHANK, 0.156 DIA, 0.25-0.38 | GRIP15414
14091_drw.pdf | 15 | 2 | FENDER WASHER, 0.281 X 1.25 | 15421
14091_drw.pdf | 16 | 4 | SCREW, SELF LOCKING, 0.25-20 X 1.00, PH OR BH | 15422
14091_drw.pdf | 17 | 1 | BRACE, KNEE
14091_drw.pdf |  |  | PLATE, MOUNTING, HD AIR CLEANER, CFP15E | 18432
14092_drw.pdf | ITEM
14092_drw.pdf | 1 | 1 | WELDMENT, CONTROL PANEL BRACKET, CFP15E RH CONTROLS | 14100
14092_drw.pdf | 2 | 1 | WELDMENT, OPERATOR STATION MOUNTING, CFP5E | 15075
14092_drw.pdf | 3 | 2 | GROMMET, 0.25 GRIP, 2.125 DIA HOLE OT 1.50 DIA X | SL1O5T653
14092_drw.pdf | 4 | 2
14092_drw.pdf | 6 | 1 | FACTORY SETTINGS TAG, FIREPUMP | 9526-02
14092_drw.pdf | 7 | 1 | FIELD SETTINGS TAG, FIREPUMP | 9526-03
14092_drw.pdf | 8 | 1 | DATA TAG, FIREPUMP | 9534
14092_drw.pdf | 9 | 1 | BRACE, RH CONTROLS, CFP15E | 14762
14092_drw.pdf | 10 | 1 | DIGTAL CONTROL PANEL, ELECTRONIC CFP ENGINES
14092_drw.pdf |  |  | MARK) | 15412
14092_drw.pdf | 13 | 12 | RIVET, ALUMINUM, 0.187 DIA., 0.25-0.38 GRIP | 15413
14092_drw.pdf | 14 | 12 | RIVET, ALUMINUM, STEEL SHANK, 0.156 DIA, 0.25-0.38 | GRIP15414
14092_drw.pdf | 15 | 2 | FENDER WASHER, 0.281 X 1.25 | 15421
14092_drw.pdf | 16 | 4 | SCREW, SELF LOCKING, 0.25-20 X 1.00, PH OR BH | 15422
14092_drw.pdf | 17 | 1 | BRACE, KNEE
14100_drw.pdf | 1 | 2 | PLATE, OPERATOR STATION MTG BRACKET, RH | CONTROL1S4078
14100_drw.pdf | 2 | 1 | TUBE, SQUARE STRUCTURAL, 2" x 2" x .25" | 14079
14100_drw.pdf | to the document as authorized | in accepts the in | confidence. by CUMMINS FIRE POWER LLC CORPORATE OFFICE | DESIGN UPFIT CENTER
14100_drw.pdf | ittrawdiellse(c1r)etnoitnfuosrematthieondotchuemreenitn,or(2a)nynoctopcyoptyhetrheeofdoocrumtehnet, or the | ittrawdiellse(c1r)etnoitnfuosrematthieondotchuemreenitn,or(2a)nynoctopcyoptyhetrheeofdoocrumtehnet, | or trade WHITE BEAR LAKE, MN WWW.CUMMINSFIREPOWER.COM | DEPERE, WISCONSIN
14100_drw.pdf |  | cPoopwieersLtLhCereof, | andWELDMENT, CONTROL PANEL BRACKET
14100_drw.pdf | DIMENSION |  | ACREFP15E RH CONTROLS
14100_drw.pdf | IMUPNEIRTISAL |  | DWG UNITS: DRAWN BY:S DUBICK | 22-NOV-11
14102_drw.pdf | 1 | 1 | BRKT,FRONT ENGINE SUPPORT, GTA38/50 | 14103
14102_drw.pdf | 2 | 2 | GUSSET,FRONT ENGINE SUPPORT, GTA38/50 | 14104
14117_drw.pdf | 1 | 1 | TUBE,COOLANT HEATER, GTA19 | 7838
14117_drw.pdf | 2 | 1 | ENGINE TO FRAME, GTA19 | 14179
14117_drw.pdf | 3 | 2 | PANEL,FRNT,CONDUIT BOX, HCI5 | 14343
14117_drw.pdf | 4 | 1 | PANEL,FRNT,CONDUIT BOX, HCI4 | 14344
14117_drw.pdf | 5 | 1 | PANEL,FRNT,CONDUIT BOX, UCI274 | 14345
14117_drw.pdf | 6 | 1 | TUBE,JACKET WATER,LOWER, GTA19 | 14457
14117_drw.pdf | 7 | 1 | TUBE, JACKET WATER,UPPER, GTA19 | 14458
14117_drw.pdf | 8 | 1 | TUBE,AFTER COOLER,UPPER, GTA19 | 14460
14117_drw.pdf | 9 | 1 | TUBE,JACKET WATER FILL, GTA19 | 14479
14117_drw.pdf | 10 | 1 | MOUNT,AIR CLEANER, GTA19 | 14600
14117_drw.pdf | 11 | 1 | TUBE,AFTERCOOLER,LOWER, GTA19 | 14640
14117_drw.pdf | 12 | 1 | TUBE,AFTERCOOLER FILL, GTA19 | 14645
14117_drw.pdf | 13 | 1 | RADIATOR,2PUMP/2LOOP, GTA19 | 14646
14117_drw.pdf | 14 | 4 | MOUNT,PCC2100, - | 14788
14117_drw.pdf | 15 | 1 | PANEL,FLR,CONDUIT BOX, HCI4 | 14789
14117_drw.pdf | 16 | 1 | PANEL,FLR,CONDUIT BOX, UCI274 | 14790
14118_drw.pdf | 1 | 1 | GUARD,FAN,LH SIDE, GTA28 | 14118-01
14118_drw.pdf | 2 | 1 | GUARD,FAN,RH SIDE, GTA28 | 14118-02
14118_drw.pdf | 3 | 1 | GUARD,FAN,RH FRNT, GTA28 | 14118-03
14118_drw.pdf | 4 | 1 | GUARD,FAN,LH FRNT, GTA28 | 14118-04
14118_drw.pdf | 5 | 1 | GUARD,FAN,LH TOP, GTA28 | 14118-05
14118_drw.pdf | 6 | 1 | GUARD,FAN,RH TOP, GTA28 | 14118-06
14118_drw.pdf | 7 | 4 | GUSSET,FAN GUARD, GTA28 | 14118-07
14118_drw.pdf | 8 | 2 | GUSSET,FAN GUARD, GTA28 | 14118-08
14118_drw.pdf | 9 | 1 | GUSSET,FAN GUARD, GTA28 | 14118-09
14118_drw.pdf | 10 | 1 | GUSSET,FAN GUARD, GTA28 | 14118-10
14118_drw.pdf | 11 | 1 | GUSSET,FAN GUARD, GTA28 | 14118-11
14118_drw.pdf | 12 | 1 | GUSSET,FAN GUARD, GTA28 | 14118-12
14118_drw.pdf | 13 | 1 | SHROUD,FAN,LH, GTA28 | 14118-13
14118_drw.pdf | 14 | 1 | SHROUD,FAN,RH, GTA28 | 14118-14
14118_drw.pdf | 15 | 2 | BRACE,FAN GUARD, GTA28 | 14118-15
14150_drw.pdf | 1 | 2 | BRACKET, LH BATTERY RACK | 14151
14150_drw.pdf | 2 | 1 | TRAY, BATTERY RACK | 14153
14150_drw.pdf | 3 | 1 | GUSSET, BATTERY RACK | 14154
14150_drw.pdf | 4 | 1 | NUT, 3/8-16 UNC | NUT_3_8-16
14155_drw.pdf | ITEM
14155_drw.pdf | 1 | 2 | WELDMENT, SHAFT GUARD, SIZE 3-X, FIRE PUMP | 14240
14155_drw.pdf | 4 | 4 | SCREW, CAP, HEX HEAD, M8 x 20 | HHCS_M8
14155_drw.pdf |  |  | 3
14155_drw.pdf |  |  | 4
14155_drw.pdf |  |  | 1
14156_drw.pdf | 1 | 2 | COVER, TELESCOPING, SHAFT GUARD ; FIREPUMP SIZE XL | 14237
14156_drw.pdf | 2 | 2 | WELDMENT,SHAFT GUARD ; SAE 1-XL, FIRE PUMP | 14238
14156_drw.pdf | 3 | 4 | WASHER, RETAINING ; TABULATED | 16662-06
14156_drw.pdf | 4 | 8 | WASHER, RETAINING ; TABULATED | 16662-07
14156_drw.pdf | 5 | 8 | SCREW, CAP, HEX HEAD, 7/16-14 UNC | HHCS_0437_0075
14156_drw.pdf | 6 | 4 | SCREW, CAP, HEX HEAD, M10-1.5 | HHCS_M10
14156_drw.pdf | 7 | 2 | WASHER, M10
14161_drw.pdf | ITEM
14161_drw.pdf | 1 | 2 | WELDMENT, SHAFT GUARD, SAE 1-XL, FIRE PUMP
14161_drw.pdf | 3 | 4 | WASHER, RETAINING, 3/8" | 16662-06
14161_drw.pdf | 4 | 8 | WASHER, RETAINING, 7/16" | 16662-07
14161_drw.pdf | 5 | 8 | SCREW, CAP, HEX HEAD, 7/16-14 UNC | HHCS_0437_0075
14162_drw.pdf |  | PLATE, | SHAFT GUARD, SIZE 3-X, SHORT COUPLED
14162_drw.pdf |  | SHAFT | TELESCOPING, SIZE 1-X
14169_drw.pdf | 1 | 1 | RACK, DUAL 8D BATTERY | 14150
14169_drw.pdf | 2 | 1 | BRACKET, BATTERY HOLD DOWN | 14168
14169_drw.pdf | 3 | 1 | ROD, THREADED, McMASTER-CARR or EQUIV | 99065A401
14169_drw.pdf | 4 | 3 | NUT, 3/8-16 UNC | NUT_3_8-16
14169_drw.pdf | 5 | 3 | WASHER, 3/8 | WASHER_3-8
14169_drw.pdf | 6 | 3 | WASHER, LOCK, 3/8 | WASHER_LOCK_3-8
14173_drw.pdf |  |  |  | 801-04_006
14173_drw.pdf | 1 2 | 1 1 | HOSE,PARKE;R 1/2"ID X 40"L 1/2"ID X 36.00"L | 801-04_007
14173_drw.pdf | 3 | 1 | TUBE, JACKET WATER UPP;ERGTA855 | 13789
14173_drw.pdf | 4 | 1 | TUBE, JACKET WATER LOW;ERGTA855 | 13911
14175_drw.pdf | ITEM
14175_drw.pdf | 1 | 1 | XMBR,GENERATOR, GTA855/19 UCI274 G/H/J/K | 16286
14175_drw.pdf | 2 | 1 | XMBR,GENERATOR, GTA855/19 UCI274 G/H/J/K | A042A469
14175_drw.pdf | 3 | 1 | ALTERNATOR, UC274, 1 BEARING | UCI274
14175_drw.pdf | 4 | 8 | WASHER, SNUBBING, TECH PRODUCTS 0184 | 0184
14175_drw.pdf |  |  | MOUNT, UNIVERSAL, 60044, BLUE | 14442
14176_drw.pdf | 1 | 2 | XMBR,GENERATOR, GTA855/19 HC434 C/D/E/F | 16290
14176_drw.pdf | 2 | 1 | ALTERNATOR PART, NEWAGE | HC4_STD_1B
14176_drw.pdf | 3 | 8 | WASHER, SNUBBING, TECH PRODUCTS 0184 | 0184
14176_drw.pdf | 4 | 4 | MOUNT, UNIVERSAL, 60044, BLUE | 14442
14177_curciut_breakers_drw.pdf | ITEM
14177_curciut_breakers_drw.pdf | 1 | 2 | CIRCUIT BREAKER BOX, REFERENCE ASM | 0320-1995
14177_curciut_breakers_drw.pdf | 2 | 1 | FRAME, GTA855 GENSET | 13094
14177_curciut_breakers_drw.pdf | 3 | 2 | XMBR,GENERATOR, GTA855/19 HC534C | 16295
14177_curciut_breakers_drw.pdf | 4 | 1 | LOUVER,CONDUIT BOX, UCI274/HCI4/HCI5 | 17310
14177_curciut_breakers_drw.pdf |  |  | PANEL,RR,CONDUIT BOX, UCI274/HCI4/HCI5 | 18319
14177_curciut_breakers_drw.pdf |  |  | UCI274/HCI4/HCI5 | 18324
14177_curciut_breakers_drw.pdf |  |  |  | 18338
14177_curciut_breakers_drw.pdf | 11 | 1
14177_curciut_breakers_drw.pdf | 12 | 4 | MOUNT, UNIVERSAL, 60044,
14177_curciut_breakers_drw.pdf | 13 | 2 | BRKT,CONDUIT BOX, -
14177_curciut_breakers_drw.pdf | 14 | 2 | BRKT,CONDUIT BOX, - | 17394
14177_curciut_breakers_drw.pdf | 15 | 1 | COVER, LOWER FRONT, HCI4 C/D/E/F | 18787
14177_drw.pdf | 1 | 2 | XMBR,GENERATOR, GTA855/19 HC534C | 16295
14177_drw.pdf | 2 | 1 | ALTERNATOR PART, NEWAGE | HC5_STD_1B
14177_drw.pdf | 3 | 8 | WASHER, SNUBBING, TECH PRODUCTS 0184 | 0184
14177_drw.pdf | 4 | 4 | MOUNT, UNIVERSAL, 60044, BLUE | 14442
14178_drw.pdf | 1 | 1 | ELBOW, EXHAUST, 90 DEG 6" FLANGE | 14381
14178_drw.pdf | 2 | 1 | FLEX TUBE, EXHAUST | 6735-60
14178_drw.pdf | 3 | 3 | GASKET, ANSI FULL FACED CERAMIC, 2000°F, 6" FLANGE | 13574
14178_drw.pdf | 4 | 1 | CATALYST, EMIT 855, 2.0/4.0/1.0 | 14314
14178_drw.pdf | 5 | 1 | BRACKET, GTA855 EXHAUST | 14315
14178_drw.pdf | 6 |  | SILENCER, GTA855, GT EXHAUST | 14438
14179_drw.pdf |  | 1 | FRAME, GENSET GTA19
14179_drw.pdf |  | 1 | MOUNT, GTA19 REAR ENGINE, RH
14179_drw.pdf |  | 6 | WASHER, SNUBBING, TECH PRODUCTS
14179_drw.pdf |  | 2 | ISOLATOR,UNIVERSAL, 60045, WHITE
14179_drw.pdf |  | 2 | WSHR, SNUBBING, 2-1/2" OD
14179_drw.pdf |  | 64 | OIL, ENGINE (QUARTS)
14180_drw.pdf | ITEM
14180_drw.pdf | 1 | 1 | HOSE,PARKER, 1/4 INCH ID X 42.00 IN LG | 801-04
14180_drw.pdf | 2 | 1 | HOSE,PARKER, 1/4 INCH ID X 57.00 IN LG | 801-04
14180_drw.pdf | 3 | 1 | TUBE,JACKET WATER,LOWER, GTA19 | 14457
14180_drw.pdf | 4 | 1 | TUBE, JACKET WATER,UPPER, GTA19 | 14458
14180_drw.pdf |  |  | TUBE,AFTER COOLER,UPPER, GTA19 | 14460
14180_drw.pdf |  |  | GTA19 | 14479
14180_drw.pdf |  |  |  | 14640
14180_drw.pdf | 11 | 2
14180_drw.pdf | 12 | 32 | COOLANT, FC EG PM, 1 GALLON
14180_drw.pdf | 13 | 1 | SENSOR, COOLANT
14180_drw.pdf | 14 | 1 | BRACKET, MOUNTING, GUARD, FIREPUMP | 8593
14180_drw.pdf | 15 | 1 | BRACKET, MOUNTING, TUBE SUPPORT, FIREPUMP | 9822
14183_drw.pdf | ITEM
14183_drw.pdf | 1 | 1 | HOSE,1 IN ID X 36 INCH,SILICONE, 19.50 INCH LONG | A042F061
14183_drw.pdf | 2 | 1 | HOSE,1 IN ID X 36 INCH,SILICONE, 24 INCH LONG | A042F061
14183_drw.pdf | 3 | 1 | BRACKET, COOLANT HEATER, MULTI-UNIT | 8143
14183_drw.pdf | 4
14183_drw.pdf |  |  | CLAMP, WORM, .81 - 1.50 | 14990-16
14183_drw.pdf |  |  | HEATER BRKT | 23457
14183_drw.pdf |  |  |  | CPBPE6S12
14183_drw.pdf | 11 | 2
14187_drw.pdf | 1 | 1 | HOSE, HEATER, 3/4" I.D. x 12" | 80242GL
14187_drw.pdf | 2 | 1 | HOSE, HEATER, 3/4" I.D. x 16" | 80242GL
14187_drw.pdf | 3 | 1 | CIRCULATION HEATER, P&T 3315032, 1500W, 120V, | 176°9F598
14191_drw.pdf | 1 | 1 | ASSEMBLY, HOSE, FUEL LINE, INLET PLUMBING CFP7E | 14192
14191_drw.pdf | 2 | 1 | ASSEMBLY, HOSE, FUEL LINE, OUTLET PLUMBING CFP7E | 14196
14191_drw.pdf | 3 | 1 | ASSEMBLY, HOSE, FUEL LINE, PRE-FILTER PLUMBING, CFP7E | 14380
14191_drw.pdf | 4 | 1 | FUEL LINE, 221FR-5 X 31" LG, NO ENDS | 221FR-5
14191_drw.pdf | 5
14191_drw.pdf | 6
14191_drw.pdf | 7
14191_drw.pdf | 8
14191_drw.pdf | 9
14191_drw.pdf | 10
14191_drw.pdf | 11 | 1 | FUEL LINE, 12" EXTENSION, #6 FEM JIC X #6 221FR X | 3/8"1N4P4T00-005
14191_drw.pdf | 12 | 1 | FUEL LINE, 12" EXTENSION, #8 FEM JIC X #8 221FR X | 1/2"1N4P4T00-008
14191_drw.pdf | 13 | 4 | CLAMP, WORM, .39-.87 | 14990-06
14192_drw.pdf | ITEM
14192_drw.pdf | 1 | 1 | FTG, 13926-6-6,FEMALE JIC 37° SWIVEL, 90° ELBOW, PARKER OR | 1E3Q9U2I6V-A6L-E6N_TCCR
14196_drw.pdf | 1 | 1 | FTG, 13926-6-6,FEMALE JIC 37° SWIVEL, 90° ELBOW, PARKER OR | EQUIVA1L3E9N2T6-6-6_CCR
14196_drw.pdf | 2 | 1 | HOSE, 221FR-6 X 34" LG | 14196
14197_drw.pdf | ITEM
14197_drw.pdf | 1 | 1 | PLUG, COMMON RAIL FUEL CONNECTION, M20-1.5 | 13998
14197_drw.pdf | 4 | 1 | CAP SCREW, M12 X 1.50 X 16MM LONG | 91180A743
14197_drw.pdf |  |  | FUEL
14201_drw.pdf | 1 | 1 | PLATE, FUEL RAIL ADAPTER, CFP_5E & 7E | 14199
14201_drw.pdf | 2 | 2 | BOLT, SOCKET HEAD CAP, M5-.8X25, CLASS 12.9 | 14200
14201_drw.pdf | 3 | 2 | NUT, HD M5x.8MM, CLASS 8 | 62016
14201_drw.pdf |  |  | 1
14202_drw.pdf | ITEM
14202_drw.pdf | 1 | 1 | PLUG, COMMON RAIL FUEL CONNECTION, M20-1.5 | 13998
14202_drw.pdf | 4 | 1 | CAP SCREW, M12 X 1.50 X 16MM LONG | 91180A743
14202_drw.pdf |  |  | SENSOR CONNECTION
14202_drw.pdf | INJECTORS
14202_drw.pdf |  | FT/LB
14208_drw.pdf | 1 | 1 | BRKT,REAR ENGINE MOUNT, GTA38 & GTA50 | 14209
14208_drw.pdf | 2 | 1 | PLATE,REAR ENGINE MOUNT, GTA38 & GTA50 | 14210
14208_drw.pdf | 3 | 2 | GUSSET,REAR ENGINE MOUNT, GTA38 & GTA50 | 14211
14238_drw.pdf |  | SHAFT | GUARD, TELESCOPING, SIZE 1-X
14246_drw.pdf | 1 | 2 | COMPONENT, GTA19 AIR FILTER BRACKET | 14247
14246_drw.pdf | 2 | 2 | COMPONENT, GTA19 AIR FILTER PRACKET | 14248
14251_drw.pdf | 1 | 1 | TRAY, BATTERY RACK | 14153
14251_drw.pdf | 2 | 2 | BRKT,BATTERY RACK | 14252
14251_drw.pdf | 3 | 1 | GUSSET,BATTERY TRAY | 14253
14251_drw.pdf | 4 | 1 | NUT, 3/8-16 UNC | NUT_3_8-16
14251_drw.pdf |  | 1
14256_drw.pdf | 1 | 2 | CHANNEL, STRUCTURAL, C6 8.2# | 14256_1
14256_drw.pdf | 2 | 1 | CHANNEL, STRUCTURAL, C6 8.2# | 14256_2
14256_drw.pdf | 3 | 1 | SHEET, HRS, 10 GA 23.50 X 23.25 | 14256_3
14256_drw.pdf | 4 | 1 | CHANNEL, STRUCTURAL, C6 8.2# | 14256_4
14256_drw.pdf |  |  | .25 TYP
14256_drw.pdf |  |  | (2) 1.00 SLOT OUT
14256_drw.pdf |  |  | BOTTOM FLANGE ONLY
14257_drw.pdf | 1 | 2 | CHANNEL, STRUCTURAL, C6 8.2# | 14257_1
14257_drw.pdf | 2 | 1 | CHANNEL, STRUCTURAL, C6 8.2# | 14257_2
14257_drw.pdf | 3 | 1 | SHEET, HRS, 10 GA 23.50 X 27.25 | 14257_3
14257_drw.pdf | 4 | 1 | CHANNEL, STRUCTURAL, C6 8.2# | 14257_4
14257_drw.pdf |  |  | TYP
14257_drw.pdf |  |  | (2) 1.00 SLOT OUT
14257_drw.pdf |  |  | BOTTOM FLANGE ONLY
14258_drw.pdf | 1 | 2 | CHANNEL, STRUCTURAL, C6 8.2# | 14258_1
14258_drw.pdf | 2 | 1 | CHANNEL, STRUCTURAL, C6 8.2# | 14258_2
14258_drw.pdf | 3 | 1 | SHEET, HRS, 10 GA 23.50 X 29.25 | 14258_3
14258_drw.pdf | 4 | 1 | CHANNEL, STRUCTURAL, C6 8.2# | 14258_4
14258_drw.pdf |  |  | TYP
14258_drw.pdf |  |  | .25
14258_drw.pdf |  |  | BOTTOM FLANGE ONLY
14272_drw.pdf | 1 | 1 | GUARD, GTA855, FAN/BELT | 14218
14272_drw.pdf | 2 | 13 | WELDNUT, 1/4"-20 NC, _ | 14520
14273_drw.pdf | 1 | 1 | GUARD, GTA855, RH FAN/BELT | 14220
14273_drw.pdf | 2 | 6 | WELDNUT, 1/4"-20 NC, _ | 14520
14274_drw.pdf | 1 | 1 | GUARD, GTA855, ALTERNATOR | 14221
14274_drw.pdf | 2 | 3 | WELDNUT, 1/4"-20 NC, _ | 14520
14275_drw.pdf | 1 | 1 | BRKT,FRONT ENGINE MOUNT, GTA28 | 14276
14275_drw.pdf | 2 | 2 | GUSSET,FRONT ENGINE MOUNT, GTA28 | 14277
14275_drw.pdf | 3 | 1 | GUSSET,FRONT ENGINE MOUNT, GTA28 | 14278
14275_drw.pdf | 4 | 1 | GUSSET,FRONT ENGINE MOUNT, GTA28 | 14279
14275_drw.pdf | 5 | 2 | PLATE,FRONT ENGINE MOUNT, GTA28 | 14288
14280_drw.pdf | 1 | 1 | GUARD, GTA855, LOWER LH FAN/BELT | 14235
14280_drw.pdf | 2 | 4 | WELDNUT, 1/4"-20 NC, _ | 14520
14281_drw.pdf | 1 | 1 | GUARD, GTA855, LOWER RH FAN/BELT | 14236
14281_drw.pdf | 2 | 4 | WELDNUT, 1/4"-20 NC, _ | 14520
14282_drw.pdf | 1 | 1 | ANGLE, 1.5 X 1.5 X 3/16 X 15.43 LG, ASTM36 | 14282-01
14282_drw.pdf | 2 | 1 | ANGLE, 1.5 X 1.5 X 3/16 X 15.43 LG, ASTM36 | 14282-02
14282_drw.pdf | 3 | 2 | ANGLE, 1.5 X 1.5 X 3/16 X 17.75 LG, ASTM36 | 14282-03
14282_drw.pdf | 4 | 2 | ANGLE, 2 X 2 X 0.25 X 49.00 LG, ASTM36 | 14282-04
14282_drw.pdf | 5 | 2 | ANGLE, 1.5 X 1.5 X 3/16 X 11.65 LG, ASTM36 | 14282-05
14283_drw.pdf | 1 | A/R | TUBE, 3.00 O.D., 16 GA WALL | ALUMINIZED
14284_drw.pdf | 1 | 2 | FLAT 4.50 X 0.25 A-36, 10.375 LONG | 14284-01
14284_drw.pdf | 2 | 1 | ANGLE 3.0 X 2.0 X 0.18 38 A-36, 40.25 LONG | 14284-02
14284_drw.pdf | 3 | 2 | ANGLE 1.0 X 1.0 X 0.13 A-36, 4.00 LONG | 14284-03
14285_drw.pdf | 1 | 2 | CHANNEL C6 @ 8.2#, ASTM A36 | 14285-01
14285_drw.pdf | 2 | 1 | CHANNEL C5 @ 6.7#, ASTM A36 | 14285-02
14285_drw.pdf | 3 | 1 | CHANNEL C5 @ 6.7#, ASTM A36 | 14285-03
14285_drw.pdf | 4 | 1 | CHANNEL C6 @ 8.2#, ASTM A36 | 14285-04
14285_drw.pdf | 5 | 2 | TUBE, SQ 2.0 X 2.0 X 2.0 X 0.125, ASTM A500, - | 14285-05
14285_drw.pdf | 6 | 2 | CHANNEL, C5 @ 8.2#, ASTM A36 | 14285-06
14291_drw.pdf | 1 | 1 | PLATE,REAR ENGINE MOUNT, GTA28 | 14292
14291_drw.pdf | 2 | 1 | PLATE,REAR ENGINE MOUNT, GTA28 | 14293
14291_drw.pdf | 3 | 2 | GUSSET,REAR ENGINE MOUNT, GTA28 | 14294
14291_drw.pdf | 4 | 1 | ANGLE,REAR ENGINE MOUNT, GTA28 | 14295
14296_drw.pdf | 1 | 1 | ASSEMBLY,RADIATOR,GTA855E 2-PUMP 2-LOOP, RADIATOR | SPECIAL1T4I1E0S7
14296_drw.pdf | 2 | 1 | WELDMENT, GTA855, MAIN FAN/BELT GUARD | 14272
14296_drw.pdf | 3 | 1 | WELDMENT, GTA855, RH FAN/BELT GUARD | 14273
14296_drw.pdf | 4 | 1 | WELDMENT, GTA855 ALTERNATOR GUARD | 14274
14296_drw.pdf | 5 | 1 | WELDMENT, GTA855, LH LOWER GUARD | 14280
14296_drw.pdf | 6 | 1 | WELDMENT, GTA855, RH LOWER GUARD | 14281
14296_drw.pdf | 7 | 1 | GUARD, GTA855, LH FAN/BELT | 14219
14296_drw.pdf | 8 | 1 | GUARD, GTA855, ALTERNATOR | 14222
14296_drw.pdf | 9 | 1 | GUARD, GTA855, LOWER FAN/BELT | 14271
14303_drw.pdf | ITEM
14303_drw.pdf | 1 | 2 | WELDMENT,CROSSMEMBER,GENERATOR, GTA28 WITH HC5C/D/E | 13786
14303_drw.pdf | 2 | 1 | ALTERNATOR PART, NEWAGE | HC5_STD_1B_SAE0
14303_drw.pdf | 3 | 4 | SPACER, ISOLATOR, 6.00 x 6.00 x 0.875 | 13711
14303_drw.pdf | 4 | 4 | ISOLATOR,UNIVERSAL, TECH PRODUCTS 60053 | 13721
14303_drw.pdf | 5 | 8 | WASHER,SNUBBING, TECH PRODUCTS 0186 | 13722
14304_drw.pdf | 1 | 1 | FRAME, ENCLOSED, WELDMENT, GTA28 | 13704
14304_drw.pdf | 2 | 2 | FLEX, EXHAUST, 4" ASA FLG X 4" ID CUFF X 14" | 6735-31
14304_drw.pdf | 3 | 1 | SILENCER,GT EXHAUST, 411-C2-6110-FM-43514 | 14149
14304_drw.pdf | 4 | 1 | TUBE,EXHAUST,OUTLET EXTENSION, GT EXHAUST SYSTEMS | 14313
14304_drw.pdf | 5 | 1 | CATALYST,DCL 28L 2.0/2.0/1.0, - | A042A032
14304_drw.pdf | 6 | 2 | -, - | ENGINE_EXHAUST_GTA28
14305_drw.pdf | 1 | 1 | CHANNEL, FRONT SUPPORT, 1.812" OFFSETT, CFP5.9 / 8.3 | 14305-01
14305_drw.pdf | 2 | 1 | PLATE, LEG, ENGINE SUPPORT, FIREPUMP | 14305-02
14308_drw.pdf | ITEM
14308_drw.pdf | 1 | 1 | HOSE,PARKER, 1/4 INCH ID X 56.00 IN LG | 801-04_003
14308_drw.pdf | 2 | 1 | HOSE,PARKER, 1/4 INCH ID X 55.00 IN LG | 801-04_004
14308_drw.pdf | 3 | 1 | HOSE, PARKER REF LNGTH, 1/4 INCH ID X 50.00 IN LG | 801-04_012
14308_drw.pdf | 4 | 1 | HOSE, PARKER REF LNGTH, 1/4 INCH ID X 85.00 IN LG | 801-04_013
14308_drw.pdf |  |  | ASSEMBLY,RADIATOR,2-PUMP 2-LOOP, GTA28 | 10268
14308_drw.pdf |  |  | GTA28 | 13724
14308_drw.pdf |  |  |  | 13725
14308_drw.pdf | 11 | 1
14308_drw.pdf | 12 | 1 | TUBE,AFTERCOOLER OUT, GTA28
14308_drw.pdf | 13 | 1 | TUBE,AFTERCOOLER OUT, GTA28
14308_drw.pdf | 14 | 2 | BRKT,RADIATOR-SPRT, GTA28 | 22357
14308_drw.pdf | 15 | 60 | COOLANT, FC EG PM, 1 GALLON | CC2743
14308_drw.pdf |  |  |  | LTL-ST112
14309_drw.pdf | ITEM
14309_drw.pdf | 1 | 2 | WELDMENT,CROSSMEMBER,GENERATOR, GTA28 WITH HC5C/D/E | 13808
14309_drw.pdf | 2 | 1 | ALTERNATOR PART, NEWAGE | HC5_STD_1B_SAE0
14309_drw.pdf | 3 | 4 | SPACER, ISOLATOR, 6.00 x 6.00 x 0.875 | 13711
14309_drw.pdf | 4 | 4 | ISOLATOR,UNIVERSAL, TECH PRODUCTS 60053 | 13721
14309_drw.pdf | 5 | 8 | WASHER,SNUBBING, TECH PRODUCTS 0186 | 13722
14328_drw.pdf | 1 | 1 | FRAME, GENSET, GTA50 G1/G2 | 13821
14328_drw.pdf | 2 | 1 | WELDMENT,FRONT ENGINE SUPPORT, GTA38/50 | 14102
14328_drw.pdf | 3 | 2 | SPT,FLYWHEEL,REWORK, GTA38/50 | 15111
14328_drw.pdf | 4 | 4 | SPACER, ISOLATOR, 6.00 x 6.00 x 0.875 | 13711
14328_drw.pdf | 5 | 4 | ISOLATOR,UNIVERSAL, TECH PRODUCTS 60053 | 13721
14328_drw.pdf | 6 | 8 | WASHER,SNUBBING, TECH PRODUCTS 0186 | 13722
14328_drw.pdf | 7
14329_drw.pdf | 1
14329_drw.pdf | 2 | 1 | WELDMENT,FRONT ENGINE SUPPORT, GTA38/50 | 14102
14329_drw.pdf | 3 | 2 | SPT,FLYWHEEL,REWORK, GTA38/50 | 15111
14329_drw.pdf | 4
14329_drw.pdf | 5 | 4 | SPACER, ISOLATOR, 6.00 x 6.00 x 0.875 | 13711
14329_drw.pdf | 6 | 8 | WASHER,SNUBBING, TECH PRODUCTS 0186 | 13722
14329_drw.pdf | 7 | 4 | ISOLATOR,UNIVERSAL, TECH PRODUCTS 60054 | 14327
14329_drw.pdf | 8
14330_drw.pdf | 1 | 1 | RADIATOR, BOLTED ASSEMBLY, GTA50, G1-G2 | 10198
14330_drw.pdf | 2 | 1 | CLAMP,MUFFLER,1.50 NOM, 5/16-18 THD | 0155-1239
14330_drw.pdf | 3 | 1 | FAN,GTA38E,MULTI-WING, 72/10-10/32/PAG/9WR | 8485
14330_drw.pdf | 4 | 2 | TUBE, JACKET WATER, G38/50 W/GTI RADIATOR | 9119
14330_drw.pdf | 5 | 1 | TUBE, LOWER JACKET WATER, G38/50 GTI RADIATOR | 9120
14330_drw.pdf | 6
14330_drw.pdf | 7 | 1 | TUBE, FILL AFT, COOLER G38/50 | 9147
14330_drw.pdf | 8 | 2 | BRACE,RADIATOR, GTA50 W/GTI RADIATOR | 9155
14330_drw.pdf | 9 | 1 | TUBE,LOWER,INNER AFT COOLER KIT, AFTERCOOLER SIDE | 9158-01
14330_drw.pdf | 10 | 1 | TUBE,LOWER,INNER AFT COOLER KIT, RADIATOR SIDE | 9158-02
14330_drw.pdf | 11
14330_drw.pdf | 12 | 8 | CLAMP, T-BOLT, 3.28-3.59 | 13164-0350
14330_drw.pdf | 13 | 4 | CLAMP, T-BOLT, 5.28-5.59 | 13164-0550
14330_drw.pdf | 14 | 2 | BRACE,PLUMBING,GTA50, GTI RADIATOR | 13844
14330_drw.pdf | 15 | 2 | BRKT,RADIATOR TUBE SUPPORT, GTA 38/50 | 14108
14330_drw.pdf | 16 | 1 | SPACER,FINGER GUARD, GTA 38/50 | 14110
14331_drw.pdf | 1 | 2 | XMBR,GENERATOR, GTA38/50 ENCL HC6 | 13838
14331_drw.pdf | 2 | 4 | SPACER, ISOLATOR, 6.00 x 6.00 x 0.875 | 13711
14331_drw.pdf | 3 | 4 | ISOLATOR,UNIVERSAL, TECH PRODUCTS 60053 | 13721
14331_drw.pdf | 4 | 8 | WASHER,SNUBBING, TECH PRODUCTS 0186 | 13722
14331_drw.pdf | 5 | 1 | ALTERNATOR,NEWAGE, HCI634 F/G/H/J | HC6_FGHJ
14332_drw.pdf | 1 | 2 | ANGLE, HRS, 8.0 X 8.0 X 0.50, 20.00" LENGTH | 12504-03
14332_drw.pdf | 2 | 2 | PLATE, PUMP BRACE, .25" x 2.00" x 22.00" | 12506-02
14332_drw.pdf | 3 | 2 | CHANNEL, STRUCTURAL, C8 11.5#, ASTM A36 | 14332-01
14332_drw.pdf | 4 | 2 | CHANNEL, STRUCTURAL, C8 11.5#, ASTM A36 | 14332-02
14332_drw.pdf |  | .25
14332_drw.pdf | TYP
14332_drw.pdf |  |  | 7.00
14332_drw.pdf |  |  | 6.50
14332_drw.pdf |  |  | 3.00 70 $TYP
14332_drw.pdf | to the the document as | receiver accepts in | confidence. the writing by CUMMINS FIRE POWER LLC CORPORATE OFFICE | DESIGN UPFIT CENTER
14332_drw.pdf | ittrawdiellse(c1r)etnoitnfuosrematthieondotchuemreenitn,or(2a)nynoctopcyoptyhetrheeofdoocrumtehnet, or the | ittrawdiellse(c1r)etnoitnfuosrematthieondotchuemreenitn,or(2a)nynoctopcyoptyhetrheeofdoocrumtehnet, confidential | WHITE BEAR LAKE, MN or trade WWW.CUMMINSFIREPOWER.COM | DEPERE, WISCONSIN
14332_drw.pdf |  | cPoopwieersLtLhCereof, | anFd RAME, PEERLESS CUSTOM
14332_drw.pdf | DIMENSION |  | TOLERANCESCAFREP5E, 06AE14
14332_drw.pdf |  |  | DWG UNITS: DRAWN BY:S DUBICK | 07-28-10
14333_drw.pdf | 1 | 2 | XMBR,GENERATOR, GTA38/50 OPEN HC6 | 13856
14333_drw.pdf | 2 | 4 | SPACER, ISOLATOR, 6.00 x 6.00 x 0.875 | 13711
14333_drw.pdf | 3 | 8 | WASHER,SNUBBING, TECH PRODUCTS 0186 | 13722
14333_drw.pdf | 4 | 4 | ISOLATOR,UNIVERSAL, TECH PRODUCTS 60054 | 14327
14333_drw.pdf | 5 | 1 | ALTERNATOR,NEWAGE, HCI634 F/G/H/J | HC6_FGHJ
14334_drw.pdf | 1 2 | 1 1 | HOSE,1.00 IN IDx36IN SILICO;NCEUT TO 16.00 INCHES LONG IN IDx36IN SILICO;NCEUT TO 20.00 INCHES LONG | A042F061
14334_drw.pdf | 3 | 1 | HOSE,1.00 IN IDx36IN SILICO;NCEUT TO 21.00 INCHES LONG | A042F061
14334_drw.pdf | 4 | 2 | WATER TUBE,HEATER ASSEMB;LYGTA 38/50 | A058P296
14335_drw.pdf | ITEM
14335_drw.pdf | 1 | 1 | HOSE,PARKER, 3/8 INCH ID X 6.00 IN LG | R-801-6
14335_drw.pdf | 2 | 1 | HOSE,PARKER, 3/8 INCH ID X 73.00 IN LG | 801-06_005
14335_drw.pdf | 3 | 1 | HOSE,PARKER, 3/8 INCH ID X 73.00 IN LG | 801-06_006
14335_drw.pdf | 4 | 1 | HOSE,PARKER, 3/8 INCH ID X 72.00 IN LG | 801-06_007
14335_drw.pdf |  |  | RADIATOR ASSEM, STACKED DESIGN, GTA50-G3 | 12036_3602C
14335_drw.pdf |  |  | SECURE | 15629
14335_drw.pdf |  |  |  | CC2743
14335_drw.pdf | 11 | 1 | TUBE,
14335_drw.pdf | 12
14335_drw.pdf | 13 | 1 | TUBE, FILL AFT, COOLER G38/50
14335_drw.pdf | 14 | 2 | BRACE,RADIATOR, GTA50 W/GTI RADIATOR | 9155
14335_drw.pdf | 15 | 1 | FAN, GTA50 G3,MULTI-WING, 74/10-10/35/PAG/9WR | 11996
14339_drw.pdf | 1 | 1 | ELBOW, GT EXHAUST | 23-600
14339_drw.pdf | 2 | 1 | FLEX TUBE, EXHAUST | 6735-60
14339_drw.pdf | 3 | 3 | GASKET, ANSI FULL FACED CERAMIC, 2000°F, 6" FLANGE | 13574
14339_drw.pdf | 4 | 1 | CATALYST, EMIT 855, 2.0/4.0/1.0 | 14314
14339_drw.pdf | 5 | 1 | SILENCER, CRITICAL GRADE, NELSON 43360F | 43360F
14341_drw.pdf | 1 | 1 | SHEET,RR,CONDUIT BOX, UCI274/HCI4/HCI5 W/CTRL | 13714
14341_drw.pdf | 2 | 12 | WELDNUT, 1/4"-20 NC, _ | 14520
14342_drw.pdf | 1 | 10 | WELDNUT, 1/4"-20 NC, _ | 14520
14342_drw.pdf | 2 | 1 | SHEET,RR,CONDUIT BOX, UCI274/HCI4/HCI5 | 14701
14343_drw.pdf | 1 | 1 | SHEET,FRNT,CONDUIT BOX, HCI5 | 13697
14343_drw.pdf | 2 | 14 | WELDNUT, 1/4"-20 NC, _ | 14520
14343_drw.pdf |  |  | 14X
14344_drw.pdf | 1 | 1 | SHEET,FRNT,CONDUIT BOX, HCI4 | 13727
14344_drw.pdf | 2 | 17 | WELDNUT, 1/4"-20 NC, _ | 14520
14345_drw.pdf | 1 | 1 | SHEET,FRNT,CONDUIT BOX, UCI274 | 13753
14345_drw.pdf | 2 | 17 | WELDNUT, 1/4"-20 NC, _ | 14520
14345_drw.pdf |  |  | 17X
14347_drw.pdf | 1 | 2 | END CAP,TUBE,THREADED, - | 13814
14347_drw.pdf | 2 | 1 | CROSSMEMBER,ENGINE,FRONT, GTA38/50 | 13833
14347_drw.pdf | 3 | 1 | CHANNEL,FRAME, GTA38/50 | 13837
14347_drw.pdf | 4 | 8 | GUSSET,ENGINE CROSSMEMBER, GTA38/50 | 13842
14347_drw.pdf |  |  |  | 14384
14347_drw.pdf | 9 | 4 | BRKT,LIFTING, GTA28/38/50 | 16505
14347_drw.pdf | 10 | 1 | CHANNEL,FRAME,REAR, GTA38/50 | 17405
14347_drw.pdf | 11 | 1 | MOUNT, RADIATOR, GTA50 | A042E420
14347_drw.pdf |  |  | TYP
14349_drw.pdf | 1 | 1 | PLATE, LEG, ENGINE SUPPORT, FIREPUMP, CFP5E | 14351
14349_drw.pdf | 2 | 1 | ANGLE, LEG, FIREPUMP, CFP5E | 14353
14350_drw.pdf | 1 | 1 | PLATE, LEG, ENGINE SUPPORT, FIREPUMP, CFP5E | 14351
14350_drw.pdf | 2 | 1 | ANGLE, LEG, FIREPUMP, CFP5E | 14352
14357_drw.pdf | 1 | 2 | CHANNEL, GTA855 GENSET FRAME | 13096
14357_drw.pdf | 2 | 2 | ANGLE, GTA855 GENSET FRAME RADIATOR | 13097
14357_drw.pdf | 3 | 4 | SPACER, GTA855 ISOLATOR | 13660
14357_drw.pdf | 4 | 2 | CHANNEL, GTA855 GENSET FRAME | 14358
14357_drw.pdf | 5 | 1 | CHANNEL, GTA855 GENSET FRAME | 14359
14357_drw.pdf | 6 | 1 | CHANNEL, GTA855 GENSET FRAME | 14360
14357_drw.pdf | 7 | 1 | FLOOR, GTA855 FRAME | 14361
14357_drw.pdf | 8 | 4 | GUSSET, GTA855 FRAME | 14362
14357_drw.pdf | 9 | 4 | TUBE, GTA855 FRAME | 14363
14357_drw.pdf | 10 | 2 | PLATE, GTA855 ENGINE FRONT MOUNTING | 14364
14357_drw.pdf | 11 | 2 | PLATE, GTA855 ENGINE REAR MOUNTING | 14365
14357_drw.pdf | 12 | 4 | GUSSET, GTA855 FRAME, FRONT ENGINE MOUNT | 14366
14357_drw.pdf | 13 | 4 | GUSSET, GTA855 FRAME, REAR ENGINE MOUNT | 14367
14357_drw.pdf | 14 | 2 | MOUNT, GTA855 GENSET KNEE BRACE | 14368
14357_drw.pdf | 15 | 4 | PLATE, GTA855 FRAME END | 14369
14357_drw.pdf | 16 | 2 | MEMBER, GTA855 FRAME, GENERATOR MOUNT CROSS | 14371
14374_drw.pdf | 1 | 1 | HOSE, 221FR-8 X 16" LG | 14374_H
14374_drw.pdf | 2 | 2 | FTG, FEMALE JIC 37° SWIVEL, 90° ELBOW, PARKER | 13926-8-8
14376_drw.pdf | 1 | 1 | HOSE, WATER, 12 JIC BOTH ENDS X 32", CFP7E | 11148-08
14376_drw.pdf | 2
14376_drw.pdf | 3 | 2 | BRACKET, MOUNTING, COOLING LOOP, 10" STAND | OFF 14394
14376_drw.pdf | 4 | 4 | WASHER,FLAT, 0.25 | 14394
14376_drw.pdf |  |  |  | 3201T13
14376_drw.pdf |  |  | 6 E
14376_drw.pdf | to the the document as | receiver accepts in | confidence. the writing by CUMMINS FIRE POWER LLC CORPORATE OFFICE | DESIGN UPFIT CENTER
14376_drw.pdf | ittrawdiellse(c1r)etnoitnfuosrematthieondotchuemreenitn,or(2a)nynoctopcyoptyhetrheeofdoocrumtehnet, or the | ittrawdiellse(c1r)etnoitnfuosrematthieondotchuemreenitn,or(2a)nynoctopcyoptyhetrheeofdoocrumtehnet, confidential | WHITE BEAR LAKE, MN or trade WWW.CUMMINSFIREPOWER.COM | DEPERE, WISCONSIN
14376_drw.pdf |  | cPoopwieersLtLhCereof, | anAd SSEMBLY, MISC PIPING
14376_drw.pdf | DIMENSION
14376_drw.pdf |  |  | DWG UNITS: DRAWN BY: DAVE N | 23JAN2009
14378_drw.pdf | 1 | 1 | SHAFT, SHORT COUPLED ASSY, 2000 ft/# (1480) | 8613
14378_drw.pdf | 3 | 1 | BASE, CFP5.9, VERT W/ JACK BOLTS | 14552
14378_drw.pdf | 4 | 1 | TORSIONAL COUPLING, 450 HP, SAE #3, 1480/1710 SHAFT | ADAPTER14871
14378_drw.pdf |  |  | -A-
14378_drw.pdf |  | 4
14379_drw.pdf | 1
14379_drw.pdf | 2 | 2 | BATTERY, GROUP 8D, COMMERCIAL | 8D-3 DRY
14380_drw.pdf | 1 | 1 | HOSE, 221FR-8 X 12" LG | 14380_H_
14380_drw.pdf | 2 | 1 | FTG, HOSE END, FEMALE JIC 37° SWIVEL, 45° ELBOW, PARKER OR
14380_drw.pdf | 3 | 1 | FTG, FEMALE JIC 37° SWIVEL, 90° ELBOW, PARKER | 13926-8-8
14381_drw.pdf | 1 | 1 | FLANGE,FOR 6" OD TUBE | 6347-03_DO_NOT_USE
14381_drw.pdf | 2 | 1 | ELBOW, 90 TUBE | 13147
14381_drw.pdf |  |  | 10.75
14393_drw.pdf | 1 | 2 | CHANNEL, STRUCTURAL, C6 8.2# | 14393_1
14393_drw.pdf | 2 | 1 | CHANNEL, STRUCTURAL, C6 8.2# | 14393_2
14393_drw.pdf | 3 | 1 | SHEET, HRS, 10 GA 23.50 X 34.00 | 14393_3
14393_drw.pdf | 4 | 1 | CHANNEL, STRUCTURAL, C6 8.2# | 14393_4
14393_drw.pdf |  |  | TYP
14393_drw.pdf |  |  | .25
14393_drw.pdf |  |  | BOTTOM FLANGE ONLY
14398_drw.pdf | 1 | 1 | HOSE, 221FR-5 X 20" LG | 14398
14398_drw.pdf |  |  | NOTES:
14398_drw.pdf |  |  | 1) PARKER 221FR FUEL LINE OR EQUAL
14398_drw.pdf |  |  | 3) PUSH PLUG ON JIC ENDS
14398_drw.pdf |  |  | 4) YELLOW LABEL W/ 0.18" BLACK PRINT
14401_drw.pdf | ITEM
14401_drw.pdf | 1 | 1 | PAD, COOLING LOOP MOUNTING BRACKET, CFP30E | 23516
14401_drw.pdf | 2 | 1 | ARM, COOLING LOOP MOUNTING BRACKET, CFP30E | 23519
14401_drw.pdf | 3 | 1 | ARM, COOLING LOOP MOUNTING BRACKET, CFP30E | 23520
14401_drw.pdf | 4 | 1 | GUSSET, COOLING LOOP MOUNTING BRACKET, CFP30E | 23521
14401_drw.pdf |  |  | COOLING LOOP MOUNTING BRACKET, CFP30E | 23522
14401_drw.pdf |  |  | B
14401_drw.pdf |  |  | 3
14406_drw.pdf | 1 | 1 | HOSE, FUEL | 221FR-12
14406_drw.pdf | 2 | 1 | FITTING, HOSE, ORFS, 90° ELBOW, SWIVEL | 1J926-12-12
14406_drw.pdf | 3 | 1 | FITTING, HOSE, ORFS, STRAIGHT SWIVEL | 1JC26-12-12
14406_drw.pdf |  |  | 3
14406_drw.pdf | to the the document as | receiver accepts in | confidence. the writing by CUMMINS FIRE POWER LLC CORPORATE OFFICE | DESIGN UPFIT CENTER
14406_drw.pdf | ittrawdiellse(c1r)etnoitnfuosrematthieondotchuemreenitn,or(2a)nynoctopcyoptyhetrheeofdoocrumtehnet, or the | ittrawdiellse(c1r)etnoitnfuosrematthieondotchuemreenitn,or(2a)nynoctopcyoptyhetrheeofdoocrumtehnet, confidential | WHITE BEAR LAKE, MN or trade WWW.CUMMINSFIREPOWER.COM | DEPERE, WISCONSIN
14406_drw.pdf |  | cPoopwieersLtLhCereof, | anHd OSE, FUEL, DUPLEX FILTER
14406_drw.pdf | DIMENSION |  | SWIVEL CONNECTORS
14406_drw.pdf |  |  | DWG UNITS: DRAWN BY:S DUBICK | 07-12-10
14418_drw.pdf | 1 | 1 | SILENCER, GT EXHAUST | 501-C2-5108-STYLE-2-6-OFFSET
14418_drw.pdf | 2 | 1 | CATALYST, CES, GTA19 | CXX8-4-TU
14422_drw.pdf | 1 | 1 | CHANNEL, SUPPORT, ENGINE, REAR, FIREPUMP, 6B/4B | 14422_1
14422_drw.pdf | 2 | 1 | PLATE, LEG, ENGINE SUPPORT, FIREPUMP | 14422_2
14422_drw.pdf | 3 | 1 | GUSSET, LEG | 14422_3
14422_drw.pdf |  |  | .25
14422_drw.pdf |  |  | 14.88
14423_drw.pdf | 1 | 1 | CHANNEL, SUPPORT, ENGINE, REAR, FIREPUMP, C8.3 | 14423_1
14423_drw.pdf | 2 | 1 | PLATE, LEG, ENGINE SUPPORT, FIREPUMP | 14423_2
14424_drw.pdf | 1 | 1 | LEG, ENGINE SUPPORT, LH REAR, CFP83 SHIFTED 1.8125 | 14422
14424_drw.pdf | 2 | 2 | SUPPORT, ENGINE, FRONT, CFP83 SHIFTED 1.8125 | 14423
14424_drw.pdf | 3 | 1 | LEG, ENGINE SUPPORT, RH REAR, CFP83 SHIFTED 1.8125 | 14425
14424_drw.pdf |  |  | 3
14425_drw.pdf | 1 | 1 | CHANNEL, SUPPORT, ENGINE, REAR, FIREPUMP, 6B/4B | 14422_1
14425_drw.pdf | 2 | 1 | PLATE, LEG, ENGINE SUPPORT, FIREPUMP | 14422_2
14425_drw.pdf | 3 | 1 | GUSSET, LEG | 14422_3
14425_drw.pdf |  |  | .25
14425_drw.pdf |  |  | .50
14425_drw.pdf |  | 1.00
14433_drw.pdf | 1 | 1 | BRKT, BATTERY CHARGER MTG | 14421
14433_drw.pdf | 2 | 1 | GUSSET, BATTERY CHARGER MOUNTING BRACKET | 14434
14439_drw.pdf | 1 | 1 | AIR FILTER, 4" DIA. INLET, CFP59,6E,83,9E FIREPUMP | 9606
14439_drw.pdf | 2 | 1 | WELDMENT, MOUNTING, AIR FILTER, CFP7E | 13233
14439_drw.pdf | 3 | 2 | CLAMP, T-BOLT, 4.28-4.59 | 13164-0450
14439_drw.pdf | 4 | 1 | COUPLING, RUBBER, 4", NELSON***USE 3316608-S | 89835K
14439_drw.pdf | 5 | 1 | SERVICE INDICATOR, FILTER, DONALDSON D-RAX00-2352 | D-RAX00-2352
14439_drw.pdf | 3
14453_drw.pdf | 1 | 1 | PLATE, UPPER COOLING, PACKAGE ELGIN GLIDER | 14451
14453_drw.pdf | 2 | 1 | GUSSET, UPPER COOLING, PACKAGE ELGIN GLIDERS | 14452
14454_drw.pdf | ITEM
14454_drw.pdf | 1 | 1 | COVER, VALVE, QSL9 | 3970865
14461_drw.pdf | 1 | 1 | FRAME, GENSET, GTA38 ENCL | 13963
14461_drw.pdf | 2 | 1 | WELDMENT,FRONT ENGINE SUPPORT, GTA38/50 | 14102
14461_drw.pdf | 3 | 2 | SPT,FLYWHEEL,REWORK, GTA38/50 | 15111
14461_drw.pdf | 4 | 4 | SPACER, ISOLATOR, 6.00 x 6.00 x 0.875 | 13711
14461_drw.pdf | 5 | 8 | WASHER,SNUBBING, TECH PRODUCTS 0186 | 13722
14461_drw.pdf | 6 | 4 | ISOLATOR,UNIVERSAL, TECH PRODUCTS 60054 | 14327
14461_drw.pdf | 7
14462_drw.pdf | 1 | 1 | WELDMENT,FRONT ENGINE SUPPORT, GTA38/50 | 14102
14462_drw.pdf | 2
14462_drw.pdf | 3 | 2 | SPT,FLYWHEEL,REWORK, GTA38/50 | 15111
14462_drw.pdf | 4 | 4 | SPACER, ISOLATOR, 6.00 x 6.00 x 0.875 | 13711
14462_drw.pdf | 5 | 8 | WASHER,SNUBBING, TECH PRODUCTS 0186 | 13722
14462_drw.pdf | 6 | 4 | ISOLATOR,UNIVERSAL, TECH PRODUCTS 60054 | 14327
14462_drw.pdf | 7
14463_drw.pdf | 1 | 1 | HOSE,PARKER, 3/8 INCH ID X 6.00 IN LG | R-801-6
14463_drw.pdf | 2 | 1 | HOSE,PARKER, 3/8 INCH ID X 60.00 IN LG | 801-06_002
14463_drw.pdf | 3 | 1 | HOSE,PARKER, 3/8 INCH ID X 60.00 IN LG | 801-06_003
14463_drw.pdf | 4 | 1 | HOSE,PARKER, 3/8 INCH ID X 74.00 IN LG | 801-06_004
14463_drw.pdf | 5 | 1 | RADIATOR, BOLTED ASSEMBLY, GTA38 | 10199
14463_drw.pdf | 6 | 1 | TUBE,LOWER JACKET WATER, GTA38 | 14416
14463_drw.pdf | 7 | 1 | BRACKET,RADIATOR, PIPE SECURE | 15629
14463_drw.pdf | 8 | 94 | COOLANT, FC EG PM, 1 GALLON | CC2743
14463_drw.pdf | 9 | 1 | CLAMP,MUFFLER,1.50 NOM, 5/16-18 THD | 0155-1239
14463_drw.pdf |  |  |  | 0193-0468
14464_drw.pdf | 1 | 1 | RADIATOR, BOLTED ASSEMBLY, GTA38 | 10199
14464_drw.pdf | 3 | 1 | CLAMP,MUFFLER,1.50 NOM, 5/16-18 THD | 0155-1239
14464_drw.pdf | 4 | 1 | FAN,GTA38E,MULTI-WING, 72/10-10/32/PAG/9WR | 8485
14464_drw.pdf | 5 | 2 | TUBE, JACKET WATER, G38/50 W/GTI RADIATOR | 9119
14464_drw.pdf | 7 | 1 | TUBE, FILL AFT, COOLER G38/50 | 9147
14464_drw.pdf | 8 | 1 | TUBE,LOWER,INNER AFT COOLER KIT, AFTERCOOLER | 9158-01
14464_drw.pdf | 10 | 1 | TUBE,RADIATOR TO AFTERCOOLER,LTA, - | 9193
14464_drw.pdf | 11
14464_drw.pdf | 12
14464_drw.pdf | 14 | 4 | CLAMP, T-BOLT, 5.28-5.59 | 13164-0550
14464_drw.pdf | 15 | 2 | BRACE,PLUMBING,GTA50, GTI RADIATOR | 13844
14464_drw.pdf | 16 | 2 | BRKT,RADIATOR TUBE SUPPORT, GTA 38/50 | 14108
14464_drw.pdf | 18 | 2 | BRACE,RADIATOR, GTA38 | 14417
14464_drw.pdf | 19 | 4 | CLAMP, WORM, .81 - 1.75 | 14990-20
14464_drw.pdf | 21
14464_drw.pdf | 22 | 1 | BRACKET, PIPE SECURE, 5" U-BOLT CLAMP | 26063
14464_drw.pdf | 23 | 1 | CLAMP, LOOM, 1.00 ID | 26963-16
14464_drw.pdf | 25 | 2 | CLAMP, U-BOLT, 2" OD PIPE | 89541K
14464_drw.pdf | 26 | 1 | CLAMP, U BOLT, 5.00", PLATED | 89549K
14464_drw.pdf | 27
14464_drw.pdf | 29 | 4 | HOSE,2 INCH ID X 36IN EPDM, CUT TO 6.00 INCHES | LONGA042F054
14464_drw.pdf | 30 | 4 | HOSE,3.00IN ID X 36IN EPDM, CUT TO 6.00 INCHES | LONGA042F058
14464_drw.pdf |  |  |  | B90KJ
14465_drw.pdf | ITEM
14465_drw.pdf | 1 | 2 | XMBR,GENERATOR, GTA38 ENCL HC5 | A042A162
14465_drw.pdf | 2 | 1 | ALTERNATOR PART, NEWAGE | HC5_STD_1B_SAE0
14465_drw.pdf | 3 | 4 | SPACER, ISOLATOR, 6.00 x 6.00 x 0.875 | 13711
14465_drw.pdf | 4 | 8 | WASHER,SNUBBING, TECH PRODUCTS 0186 | 13722
14465_drw.pdf | 5 | 4 | ISOLATOR,UNIVERSAL, TECH PRODUCTS 60054 | 14327
14466_drw.pdf | 1 | 2 | XMBR,GENERATOR, GTA38/50 ENCL HC6 | 13838
14466_drw.pdf | 2 | 1 | ALTERNATOR PART, NEWAGE | HC6_FGHJ_1B_SAE0
14466_drw.pdf | 3 | 4 | SPACER, ISOLATOR, 6.00 x 6.00 x 0.875 | 13711
14466_drw.pdf | 4 | 8 | WASHER,SNUBBING, TECH PRODUCTS 0186 | 13722
14466_drw.pdf | 5 | 4 | ISOLATOR,UNIVERSAL, TECH PRODUCTS 60054 | 14327
14467_drw.pdf | ITEM
14467_drw.pdf | 1 | 2 | XMBR,GENERATOR, GTA38 OPEN HC5 | 14472
14467_drw.pdf | 2 | 1 | ALTERNATOR PART, NEWAGE | HC5_STD_1B_SAE0
14467_drw.pdf | 3 | 4 | SPACER, ISOLATOR, 6.00 x 6.00 x 0.875 | 13711
14467_drw.pdf | 4 | 8 | WASHER,SNUBBING, TECH PRODUCTS 0186 | 13722
14467_drw.pdf | 5 | 4 | ISOLATOR,UNIVERSAL, TECH PRODUCTS 60054 | 14327
14468_drw.pdf | 1 | 2 | XMBR,GENERATOR, GTA38/50 OPEN HC6 | 13856
14468_drw.pdf | 2 | 1 | ALTERNATOR PART, NEWAGE | HC6_FGHJ_1B_SAE0
14468_drw.pdf | 3 | 4 | SPACER, ISOLATOR, 6.00 x 6.00 x 0.875 | 13711
14468_drw.pdf | 4 | 8 | WASHER,SNUBBING, TECH PRODUCTS 0186 | 13722
14468_drw.pdf | 5 | 4 | ISOLATOR,UNIVERSAL, TECH PRODUCTS 60054 | 14327
14469_drw.pdf | 1 2 | 2 4 | CAP,TUBE,THREAD;ED- CROSSMEMB;ERGTA38/50 | 13842
14469_drw.pdf | 3 | 1 | CHANNEL,FRAM;E GTA38/50 RADIATOR SUPPORT | 14225
14469_drw.pdf | 4 | 1 | CHANNEL,FRAM;EGTA38/50 REAR | 14227
14472_drw.pdf | 1 | 2 | PLATE,GENERATOR CROSSMEMBER, GTA38 | 13840
14472_drw.pdf | 2 | 1 | CROSSMEMBER,GENERATOR, GTA38 | 14476
14473_drw.pdf | 1 | 1 | PLATE, MOUNTING, COOLANT LOOP TAG, CFP30 | 14474
14473_drw.pdf | 2 | 1 | DECAL, VALVE POSITION, CFP30E | 23484
14473_drw.pdf | 3 | 2 | CLAMP, U-BOLT, GUILLOTINE, 3.00" | 89545K
14485_drw.pdf | 1 | 1 | GUARD, GTA855, ALTERNATOR | 14484
14485_drw.pdf | 2 | 3 | WELDNUT, 1/4"-20 NC, _ | 14520
14490_drw.pdf | 1 | 1 | WELDMENT, TERMINATION BOX FLOOR | 13991
14490_drw.pdf | 2 | 1 | PANEL,RR,CONDUIT BOX, UCI274/HCI4/HCI5 | 14342
14490_drw.pdf | 3 | 1 | PANEL,FRNT,CONDUIT BOX, HCI5 | 14343
14490_drw.pdf | 4 | 2 | PANEL,SIDE,CONDUIT BOX, UCI274/HCI4/HCI5 W/CTRL | 14697
14490_drw.pdf | 5 | 1 | ASSY,LOUVER, - | 14702
14490_drw.pdf | 6 | 2 | LOUVER,CONDUIT BOX, UCI274/HCI4/HCI5 | 14705
14490_drw.pdf | 7 | 1 | PANEL,TOP,CONDUIT BOX, UCI274,HCI4,HCI5 | 13694
14490_drw.pdf | 8 | 1 | SHEET,PCC2100 | 13712
14490_drw.pdf | 9 | 1 | SHEET,FLR,CONDUIT BOX, HCI5 C/D/E | 13988
14490_drw.pdf | 10 | 1 | BRKT,CONDUIT BOX,RH, UCI274/HCI4/HCI5 | 14735
14490_drw.pdf | 11 | 1 | BRKT,CONDUIT BOX,LH, UCI274/HCI4/HCI5 | 14737
14490_drw.pdf | 12 | A/R | PROFILE,BULB STYLE,UL RECOGNIZED | 14456
14491_drw.pdf | 1 | 1 | WELDMENT, TERMINATION BOX FLOOR | 13991
14491_drw.pdf | 2 | 1 | PANEL,RR,CONDUIT BOX, UCI274/HCI4/HCI5 W/CTRL | 14341
14491_drw.pdf | 3 | 1 | PANEL,FRNT,CONDUIT BOX, HCI5 | 14343
14491_drw.pdf | 4 | 1 | PANEL,SIDE,CONDUIT BOX, UCI274/HCI4/HCI5 W/CTRL | 14697
14491_drw.pdf | 5 | 1 | PANEL,SIDE,CONDUIT BOX, UCI274/HCI4/HCI5 | 14699
14491_drw.pdf | 6 | 1 | ASSY,LOUVER, - | 14702
14491_drw.pdf | 7 | 2 | LOUVER,CONDUIT BOX, UCI274/HCI4/HCI5 | 14705
14491_drw.pdf | 8 | 1 | PANEL,TOP,CONDUIT BOX, UCI274,HCI4,HCI5 | 13694
14491_drw.pdf | 9 | 1 | SHEET,PCC2100 | 13712
14491_drw.pdf | 10 | 1 | SHEET,FLR,CONDUIT BOX, HCI5 C/D/E | 13988
14491_drw.pdf | 11 | 1 | BRKT,CONDUIT BOX,RH, UCI274/HCI4/HCI5 | 14735
14491_drw.pdf | 12 | 1 | BRKT,CONDUIT BOX,LH, UCI274/HCI4/HCI5 | 14737
14491_drw.pdf | 13 | A/R | PROFILE,BULB STYLE,UL RECOGNIZED | 14456
14494_drw.pdf |  |  | OPERATOR STATION MOUNTING, CFP5E
14494_drw.pdf |  |  | MANUAL OVERIDE, CFP
14494_drw.pdf |  | BATTERY | ISOLATOR, FIRE PUMP
14494_drw.pdf |  |  | PLATE MOUNT, 3 LB (YELLOW MARK)
14494_drw.pdf |  |  | PLATE MOUNT, 6 LB (RED MARK) ALUMINUM, STEEL SHANK, 0.156 DIA,
14494_drw.pdf |  | FENDER | WASHER, 0.281 X 1.25
14494_drw.pdf |  | SCREW, | SELF LOCKING, 0.25-20 X 1.00, PH OR
14497_drw.pdf | 1 | 1 | ENGINE, QSX15-C665, SPEC CFP15E F10-F40 | 8742
14497_drw.pdf | 2 | 1 | EXHAUST,L 90 HALF MARMON, 6" 125# ANSI FLANGE | 9514-06
14497_drw.pdf | 3 | 1 | ASSEMBLY, SUPPORT, CFP15E FIRE PUMP | 10835
14497_drw.pdf | 4
14497_drw.pdf | 5 | 1 | ASSEMBLY, COOLANT HEATER, 3KW ADJ VOLTAGE, CFP15E | 10849
14497_drw.pdf | 6 | 1 | MISC PIPING, CFP15 | 10913
14497_drw.pdf | 7
14497_drw.pdf | 8 | 1 | HOSE, FUEL, DUPLEX FILTER, ORFS SWIVEL CONNECTORS | 14406
14497_drw.pdf | 9 | 1 | ASSEMBLY, GUARDING, HD AIR CLEANER, CFP15E | 16707
14497_drw.pdf | 10 | 1 | ASSEMBLY, OP STATION, NEMA PANEL, CFP15E | 14582
14497_drw.pdf | 16 | 4 | ISOLATOR, DOME STYLE | 8954
14497_drw.pdf | 17 | 1 | BRACKET, RADIATOR TUBE | 11581
14500-01_drw.pdf | 1 | 1 | ASSEMBLY, SHAFT GUARD, TELESCOPING, SIZE 1-XL, SHORT COUPLED | 14156
14500-01_drw.pdf | 2 | 1 | FRAME, CFP15E TO PEERLESS 10AEF20 | 14643-01
14500-01_drw.pdf | 3 | 1 | ASSEMBLY, POWER MODULE, CFP15E-F50/60/70 HIGH HORSE POWER | 15553
14500-01_drw.pdf | 4 | 1
14500-02_drw.pdf | 1 | 1 | ASSEMBLY, SHAFT GUARD, TELESCOPING, SIZE 1-XL, SHORT COUPLED | 14156
14500-02_drw.pdf | 2 | 1 | FRAME, CFP15E TO PEERLESS 10AEF16 | 14643-02
14500-02_drw.pdf | 3 | 1 | ASSEMBLY, POWER MODULE, CFP15E-F50/60/70 HIGH HORSE POWER | 15553
14500-02_drw.pdf | 4 | 1
14500-03_drw.pdf | 1 | 1 | ASSEMBLY, SHAFT GUARD, TELESCOPING, SIZE 1-XL, SHORT COUPLED | 14156
14500-03_drw.pdf | 2 | 1 | FRAME, CFP15E TO PEERLESS 08AEF20 | 14643-03
14500-03_drw.pdf | 3 | 1 | ASSEMBLY, POWER MODULE, CFP15E-F50/60/70 HIGH HORSE POWER | 15553
14500-03_drw.pdf | 4 | 1
14500-04_drw.pdf | 1 | 1 | ASSEMBLY, SHAFT GUARD, TELESCOPING, SIZE 1-XL, SHORT COUPLED | 14156
14500-04_drw.pdf | 2 | 1 | FRAME, CFP15E TO PEERLESS 08AEF17 | 14643-04
14500-04_drw.pdf | 3 | 1 | ASSEMBLY, POWER MODULE, CFP15E-F50/60/70 HIGH HORSE POWER | 15553
14500-04_drw.pdf | 4 | 1
14500-05_drw.pdf | 1 | 1 | ASSEMBLY, SHAFT GUARD, TELESCOPING, SIZE 1-XL, SHORT COUPLED | 14156
14500-05_drw.pdf | 2 | 1 | FRAME, CFP15E TO PEERLESS 08AEF15 | 14643-05
14500-05_drw.pdf | 3 | 1 | ASSEMBLY, POWER MODULE, CFP15E-F50/60/70 HIGH HORSE POWER | 15553
14500-05_drw.pdf | 4 | 1
14500-06_drw.pdf | 1 | 1 | ASSEMBLY, SHAFT GUARD, TELESCOPING, SIZE 1-XL, SHORT COUPLED | 14156
14500-06_drw.pdf | 2 | 1 | FRAME, CFP15E TO PEERLESS 08HY23 | 14643-06
14500-06_drw.pdf | 3 | 1 | ASSEMBLY, POWER MODULE, CFP15E-F50/60/70 HIGH HORSE POWER | 15553
14500-06_drw.pdf | 4 | 1
14500-07_drw.pdf | 1 | 1 | ASSEMBLY, SHAFT GUARD, TELESCOPING, SIZE 1-XL, SHORT COUPLED | 14156
14500-07_drw.pdf | 2 | 1 | FRAME, CFP15E TO PEERLESS 06TH19 | 14643-07
14500-07_drw.pdf | 3 | 1 | ASSEMBLY, POWER MODULE, CFP15E-F50/60/70 HIGH HORSE POWER | 15553
14500-07_drw.pdf | 4 | 1
14500-08_drw.pdf | 1 | 1 | ASSEMBLY, SHAFT GUARD, TELESCOPING, SIZE 1-XL, SHORT COUPLED | 14156
14500-08_drw.pdf | 2 | 1 | FRAME, CFP15E TO PEERLESS 12HY20 | 14643-08
14500-08_drw.pdf | 3 | 1 | ASSEMBLY, POWER MODULE, CFP15E-F50/60/70 HIGH HORSE POWER | 15553
14500-08_drw.pdf | 4 | 1
14500-09_drw.pdf | 1 | 1 | ASSEMBLY, SHAFT GUARD, TELESCOPING, SIZE 1-XL, SHORT COUPLED | 14156
14500-09_drw.pdf | 2 | 1 | FRAME, CFP15E TO PEERLESS 12AF19 | 14643-09
14500-09_drw.pdf | 3 | 1 | ASSEMBLY, POWER MODULE, CFP15E-F50/60/70 HIGH HORSE POWER | 15553
14500-09_drw.pdf | 4 | 1
14501-01_drw.pdf | 1 | 1 | FRAME, HORIZONTAL, 138" LG, CFP15E | 14503
14501-01_drw.pdf | 2 | 2 | ANGLE, HRS, 8.0 X 0.50, 30.75" LENGTH | 12887
14501-01_drw.pdf | 3 | 2 | PLATE, .25 x 27.00 x 5.50, A-36 | 14501-D
14501-01_drw.pdf |  |  | ITEM #3 FROM THIS PRINT
14501-01_save_drw.pdf | 1 | 1 | FRAME, HORIZONTAL, 138" LG, CFP15E | 14503
14501-01_save_drw.pdf | 2 | 2 | ANGLE, HRS, 8.0 X 0.50, 30.75" LENGTH | 12887
14501-01_save_drw.pdf | 3 | 2 | PLATE, .25 x 27.00 x 5.50, A-36 | 14501-D
14501-01_save_drw.pdf |  |  | NOTES:
14501-01_save_drw.pdf |  |  | * ALL WELDS TO BE 1/4" FILLET
14501-01_save_drw.pdf |  |  | * FULL PENETRATION
14501-01_save_drw.pdf |  |  | * PRIME AND PAINT CASE RED
14501-01_save_drw.pdf |  | 17.00
14501-02_drw.pdf | 1 | 1 | FRAME, HORIZONTAL, 138" LG, CFP15E | 14503
14501-02_drw.pdf | 2 | 2 | ANGLE, HRS, 8.0 X 0.50, 30.75" LENGTH | 14387
14501-02_drw.pdf | 3 | 2 | PLATE, .25 x 23.0 x 5.375, A-36 | 14501-F
14501-02_drw.pdf | 4 | 2 | PLATE, .25 x 20.50 x3.11, A-36 | 14501-O
14501-02_drw.pdf |  |  | #3& #4 FROM THIS PRINT
14501-02_save_drw.pdf | 1 | 1 | FRAME, HORIZONTAL, 138" LG, CFP15E | 14503
14501-02_save_drw.pdf | 2 | 2 | ANGLE, HRS, 8.0 X 0.50, 30.75" LENGTH | 14387
14501-02_save_drw.pdf | 3 | 2 | PLATE, .25 x 23.0 x 5.375, A-36 | 14501-F
14501-02_save_drw.pdf | 4 | 2 | PLATE, .25 x 20.50 x3.11, A-36 | 14501-O
14501-02_save_drw.pdf |  |  | * FULL PENETRATION
14501-02_save_drw.pdf |  |  | * ALL HOLES DRILLED AFTER WELDING
14501-02_save_drw.pdf | 19.00 | REF
14501-03_drw.pdf | 1 | 1 | FRAME, HORIZONTAL, 138" LG, CFP15E | 14503
14501-03_drw.pdf | 2 | 2 | ANGLE, HRS, 8.0 X 0.50, 30.75" LENGTH | 14387
14501-03_drw.pdf | 3 | 2 | PLATE, .25 x 32.50 x 6.875, A-36 | 14501-B
14501-03_save_drw.pdf | 1 | 1 | FRAME, HORIZONTAL, 138" LG, CFP15E | 14503
14501-03_save_drw.pdf | 2 | 2 | ANGLE, HRS, 8.0 X 0.50, 30.75" LENGTH | 14387
14501-03_save_drw.pdf | 3 | 2 | PLATE, .25 x 32.50 x 6.875, A-36 | 14501-B
14501-03_save_drw.pdf |  |  | NOTES:
14501-03_save_drw.pdf |  |  | * ALL WELDS TO BE 1/4" FILLET
14501-03_save_drw.pdf |  |  | * ALL HOLES DRILLED AFTER WELDING
14501-03_save_drw.pdf |  |  | * PRIME AND PAINT CASE RED
14501-03_save_drw.pdf | 19.00
14501-04_drw.pdf | 1 | 1 | FRAME, HORIZONTAL, 138" LG, CFP15E | 14503
14501-04_drw.pdf | 2 | 2 | ANGLE, HRS, 8.0 X 0.50, 30.75" LENGTH | 14387
14501-04_drw.pdf | 3 | 2 | PLATE, .25 x 20.50 x 5.375, A-36 | 14501-E
14501-04_drw.pdf | 4 | 2 | PLATE, .25 x 20.50 x 3.11, A-36 | 14501-N
14501-04_drw.pdf |  |  | MAKE ITEM #3& #4 FROM THIS PRINT
14501-04_save_drw.pdf | 1 | 1 | FRAME, HORIZONTAL, 138" LG, CFP15E | 14503
14501-04_save_drw.pdf | 2 | 2 | ANGLE, HRS, 8.0 X 0.50, 30.75" LENGTH | 14387
14501-04_save_drw.pdf | 3 | 2 | PLATE, .25 x 20.50 x 5.375, A-36 | 14501-E
14501-04_save_drw.pdf | 4 | 2 | PLATE, .25 x 20.50 x 3.11, A-36 | 14501-N
14501-04_save_drw.pdf |  |  | NOTES:
14501-04_save_drw.pdf |  |  | * ALL WELDS TO BE 1/4" FILLET
14501-04_save_drw.pdf |  |  | * PRIME AND PAINT CASE RED
14501-05_drw.pdf | 1 | 1 | FRAME, HORIZONTAL, 138" LG, CFP15E | 14503
14501-05_drw.pdf | 2 | 2 | ANGLE, HRS, 8.0 X 0.50, 30.75" LENGTH | 14387
14501-05_drw.pdf | 3 | 2 | PLATE, .25 x 20.50 x 5.375, A-36 | 14501-E
14501-05_drw.pdf | 4 | 2 | PLATE, .25 x 20.50 x 5.11, A-36 | 14501-M
14501-05_drw.pdf | MAKE | ITEM | #3& #4 FROM THIS PRINT
14501-05_save_drw.pdf | 1 | 1 | FRAME, HORIZONTAL, 138" LG, CFP15E | 14503
14501-05_save_drw.pdf | 2 | 2 | ANGLE, HRS, 8.0 X 0.50, 30.75" LENGTH | 14387
14501-05_save_drw.pdf | 3 | 2 | PLATE, .25 x 20.50 x 5.375, A-36 | 14501-E
14501-05_save_drw.pdf | 4 | 2 | PLATE, .25 x 20.50 x 5.11, A-36 | 14501-M
14501-05_save_drw.pdf |  |  | NOTES:
14501-05_save_drw.pdf |  |  | * ALL WELDS TO BE 1/4" FILLET
14501-05_save_drw.pdf |  |  | * ALL HOLES DRILLED AFTER WELDING
14501-05_save_drw.pdf |  |  | * PRIME AND PAINT CASE RED
14501-06_drw.pdf | 1 | 1 | FRAME, HORIZONTAL, 138" LG, CFP15E | 14503
14501-06_drw.pdf | 2 | 2 | ANGLE, HRS, 8.0 X 0.50, 30.75" LENGTH | 12887
14501-06_drw.pdf | 3 | 2 | PLATE, .25 x 20.50 x 5.50, A-36 | 14501-A
14501-06_drw.pdf |  | MAKE | ITEM #3 FROM THIS PRINT
14501-06_save_drw.pdf | 1 | 1 | FRAME, HORIZONTAL, 138" LG, CFP15E | 14503
14501-06_save_drw.pdf | 2 | 2 | ANGLE, HRS, 8.0 X 0.50, 30.75" LENGTH | 12887
14501-06_save_drw.pdf | 3 | 2 | PLATE, .25 x 20.50 x 5.50, A-36 | 14501-A
14501-06_save_drw.pdf |  |  | * FULL PENETRATION
14501-06_save_drw.pdf |  |  | * ALL HOLES DRILLED AFTER WELDING
14501-06_save_drw.pdf |  | 19.68 | REF
14501-07_drw.pdf | 1 | 1 | FRAME, HORIZONTAL, 138" LG, CFP15E | 14503
14501-07_drw.pdf | 2 | 2 | ANGLE, HRS, 8.0 X 0.50, 30.75" LENGTH | 12887
14501-07_drw.pdf | 3 | 2 | PLATE, .25 x 20.50 x 3.86, A-36 | 14501-C
14501-07_drw.pdf |  |  | MAKE ITEM #3 FROM THIS PRINT
14501-07_save_drw.pdf | 1 | 1 | FRAME, HORIZONTAL, 138" LG, CFP15E | 14503
14501-07_save_drw.pdf | 2 | 2 | ANGLE, HRS, 8.0 X 0.50, 30.75" LENGTH | 12887
14501-07_save_drw.pdf | 3 | 2 | PLATE, .25 x 20.50 x 3.86, A-36 | 14501-C
14501-07_save_drw.pdf |  |  | * FULL PENETRATION
14501-07_save_drw.pdf |  |  | *ALL HOLES DRILLED AFTER WELDING
14501-07_save_drw.pdf | 19.24 | REF
14501-08_drw.pdf | 1 | 1 | FRAME, HORIZONTAL, 138" LG, CFP15E | 14521
14501-08_drw.pdf | 2 | 2 | ANGLE, HRS, 8.0 X 0.50, 30.75" LENGTH | 12887
14501-08_drw.pdf | 3 | 2 | PLATE, .25 x 23.0 x 1.33, A-36 | 14501-G
14501-08_drw.pdf |  |  | MAKE ITEM #3 FROM THIS PRINT
14501-08_save_drw.pdf | 1 | 1 | FRAME, HORIZONTAL, 138" LG, CFP15E | 14521
14501-08_save_drw.pdf | 2 | 2 | ANGLE, HRS, 8.0 X 0.50, 30.75" LENGTH | 12887
14501-08_save_drw.pdf | 3 | 2 | PLATE, .25 x 23.0 x 1.33, A-36 | 14501-G
14501-08_save_drw.pdf |  |  | NOTES:
14501-08_save_drw.pdf |  |  | * ALL WELDS TO BE 1/4" FILLET
14501-08_save_drw.pdf |  |  | * ALL HOLES TO BE DRILLED AFTER | WELDING
14501-08_save_drw.pdf |  |  | * PRIME AND PAINT CASE RED
14501-08_save_drw.pdf |  |  | REF
14501-09_drw.pdf | 1 | 1 | FRAME, HORIZONTAL, SPECIAL, CFP15E | 14522
14501-09_drw.pdf | 2 | 2 | PLATE, .25 x 33.0 x 4.11, A-36 | 14501-P
14501-09_drw.pdf | 3 | 2 | ANGLE, HRS, 8.0 X 0.50, 34.75" LENGTH | 14526
14501-09_drw.pdf |  |  | MAKE ITEM #3 FROM THIS PRINT
14501-09_save_drw.pdf | 1 | 1 | FRAME, HORIZONTAL, SPECIAL, CFP15E | 14522
14501-09_save_drw.pdf | 2 | 2 | PLATE, .25 x 33.0 x 4.11, A-36 | 14501-P
14501-09_save_drw.pdf | 3 | 2 | ANGLE, HRS, 8.0 X 0.50, 34.75" LENGTH | 14526
14501-09_save_drw.pdf |  |  | * ALL WELDS TO BE 1/4"
14501-09_save_drw.pdf |  |  | * FULL PENETRATION
14501-09_save_drw.pdf |  |  | * ALL HOLES DRILLED AFTER
14501-09_save_drw.pdf |  |  | 26.00 REF
14503_drw.pdf | 1 | 2 | CHANNEL, C10 x .24 x 2.60, 30.75" | 13862
14503_drw.pdf | 2 | 2 | SUPPORT, ENGINE, 5/16" A-36, 16" | 13863
14503_drw.pdf | 3 | 4 | PLATE, ENGINE BRACE, 1/4" A-36, 6" | 13864
14503_drw.pdf | 4 | 2 | CHANNEL, C10 x .24 x 2.60, 138.00" | 14502
14503_drw.pdf | 5 | 4 | BRACKET, LIFTING, 10" CHANNEL | A042G991
14505_drw.pdf | 1 | 1 | ANGLE,TERM BOX MTG, GTA38 HC5 | 14506
14505_drw.pdf | 2 | 2 | PLATE,TERM BOX MTG, GTA38 HC5 | 14507
14521_drw.pdf | 1 | 2 | CHANNEL, C10 x .24 x 2.60, 30.75" | 13862
14521_drw.pdf | 2 | 2 | SUPPORT, ENGINE, 5/16" A-36, 18" | 13865
14521_drw.pdf | 3 | 4 | PLATE, ENGINE BRACE, 1/4" A-36, 8" | 13866
14521_drw.pdf | 4 | 2 | CHANNEL, C10 x .24 x 2.60, 138.00" | 14502
14521_drw.pdf | 5 | 4 | BRACKET, LIFTING, 10" CHANNEL | A042G991
14522_drw.pdf | 1 | 4 | PLATE, ENGINE BRACE, 1/4" A-36, 6" | 13864
14522_drw.pdf | 2 | 2 | SUPPORT, ENGINE, 5/16" A-36, 16 | 14523
14522_drw.pdf | 3 | 2 | CHANNEL, C10 x .24 x 2.60, 34.75" | 14524
14522_drw.pdf | 4 | 2 | CHANNEL, C10 x .24 x 2.60, 144.00" | 14525
14522_drw.pdf | 5 | 4 | BRACKET, LIFTING, 10" CHANNEL | A042G991
14527_drw.pdf | 1 | 1 | SHEET,FRNT,CONDUIT BOX, HCI6 | 14510
14527_drw.pdf | 2 | 12 | WELDNUT, 1/4"-20 NC, _ | 14520
14527_drw.pdf |  |  | 12X
14528_drw.pdf | 1 | 1 | SHEET,SIDE,CONDUIT BOX, HCI6 W/CTRL | 14511
14528_drw.pdf | 2 | 34 | WELDNUT, 1/4"-20 NC, _ | 14520
14529_drw.pdf | 1 | 1 | SHEET,SIDE,CONDUIT, HCI6 | 14515
14529_drw.pdf | 2 | 34 | WELDNUT, 1/4"-20 NC, _ | 14520
14529_drw.pdf |  | 2
14530_drw.pdf | 1 | 1 | SHEET,RR,CONDUIT BOX, HCI634 | 14513
14530_drw.pdf | 2 | 12 | WELDNUT, 1/4"-20 NC, _ | 14520
14530_drw.pdf | 2
14531_drw.pdf | 1 | 1 | SHEET,RR,CONDUIT BOX, HCI6 W/CTRL | 14516
14531_drw.pdf | 2 | 10 | WELDNUT, 1/4"-20 NC, _ | 14520
14532_drw.pdf | 1 | 1 | PANEL,REAR,TERMINATION BOX, HCI634 K | 14517
14532_drw.pdf | 2 | 10 | WELDNUT, 1/4"-20 NC, _ | 14520
14533_drw.pdf | 1 | 1 | PANEL,REAR,TERMINATION BOX, HCI634 K | 14518
14533_drw.pdf | 2 | 10 | WELDNUT, 1/4"-20 NC, _ | 14520
14534_drw.pdf | 1 | 1 | PANEL,FLOOR,TERMINATION BOX, HCI634 G/H/J/K | 14512
14534_drw.pdf | 2 | 12 | WELDNUT, 1/4"-20 NC, _ | 14520
14535_drw.pdf | ITEM
14535_drw.pdf | 1 | 1 | PANEL,FRNT,CONDUIT BOX, HCI6 | 14527
14535_drw.pdf | 2 | 1 | PANEL,SIDE,CONDUIT BOX, HCI6 W/CTRL | 14528
14535_drw.pdf | 3 | 1 | PANEL,SIDE,CONDUIT BOX, HCI6 | 14529
14535_drw.pdf | 4 | 1 | PANEL,RR,CONDUIT BOX, HCI6 | 14530
14535_drw.pdf |  |  | MOUNT,PCC2100, - | 14788
14535_drw.pdf |  |  |  | A041Z928
14535_drw.pdf |  |  |  | 14456_128
14535_drw.pdf | 11 | 2
14535_drw.pdf | 12 | 1 | PANEL,FRNT-LOWER,
14536_drw.pdf | 1 | 1 | PANEL,FRNT,CONDUIT BOX, HCI6 | 14527
14536_drw.pdf | 2 | 2 | PANEL,SIDE,CONDUIT BOX, HCI6 | 14529
14536_drw.pdf | 3 | 1 | PANEL,RR,CONDUIT BOX, HCI6 W/CTRL | 14531
14536_drw.pdf | 4 | 3 | LOUVER,CONDUIT BOX, HCI6 | 14583
14536_drw.pdf | 5 | 1 | MOUNT,PCC2100, - | 14788
14536_drw.pdf | 6 | 1 | PANEL,FLR,CONDUIT BOX, HCI6 | 14831
14536_drw.pdf | 7 | 1 | PANEL,TOP,CONDUIT BOX, HCI6 | 14514
14536_drw.pdf | 8 | 1 | BRKT,CONDUIT BOX,RH, HCI6 | 14740
14536_drw.pdf | 9 | 1 | BRKT,CONDUIT BOX,LH, HCI6 | 14741
14536_drw.pdf | 10 | 1 | PANEL,COVER, HCI6 | 14843
14536_drw.pdf | 11 | A/R | SEAL,BULB STYLE,UL RECOGNIZED | 14456
14537_drw.pdf | 1 | 1 | PANEL,FRNT,CONDUIT BOX, HCI6 | 14527
14537_drw.pdf | 2 | 2 | PANEL,SIDE,CONDUIT BOX, HCI6 W/CTRL | 14528
14537_drw.pdf | 3 | 1 | WELDMENT,REAR PANEL,TERMINATION BOX, HCI634 K | 14532
14537_drw.pdf | 4 | 1 | WELDMENT,FLOOR PANEL,TERMINATION BOX, HCI634 G/H/J/K | 14534
14537_drw.pdf | 5 | 2 | LOUVER,CONDUIT BOX, HCI6 | 14583
14537_drw.pdf | 6 | 1 | ASSY,LOUVER, - | 14584
14537_drw.pdf | 7 | 1 | SHEET,PCC2100 | 13712
14537_drw.pdf | 8 | 1 | SHEET,FLR,CONDUIT BOX, HCI6 | 14509
14537_drw.pdf | 9 | 1 | PANEL,TOP,CONDUIT BOX, HCI6 | 14514
14537_drw.pdf | 10 | 1 | BRKT,CONDUIT BOX,RH, HCI6 | 14740
14537_drw.pdf | 11 | 1 | BRKT,CONDUIT BOX,LH, HCI6 | 14741
14537_drw.pdf | 12 | A/R | SEAL,BULB STYLE,UL RECOGNIZED | 14456
14538_drw.pdf | 1 | 1 | PANEL,FRNT,CONDUIT BOX, HCI6 | 14527
14538_drw.pdf | 2 | 1 | PANEL,SIDE,CONDUIT BOX, HCI6 W/CTRL | 14528
14538_drw.pdf | 3 | 1 | PANEL,SIDE,CONDUIT BOX, HCI6 | 14529
14538_drw.pdf | 4 | 1 | WELDMENT,REAR PANEL,TERMINATION BOX, HCI634 K | 14533
14538_drw.pdf | 5 | 1 | WELDMENT,FLOOR PANEL,TERMINATION BOX, HCI634 G/H/J/K | 14534
14538_drw.pdf | 6 | 2 | LOUVER,CONDUIT BOX, HCI6 | 14583
14538_drw.pdf | 7 | 1 | ASSY,LOUVER, - | 14584
14538_drw.pdf | 8 | 1 | SHEET,PCC2100 | 13712
14538_drw.pdf | 9 | 1 | SHEET,FLR,CONDUIT BOX, HCI6 | 14509
14538_drw.pdf | 10 | 1 | PANEL,TOP,CONDUIT BOX, HCI6 | 14514
14538_drw.pdf | 11 | 1 | BRKT,CONDUIT BOX,RH, HCI6 | 14740
14538_drw.pdf | 12 | 1 | BRKT,CONDUIT BOX,LH, HCI6 | 14741
14538_drw.pdf | 13 | A/R | SEAL,BULB STYLE,UL RECOGNIZED | 14456
14540-01_drw.pdf | 1 | 1 | ASSEMBLY, SHAFT GUARD, TELESCOPING, SIZE 1-XL, SHORT COUPLED | 14156
14540-01_drw.pdf | 2 | 1 | FRAME, AURORA PUMP #107, CFP15E, 3172 DRIVESHAFT | 14592-01
14540-01_drw.pdf | 3 | 1 | ASSEMBLY, FIRE PUMP, CFP15E-F50/60/70 | 26115
14540-01_drw.pdf | 4 | 1
14540-02_drw.pdf | 1 | 1 | ASSEMBLY, SHAFT GUARD, TELESCOPING, SIZE 1-XL, SHORT COUPLED | 14156
14540-02_drw.pdf | 2 | 1 | FRAME, AURORA PUMP #128, CFP15E, 3172 DRIVESHAFT | 14592-02
14540-02_drw.pdf | 3 | 1 | ASSEMBLY, FIRE PUMP, CFP15E-F50/60/70 | 26115
14540-02_drw.pdf | 4 | 1
14540-03_drw.pdf | 1 | 1 | ASSEMBLY, SHAFT GUARD, TELESCOPING, SIZE 1-XL, SHORT COUPLED | 14156
14540-03_drw.pdf | 2 | 1 | FRAME, AURORA PUMP #121, CFP15E, 3172 DRIVESHAFT | 14592-03
14540-03_drw.pdf | 3 | 1 | ASSEMBLY, FIRE PUMP, CFP15E-F50/60/70 | 26115
14540-03_drw.pdf | 4 | 1
14540-04_drw.pdf | 1 | 1 | ASSEMBLY, SHAFT GUARD, TELESCOPING, SIZE 1-XL, SHORT COUPLED | 14156
14540-04_drw.pdf | 2 | 1 | FRAME, AURORA PUMP #108, CFP15E, 3172 DRIVESHAFT | 14592-04
14540-04_drw.pdf | 3 | 1 | ASSEMBLY, FIRE PUMP, CFP15E-F50/60/70 | 26115
14540-04_drw.pdf | 4 | 1
14540-05_drw.pdf | 1 | 1 | ASSEMBLY, SHAFT GUARD, TELESCOPING, SIZE 1-XL, SHORT COUPLED | 14156
14540-05_drw.pdf | 2 | 1 | FRAME, AURORA PUMP #125, CFP15E, 3172 DRIVESHAFT | 14592-05
14540-05_drw.pdf | 3 | 1 | ASSEMBLY, FIRE PUMP, CFP15E-F50/60/70 | 26115
14540-05_drw.pdf | 4 | 1
14540-06_drw.pdf | 1 | 1 | ASSEMBLY, SHAFT GUARD, TELESCOPING, SIZE 1-XL, SHORT COUPLED | 14156
14540-06_drw.pdf | 2 | 1 | FRAME, AURORA PUMP #122, CFP15E, 3172 DRIVESHAFT | 14592-06
14540-06_drw.pdf | 3 | 1 | ASSEMBLY, FIRE PUMP, CFP15E-F50/60/70 | 26115
14540-06_drw.pdf | 4 | 1
14540-07_drw.pdf | 1 | 1 | ASSEMBLY, SHAFT GUARD, TELESCOPING, SIZE 1-XL, SHORT COUPLED | 14156
14540-07_drw.pdf | 2 | 1 | FRAME, AURORA PUMP #129, CFP15E, 3172 DRIVESHAFT | 14592-07
14540-07_drw.pdf | 3 | 1 | ASSEMBLY, FIRE PUMP, CFP15E-F50/60/70 | 26115
14540-07_drw.pdf | 4 | 1
14540-08_drw.pdf | 1 | 1 | ASSEMBLY, SHAFT GUARD, TELESCOPING, SIZE 1-XL, SHORT COUPLED | 14156
14540-08_drw.pdf | 2 | 1 | FRAME, AURORA PUMP #105, CFP15E, 3172 DRIVESHAFT | 14592-08
14540-08_drw.pdf | 3 | 1 | ASSEMBLY, FIRE PUMP, CFP15E-F50/60/70 | 26115
14540-08_drw.pdf | 4 | 1
14540-09_drw.pdf | 1 | 1 | ASSEMBLY, SHAFT GUARD, TELESCOPING, SIZE 1-XL, SHORT COUPLED | 14156
14540-09_drw.pdf | 2 | 1 | FRAME, AURORA PUMP #312, CFP15E, 3172 DRIVESHAFT | 14592-09
14540-09_drw.pdf | 3 | 1 | ASSEMBLY, FIRE PUMP, CFP15E-F50/60/70 | 26115
14540-09_drw.pdf | 4 | 1
14540-10_drw.pdf | 1 | 1 | ASSEMBLY, SHAFT GUARD, TELESCOPING, SIZE 1-XL, SHORT COUPLED | 14156
14540-10_drw.pdf | 2 | 1 | FRAME, AURORA PUMP #320, CFP15E, 3172 DRIVESHAFT | 14592-10
14540-10_drw.pdf | 3 | 1 | ASSEMBLY, FIRE PUMP, CFP15E-F50/60/70 | 26115
14540-10_drw.pdf | 4 | 1
14540-11_drw.pdf | 1 | 1 | ASSEMBLY, SHAFT GUARD, TELESCOPING, SIZE 1-XL, SHORT COUPLED | 14156
14540-11_drw.pdf | 2 | 1 | FRAME, AURORA PUMP #316, CFP15E, 3172 DRIVESHAFT | 14592-11
14540-11_drw.pdf | 3 | 1 | ASSEMBLY, FIRE PUMP, CFP15E-F50/60/70 | 26115
14540-11_drw.pdf | 4 | 1
14540-12_drw.pdf | 1 | 1 | ASSEMBLY, SHAFT GUARD, TELESCOPING, SIZE 1-XL, SHORT COUPLED | 14156
14540-12_drw.pdf | 2 | 1 | FRAME, AURORA PUMP #321, CFP15E, 3172 DRIVESHAFT | 14592-12
14540-12_drw.pdf | 3 | 1 | ASSEMBLY, FIRE PUMP, CFP15E-F50/60/70 | 26115
14540-12_drw.pdf | 4 | 1
14540-13_drw.pdf | 1 | 1 | ASSEMBLY, SHAFT GUARD, TELESCOPING, SIZE 1-XL, SHORT COUPLED | 14156
14540-13_drw.pdf | 2 | 1 | FRAME, AURORA PUMP #331, CFP15E, 3172 DRIVESHAFT | 14592-13
14540-13_drw.pdf | 3 | 1 | ASSEMBLY, FIRE PUMP, CFP15E-F50/60/70 | 26115
14540-13_drw.pdf | 4 | 1
14540-14_drw.pdf | 1 | 1 | ASSEMBLY, SHAFT GUARD, TELESCOPING, SIZE 1-XL, SHORT COUPLED | 14156
14540-14_drw.pdf | 2 | 1 | FRAME, AURORA PUMP #332, CFP15E, 3172 DRIVESHAFT | 14592-14
14540-14_drw.pdf | 3 | 1 | ASSEMBLY, FIRE PUMP, CFP15E-F50/60/70 | 26115
14540-14_drw.pdf | 4 | 1
14541-01_drw.pdf | 1 | 1 | FRAME, HORIZONTAL, 138" LG, CFP15E | 14503
14541-01_drw.pdf | 2 | 2 | ANGLE, HRS, 8.0 X 0.50, 30.75" LENGTH | 12887
14541-01_drw.pdf | 3 | 2 | PLATE, .25 x 31.00 x 6.61, A-36 | 14541-D
14541-01_drw.pdf |  | MAKE | ITEM #3 FROM THIS PRINT
14541-01_old_drw.pdf | 1 | 1 | FRAME, HORIZONTAL, 138" LG, CFP15E | 14503
14541-01_old_drw.pdf | 2 | 2 | ANGLE, HRS, 8.0 X 0.50, 30.75" LENGTH | 12887
14541-01_old_drw.pdf | 3 | 2 | PLATE, .25 x 31.00 x 6.61, A-36 | 14541-D
14541-01_old_drw.pdf |  |  | NOTES:
14541-01_old_drw.pdf |  |  | * ALL WELDS TO BE 1/4" FILLET
14541-01_old_drw.pdf |  |  | * FULL PENETRATION
14541-01_old_drw.pdf |  |  | * PRIME AND PAINT CASE RED
14541-01_old_drw.pdf |  | 17.00
14541-02_drw.pdf | 1 | 1 | FRAME, HORIZONTAL, 138" LG, CFP15E | 14521
14541-02_drw.pdf | 2 | 2 | ANGLE, HRS, 8.0 X 0.50, 30.75" LENGTH | 12887
14541-02_drw.pdf | 3 | 2 | PLATE, .25 x 24.0 x 1.89, A-36 | 14541-H
14541-02_old_drw.pdf | 1 | 1 | FRAME, HORIZONTAL, 138" LG, CFP15E | 14521
14541-02_old_drw.pdf | 2 | 2 | ANGLE, HRS, 8.0 X 0.50, 30.75" LENGTH | 12887
14541-02_old_drw.pdf | 3 | 2 | PLATE, .25 x 24.0 x 1.89, A-36 | 14541-H
14541-02_old_drw.pdf |  |  | * FULL PENETRATION
14541-02_old_drw.pdf |  |  | * ALL HOLES DRILLED AFTER WELDING
14541-02_old_drw.pdf | 19.00 | REF
14541-03_drw.pdf | 1 | 1 | FRAME, HORIZONTAL, 138" LG, CFP15E | 14521
14541-03_drw.pdf | 2 | 2 | ANGLE, HRS, 8.0 X 0.50, 30.75" LENGTH | 12887
14541-03_drw.pdf | 3 | 2 | PLATE, .25 x 24.0 x 2.11, A-36 | 14541-M
14541-03_old_drw.pdf | 1 | 1 | FRAME, HORIZONTAL, 138" LG, CFP15E | 14521
14541-03_old_drw.pdf | 2 | 2 | ANGLE, HRS, 8.0 X 0.50, 30.75" LENGTH | 12887
14541-03_old_drw.pdf | 3 | 2 | PLATE, .25 x 24.0 x 2.11, A-36 | 14541-M
14541-03_old_drw.pdf |  |  | NOTES:
14541-03_old_drw.pdf |  |  | * ALL WELDS TO BE 1/4" FILLET
14541-03_old_drw.pdf |  |  | * ALL HOLES DRILLED AFTER WELDING
14541-03_old_drw.pdf |  |  | * PRIME AND PAINT CASE RED
14541-03_old_drw.pdf | 19.00
14541-04_drw.pdf | 1 | 1 | FRAME, HORIZONTAL, 138" LG, CFP15E | 14521
14541-04_drw.pdf | 2 | 2 | ANGLE, HRS, 8.0 X 0.50, 30.75" LENGTH | 12887
14541-04_drw.pdf | 3 | 2 | PLATE, .25 x 24.0 x 2.11, A-36 | 14541-M
14541-04_old_drw.pdf | 1 | 1 | FRAME, HORIZONTAL, 138" LG, CFP15E | 14521
14541-04_old_drw.pdf | 2 | 2 | ANGLE, HRS, 8.0 X 0.50, 30.75" LENGTH | 12887
14541-04_old_drw.pdf | 3 | 2 | PLATE, .25 x 24.0 x 2.11, A-36 | 14541-M
14541-04_old_drw.pdf |  |  | NOTES:
14541-04_old_drw.pdf |  |  | * ALL WELDS TO BE 1/4" FILLET
14541-04_old_drw.pdf |  |  | * PRIME AND PAINT CASE RED
14541-05_drw.pdf | 1 | 1 | FRAME, HORIZONTAL, 138" LG, CFP15E | 14521
14541-05_drw.pdf | 2 | 2 | ANGLE, HRS, 8.0 X 0.50, 30.75" LENGTH | 12887
14541-05_drw.pdf | 3 | 2 | PLATE, .25 x 24.0 x 2.11, A-36 | 14541-M
14541-06_drw.pdf | 1 | 1 | FRAME, HORIZONTAL, 138" LG, CFP15E | 14521
14541-06_drw.pdf | 2 | 2 | ANGLE, HRS, 8.0 X 0.50, 30.75" LENGTH | 12887
14541-06_drw.pdf | 3 | 2 | PLATE, .25 x 24.0 x 3.11, A-36 | 14541-A
14541-06_old_drw.pdf | 1 | 1 | FRAME, HORIZONTAL, 138" LG, CFP15E | 14521
14541-06_old_drw.pdf | 2 | 2 | ANGLE, HRS, 8.0 X 0.50, 30.75" LENGTH | 12887
14541-06_old_drw.pdf | 3 | 2 | PLATE, .25 x 24.0 x 3.11, A-36 | 14541-A
14541-06_old_drw.pdf |  |  | * FULL PENETRATION
14541-06_old_drw.pdf |  |  | * ALL HOLES DRILLED AFTER WELDING
14541-06_old_drw.pdf |  | 19.68 | REF
14541-07_drw.pdf | 1 | 1 | FRAME, HORIZONTAL, 138" LG, CFP15E | 14503
14541-07_drw.pdf | 2 | 2 | ANGLE, HRS, 8.0 X 0.50, 30.75" LENGTH | 14387
14541-07_drw.pdf | 3 | 2 | PLATE, .25 x 30.00 x 8.61, A-36 | 14541-C
14541-07_drw.pdf |  | MAKE | ITEM #3 FROM THIS PRINT
14541-07_old_drw.pdf | 1 | 1 | FRAME, HORIZONTAL, 138" LG, CFP15E | 14503
14541-07_old_drw.pdf | 2 | 2 | ANGLE, HRS, 8.0 X 0.50, 30.75" LENGTH | 14387
14541-07_old_drw.pdf | 3 | 2 | PLATE, .25 x 30.00 x 8.61, A-36 | 14541-C
14541-07_old_drw.pdf |  |  | * FULL PENETRATION
14541-07_old_drw.pdf |  |  | *ALL HOLES DRILLED AFTER WELDING
14541-07_old_drw.pdf | 19.24 | REF
14541-08_drw.pdf | 1 | 1 | FRAME, HORIZONTAL, 138" LG, CFP15E | 14503
14541-08_drw.pdf | 2 | 2 | ANGLE, HRS, 8.0 X 0.50, 30.75" LENGTH | 14387
14541-08_drw.pdf | 3 | 2 | PLATE, .25 x 30.0 x 10.36, A-36 | 14541-G
14541-08_drw.pdf |  | MAKE | ITEM #3 FROM THIS PRINT
14541-08_old_drw.pdf | 1 | 1 | FRAME, HORIZONTAL, 138" LG, CFP15E | 14503
14541-08_old_drw.pdf | 2 | 2 | ANGLE, HRS, 8.0 X 0.50, 30.75" LENGTH | 14387
14541-08_old_drw.pdf | 3 | 2 | PLATE, .25 x 30.0 x 10.36, A-36 | 14541-G
14541-08_old_drw.pdf |  |  | NOTES:
14541-08_old_drw.pdf |  |  | * ALL WELDS TO BE 1/4" FILLET
14541-08_old_drw.pdf |  |  | * ALL HOLES TO BE DRILLED AFTER | WELDING
14541-08_old_drw.pdf |  |  | * PRIME AND PAINT CASE RED
14541-08_old_drw.pdf |  |  | REF
14541-09_drw.pdf | 1 | 1 | FRAME, HORIZONTAL, 138" LG, CFP15E | 14503
14541-09_drw.pdf | 2 | 2 | ANGLE, HRS, 8.0 X 0.50, 30.75" LENGTH | 14387
14541-09_drw.pdf | 3 | 2 | PLATE, .25 x 30.0 x 8.86, A-36 | 14541-L
14541-09_drw.pdf |  | MAKE | ITEM #3 FROM THIS PRINT
14541-09_old_drw.pdf | 1 | 1 | FRAME, HORIZONTAL, 138" LG, CFP15E | 14503
14541-09_old_drw.pdf | 2 | 2 | ANGLE, HRS, 8.0 X 0.50, 30.75" LENGTH | 14387
14541-09_old_drw.pdf | 3 | 2 | PLATE, .25 x 30.0 x 8.86, A-36 | 14541-L
14541-09_old_drw.pdf |  |  | * ALL WELDS TO BE 1/4"
14541-09_old_drw.pdf |  |  | * FULL PENETRATION
14541-09_old_drw.pdf |  |  | * ALL HOLES DRILLED AFTER
14541-09_old_drw.pdf |  |  | 26.00 REF
14541-10_drw.pdf | 1 | 1 | FRAME, HORIZONTAL, 138" LG, CFP15E | 14503
14541-10_drw.pdf | 2 | 2 | ANGLE, HRS, 8.0 X 0.50, 30.75" LENGTH | 12887
14541-10_drw.pdf | 3 | 2 | PLATE, .25 x 22.0 x 6.36, A-36 | 14541-N
14541-11_drw.pdf | 1 | 1 | FRAME, HORIZONTAL, 138" LG, CFP15E | 14503
14541-11_drw.pdf | 2 | 2 | ANGLE, HRS, 8.0 X 0.50, 30.75" LENGTH | 12887
14541-11_drw.pdf | 3 | 2 | PLATE, .25 x 24.0 x 6.36, A-36 | 14541-O
14541-12_drw.pdf | 1 | 1 | FRAME, HORIZONTAL, 138" LG, CFP15E | 14503
14541-12_drw.pdf | 2 | 2 | ANGLE, HRS, 8.0 X 0.50, 30.75" LENGTH | 12887
14541-12_drw.pdf | 3 | 2 | PLATE, .25 x 24.0 x 3.61, A-36 | 14541-P
14541-13_drw.pdf | 1 | 1 | FRAME, HORIZONTAL, 138" LG, CFP15E | 14503
14541-13_drw.pdf | 2 | 2 | ANGLE, HRS, 8.0 X 0.50, 30.75" LENGTH | 12887
14541-13_drw.pdf | 3 | 2 | PLATE, .25 x 25.0 x 3.36, A-36 | 14541-Q
14541-14_drw.pdf | 1 | 1 | FRAME, HORIZONTAL, 138" LG, CFP15E | 14521
14541-14_drw.pdf | 2 | 2 | ANGLE, HRS, 8.0 X 0.50, 30.75" LENGTH | 12887
14541-14_drw.pdf | 3 | 2 | PLATE, .25 x 24.0 x 3.11, A-36 | 14541-R
14543_drw.pdf | 1 | 2 | PLATE,TERM BOX MTG, GTA38 HC5 | 14507
14543_drw.pdf | 2 | 1 | ANGLE,TERM BOX MTG, GTA38 HC5 | 14544
14545_drw.pdf | ITEM
14545_drw.pdf | 1 | 1 | FRAME,QSB6.7, 33.34" x 58.00", MARINE TRAVEL LIFT | ISL50/1710463
14545_drw.pdf | 2 | 2 | SUPPORT,REAR,ENGINE,QSB6.7, MARINE TRAVELIFT
14545_drw.pdf | 3 | 1 | TUBE,CAC,3"DIA,INTAKE, MARINE TRAVELIFT ISL40/50/70 | 11509
14545_drw.pdf | 4 | 1 | TUBE,CAC,3"DIA,TURBO, MARINE TRAVELIFT ISL40/50/70 | 11510
14545_drw.pdf |  |  | TUBE,RADIATOR,1-3/4"DIA, MARINE TRAVELIFT | 11511
14545_drw.pdf |  |  | PUMP, D-13T/D-13T (D13349) | 14573
14545_drw.pdf |  |  | 215HP | 1304865
14545_drw.pdf | 11 | 1
14545_drw.pdf | 12 | 1 | HEAT-EXCHANGER,OIL-COOLER,
14545_drw.pdf | 13 | 1 | FAN,SUCKER,25.00IN DIA, ACS 440100-25
14545_drw.pdf | 14 | 1 | BRKT, MTG, OIL COOLER, MARINE TRAVELIFT,
14545_drw.pdf | 15 | 2 | BRACE,RADIATOR,SUPPORT, MARINE TRAVELIFT ISL40/50/70 | 11516
14545_drw.pdf |  |  |  | 90-300-MK2
14546_drw.pdf | 1 | 2 | OSP,COMPONENT, ISOLATOR, REWORK, REAM DIAMETER | 14571
14546_drw.pdf | 2 | 1 | REBOUND WASHER | 14572
14547_drw.pdf | 1 | 1 | FRAME,QSB6.7, 33.34" x 58.00", MARINE TRAVEL LIFT ISL50/70 | 11463
14547_drw.pdf | 2 | 2 | SUPPORT,REAR,ENGINE,QSB6.7, MARINE TRAVELIFT ISL40/50/70 | 11464
14547_drw.pdf | 3 | 1 | TUBE,CAC,3"DIA,INTAKE, MARINE TRAVELIFT ISL40/50/70 | 11509
14547_drw.pdf | 4 | 1 | TUBE,CAC,3"DIA,TURBO, MARINE TRAVELIFT ISL40/50/70 | 11510
14547_drw.pdf | 5 | 1 | TUBE,RADIATOR,1-3/4"DIA, MARINE TRAVELIFT ISL40/50/70 | 11511
14547_drw.pdf | 6 | 1 | ASSEMBLY, FREON COMPRESSOR | 14641
14547_drw.pdf | 7 | 1 | ENGINE,PACKAGE,QSB6.7, MARINE TRAVELIFT ISL70 260HP | 1305027
14547_drw.pdf | 8 | 1 | RADIATOR,MULTI-FIT,W/CAC, MARINE TRAVELIFT ISL40/50/70 | 11429
14547_drw.pdf | 9 | 1 | BRKT,FUEL,PRE-FILTER,FS9841, MARINE TRAVELIFT | 11471
14547_drw.pdf | 10 | 1 | HEAT-EXCHANGER,OIL-COOLER, MARINE TRAVELIFT ISL40/50/70 | 11484
14547_drw.pdf | 16 | 1 | BELT, FREON COMPRESSOR | 17425
14547_drw.pdf | 17 | 1 | ELBOW,HOSE,2-1/4", TRIM TO LENGTH | 21418-001
14548_drw.pdf | 1 | 2 | PLATE, TERMINATION BOX MOUNTING | 13690
14548_drw.pdf | 2 | 1 | ANGLE,TERM BOX MTG, GTA38/50 HC6 | 14549
14550_drw.pdf | 1 | 2 | PLATE, TERMINATION BOX MOUNTING | 13690
14550_drw.pdf | 2 | 1 | ANGLE,TERM BOX MTG, GTA38/50 HC6 | 14551
14556_drw.pdf | 1 | 1 | BRACKET, PELICAN, RH ENGINE MNT, _ | 14557
14556_drw.pdf | 2 | 1 | BRACKET, PELICAN, RH GUSSET, _ | 14558
14556_drw.pdf | 3 | 1 | BRACKET, PELICAN, GUSSET, _ | 14561
14559_drw.pdf | 1 | 1 | BRACKET, PELICAN, LH ENGINE MNT, - | 14560
14559_drw.pdf | 2 | 2 | BRACKET, PELICAN, GUSSET, _ | 14561
14559_drw.pdf |  |  | 2
14563_drw.pdf | 1 | 2 | BRACKET, PELICAN, GUSSET, _ | 14561
14563_drw.pdf | 2 | 1 | BRACKET, PELICAN, RH ENGINE MNT | 14564
14574_drw.pdf | 1 | 1 | TOP, HX AND SURGE TANK BRACKET | 14575
14574_drw.pdf | 2 | 4 | LEG, HX AND SURGE TANK BRACKET | 14577
14574_drw.pdf | 3 | 2 | ANGLE, HX AND SURGE TANK | 14578
14574_drw.pdf | 4 | 1 | ANGLE, HX AND SURGE TANK | 14579
14574_drw.pdf | 5 | 2 | ANGLE, HX AND SURGE TANK | 14580
14574_drw.pdf | 6 | 2 | MOUNT, HX AND SURGE TANK | 14581
14574_drw.pdf |  | 1
14580_drw.pdf | ITEM
14582_drw.pdf | ITEM | QTY
14582_drw.pdf | 1 | 1 | GROMMET, 1.5 x 2.75 OVAL | 508-1057
14582_drw.pdf |  |  |  | 8824
14582_drw.pdf | 4 | 1 | BATTERY ISOLATOR, FIRE PUMP | 8838
14582_drw.pdf | 5 | 1 | BRACKET, MOUNTING, OPERATORS STATION, CFP15E FIREPUMP | 10827
14582_drw.pdf | 6 | 2 | SPACER, OPERATORS STATION, CFP15E FIREPUMP | 10843
14582_drw.pdf | 7
14582_drw.pdf | 9 | 2 | GROMMETT, BUNA-N RUBBER, 1-1/2 HOLE, PN: 9307K74 | 14188
14582_drw.pdf | 10 | 6 | ISOLATOR, PLATE MOUNT, 5/16-18 x 1LG x 1 DIA, NEOPRENE | 16201
14582_drw.pdf | 11 | 1 | BRACKET, ADAPTER, OPERATORS PANNEL | 17398
14582_drw.pdf | 12 | 1 | ENCLOSURE, ELECTRICAL, SPP CUSTOM | 17399
14583_drw.pdf | 1 | 5 | LOUVER, - | 14585
14583_drw.pdf | 2 | 1 | ANGLE,TOP, - | 14586
14583_drw.pdf | 3 | 1 | ANGLE,SIDE, - | 14587
14583_drw.pdf | 4 | 1 | ANGLE,SIDE, - | 14719
14583_drw.pdf |  |  |  | 2X
14583_drw.pdf |  | 2
14584_drw.pdf | 1 | 3 | LOUVER, - | 14585
14584_drw.pdf | 2 | 1 | ANGLE,TOP, - | 14586
14584_drw.pdf | 3 | 1 | ANGLE,SIDE, - | 14588
14584_drw.pdf | 4 | 1 | ANGLE,SIDE, - | 14714
14584_drw.pdf |  |  | 2
14592-01_drw.pdf | 1 | 1 | FRAME, HORIZONTAL, 138" LG, CFP15E | 14503
14592-01_drw.pdf | 3 | 2 | PLATE, .25 x 31.00 x 6.50, A-36 | 14592-D
14592-01_drw.pdf |  |  | MAKE ITEM #3 FROM THIS PRINT
14592-01_drw.pdf | 5.50
14592-01_drw.pdf |  |  |  | 8.00
14592-01_drw.pdf |  |  | DETAIL
14592-01_drw.pdf |  |  | SCALE 0.093
14592-01_drw.pdf | is the
14592-02_drw.pdf | 1 | 1 | FRAME, HORIZONTAL, 138" LG, CFP15E | 14521
14592-02_drw.pdf | 3 | 2 | PLATE, .25 x 24.0 x 1.00, A-36 | 14592-H
14592-02_drw.pdf |  |  | MAKE ITEM #3 FROM THIS PRINT
14592-02_drw.pdf |  |  | 24.00
14592-02_drw.pdf |  |  | DETAIL
14592-02_drw.pdf |  |  | SCALE 0.093
14592-02_drw.pdf | is the
14592-03_drw.pdf | 1 | 1 | FRAME, HORIZONTAL, 138" LG, CFP15E | 14521
14592-03_drw.pdf | 3 | 2 | PLATE, .25 x 24.0 x 2.00, A-36 | 14592-M
14592-03_drw.pdf |  |  | MAKE ITEM #3 FROM THIS PRINT
14592-03_drw.pdf |  |  | 24.00
14592-03_drw.pdf |  |  |  | 8.00
14592-03_drw.pdf |  |  | DETAIL
14592-03_drw.pdf |  |  | SCALE 0.093
14592-03_drw.pdf | is the
14592-04_drw.pdf | 1 | 1 | FRAME, HORIZONTAL, 138" LG, CFP15E | 14521
14592-04_drw.pdf | 3 | 2 | PLATE, .25 x 24.0 x 2.00, A-36 | 14592-M
14592-04_drw.pdf |  |  | MAKE ITEM #3 FROM THIS PRINT
14592-04_drw.pdf |  |  | 24.00
14592-04_drw.pdf |  |  |  | 8.00
14592-04_drw.pdf |  |  | DETAIL
14592-04_drw.pdf |  |  | SCALE 0.093
14592-04_drw.pdf | is the
14592-05_drw.pdf | 1 | 1 | FRAME, HORIZONTAL, 138" LG, CFP15E | 14521
14592-05_drw.pdf | 3 | 2 | PLATE, .25 x 24.0 x 2.00, A-36 | 14592-M
14592-05_drw.pdf |  |  | MAKE ITEM #3 FROM THIS PRINT
14592-05_drw.pdf |  |  | 24.00
14592-05_drw.pdf |  |  |  | 8.00
14592-05_drw.pdf |  |  | DETAIL
14592-05_drw.pdf |  |  | SCALE 0.093
14592-05_drw.pdf | is the
14592-06_drw.pdf | 1 | 1 | FRAME, HORIZONTAL, 138" LG, CFP15E | 14521
14592-06_drw.pdf | 3 | 2 | PLATE, .25 x 24.0 x 3.00, A-36 | 14592-A
14592-06_drw.pdf |  |  | MAKE ITEM #3 FROM THIS PRINT
14592-06_drw.pdf |  |  | 24.00
14592-06_drw.pdf |  |  | 1.00
14592-06_drw.pdf |  |  |  | 8.00
14592-06_drw.pdf |  |  | 30.0 $
14592-06_drw.pdf | is the
14592-07_drw.pdf | 1 | 1 | FRAME, HORIZONTAL, 138" LG, CFP15E | 14503
14592-07_drw.pdf | 3 | 2 | PLATE, .25 x 30.00 x 8.50, A-36 | 14592-C
14592-07_drw.pdf |  |  | MAKE ITEM #3 FROM THIS PRINT
14592-07_drw.pdf | 7.50
14592-07_drw.pdf |  |  |  | 12.00
14592-07_drw.pdf |  |  | DETAIL
14592-07_drw.pdf |  |  | SCALE 0.093
14592-07_drw.pdf | is the
14592-08_drw.pdf | 1 | 1 | FRAME, HORIZONTAL, 138" LG, CFP15E | 14503
14592-08_drw.pdf | 3 | 2 | PLATE, .25 x 30.0 x 10.25, A-36 | 14592-G
14592-08_drw.pdf |  |  | MAKE ITEM #3 FROM THIS PRINT
14592-08_drw.pdf |  |  |  | 12.00
14592-08_drw.pdf |  |  | 10.00
14592-08_drw.pdf | is the
14592-09_drw.pdf | 1 | 1 | FRAME, HORIZONTAL, 138" LG, CFP15E | 14503
14592-09_drw.pdf | 3 | 2 | PLATE, .25 x 30.0 x 8.75, A-36 | 14592-L
14592-09_drw.pdf |  |  | MAKE ITEM #3 FROM THIS PRINT
14592-09_drw.pdf |  |  | 30.00
14592-09_drw.pdf |  | 4.00 | 22.00
14592-09_drw.pdf | is the
14592-10_drw.pdf | 1 | 1 | FRAME, HORIZONTAL, 138" LG, CFP15E | 14503
14592-10_drw.pdf | 3 | 2 | PLATE, .25 x 22.0 x 6.25, A-36 | 14592-N
14592-10_drw.pdf |  |  | MAKE ITEM #3 FROM THIS PRINT
14592-10_drw.pdf |  |  | 22.00
14592-10_drw.pdf |  |  | DETAIL
14592-10_drw.pdf |  |  | SCALE 0.093
14592-10_drw.pdf | is the
14592-11_drw.pdf | 1 | 1 | FRAME, HORIZONTAL, 138" LG, CFP15E | 14503
14592-11_drw.pdf | 3 | 2 | PLATE, .25 x 24.0 x 6.25, A-36 | 14592-O
14592-11_drw.pdf |  |  | MAKE ITEM #3 FROM THIS PRINT
14592-11_drw.pdf |  |  | 24.00
14592-11_drw.pdf |  |  | DETAIL
14592-11_drw.pdf |  |  | SCALE 0.093
14592-11_drw.pdf | is the
14592-12_drw.pdf | 1 | 1 | FRAME, HORIZONTAL, 138" LG, CFP15E | 14503
14592-12_drw.pdf | 3 | 2 | PLATE, .25 x 24.0 x 3.50, A-36 | 14592-P
14592-12_drw.pdf |  |  | MAKE ITEM #3 FROM THIS PRINT
14592-12_drw.pdf |  |  | 24.00
14592-12_drw.pdf |  |  | DETAIL
14592-12_drw.pdf |  |  | SCALE 0.093
14592-12_drw.pdf | is the
14592-13_drw.pdf | 1 | 1 | FRAME, HORIZONTAL, 138" LG, CFP15E | 14503
14592-13_drw.pdf | 3 | 2 | PLATE, .25 x 25.0 x 3.25, A-36 | 14592-Q
14592-13_drw.pdf |  |  | MAKE ITEM #3 FROM THIS PRINT
14592-13_drw.pdf |  |  | 25.00
14592-13_drw.pdf |  |  |  | 8.00
14592-13_drw.pdf |  |  | DETAIL
14592-13_drw.pdf |  |  | SCALE 0.093
14592-13_drw.pdf | is the
14592-14_drw.pdf | 1 | 1 | FRAME, HORIZONTAL, 138" LG, CFP15E | 14521
14592-14_drw.pdf | 3 | 2 | PLATE, .25 x 24.0 x 3.00, A-36 | 14592-R
14592-14_drw.pdf |  |  | MAKE ITEM #3 FROM THIS PRINT
14592-14_drw.pdf |  |  | 24.00
14592-14_drw.pdf |  |  |  | 8.00
14592-14_drw.pdf |  |  | DETAIL
14592-14_drw.pdf |  |  | SCALE 0.093
14592-15_drw.pdf | 1 | 1 | FRAME, HORIZONTAL, 138" LG, CFP15E | 14503
14592-15_drw.pdf | 3 | 2 | PLATE, .25 x 30.0 x 8.75, A-36 | 14592-L
14592-15_drw.pdf |  |  | MAKE ITEM #3 FROM THIS PRINT
14592-15_drw.pdf | 7.75 |  |  | 9.13
14592-15_drw.pdf |  |  |  | 12.00
14592-15_drw.pdf |  |  | DETAIL
14592-15_drw.pdf |  |  | SCALE 0.093
14592-15_drw.pdf | is the
14599_drw.pdf | 1 | 4 | TUBE, LEG | 14599-01
14599_drw.pdf | 2 | 5 | TUBE, SIDE | 14599-02
14599_drw.pdf | 3 | 2 | TUBE, END | 14599-03
14599_drw.pdf | 4 | 4 | BRACKET, END | 14599-04
14599_drw.pdf | 5 | 3 | CAP, LEG | 14599-05
14599_drw.pdf | 6 | 8 | GUSSET | 14599-06
14599_drw.pdf | 7 | 1 | TUBE, MUFFLER MOUNT | 14599-07
14600_drw.pdf | 1 | 1 | BRKT,AIR CLEANER MTG, GTA19 | 14601
14600_drw.pdf | 2 | 1 | GUSSET,AIR CLEANER MTG, GTA19 | 14602
14600_drw.pdf | 3 | 1 | GUSSET,AIR CLEANER MTG, GTA19 | 17998
14605_drw.pdf | 1 | 1 | MOUNT,AIR CLEANER, GTA19 | 14600
14605_drw.pdf | 2
14605_drw.pdf | 3 | 1 | CLAMP, T-BOLT, 5.78-6.09 | 13164-0600
14605_drw.pdf | 4 | 1 | CLAMP, T-BOLT, 7.28-7.59 | 13164-0750
14605_drw.pdf | 5 | 1 | INDICATOR,FILTER RESTRICTION,15" H20, _ | 14455
14605_drw.pdf | 6 | 4 | SPACER, 0.38 ID x 0.75 OD x 1.00 LG | 14593
14605_drw.pdf | 7 | 1 | BRKT,FUEL SYSTEM SUPPORT, GTA19 | 14603
14605_drw.pdf | 8 | 1 | BRKT,FUEL SYSTEM SUPPORT, GTA19 | 14604
14605_drw.pdf | 9 | 2 | MOUNTING BAND, AIR FILTER, _ | 3936445S
14605_drw.pdf | 10
14606-01_drw.pdf | 1 | 1 | ASSEMBLY, SHAFT GUARD, TELESCOPING, SIZE 1-XL, SHORT COUPLED | SHAFT14161_02250
14606-01_drw.pdf | 2 | 1 | FRAME, AURORA PUMP #107, CFP15E, 3172 DRIVESHAFT | 14592-01
14606-01_drw.pdf | 3 | 1 | ASSEMBLY, POWER MODULE, CFP15E-F10/20/30/40 | 15552
14606-01_drw.pdf | 4 | 1
14606-02_drw.pdf | 1 | 1 | ASSEMBLY, SHAFT GUARD, TELESCOPING, SIZE 1-XL, SHORT COUPLED | SHAFT14161_02250
14606-02_drw.pdf | 2 | 1 | FRAME, AURORA PUMP #128, CFP15E, 3172 DRIVESHAFT | 14592-02
14606-02_drw.pdf | 3 | 1 | ASSEMBLY, POWER MODULE, CFP15E-F10/20/30/40 | 15552
14606-02_drw.pdf | 4 | 1
14606-03_drw.pdf | 1 | 1 | ASSEMBLY, SHAFT GUARD, TELESCOPING, SIZE 1-XL, SHORT COUPLED | SHAFT14161_02250
14606-03_drw.pdf | 2 | 1 | FRAME, AURORA PUMP #121, CFP15E, 3172 DRIVESHAFT | 14592-03
14606-03_drw.pdf | 3 | 1 | ASSEMBLY, POWER MODULE, CFP15E-F10/20/30/40 | 15552
14606-03_drw.pdf | 4 | 1
14606-04_drw.pdf | 1 | 1 | ASSEMBLY, SHAFT GUARD, TELESCOPING, SIZE 1-XL, SHORT COUPLED | SHAFT14161_02250
14606-04_drw.pdf | 2 | 1 | FRAME, AURORA PUMP #108, CFP15E, 3172 DRIVESHAFT | 14592-04
14606-04_drw.pdf | 3 | 1 | ASSEMBLY, POWER MODULE, CFP15E-F10/20/30/40 | 15552
14606-04_drw.pdf | 4 | 1
14606-05_drw.pdf | 1 | 1 | ASSEMBLY, SHAFT GUARD, TELESCOPING, SIZE 1-XL, SHORT COUPLED | SHAFT14161_02250
14606-05_drw.pdf | 2 | 1 | FRAME, AURORA PUMP #125, CFP15E, 3172 DRIVESHAFT | 14592-05
14606-05_drw.pdf | 3 | 1 | ASSEMBLY, POWER MODULE, CFP15E-F10/20/30/40 | 15552
14606-05_drw.pdf | 4 | 1
14606-06_drw.pdf | 1 | 1 | ASSEMBLY, SHAFT GUARD, TELESCOPING, SIZE 1-XL, SHORT COUPLED | SHAFT14161_02250
14606-06_drw.pdf | 2 | 1 | FRAME, AURORA PUMP #122, CFP15E, 3172 DRIVESHAFT | 14592-06
14606-06_drw.pdf | 3 | 1 | ASSEMBLY, POWER MODULE, CFP15E-F10/20/30/40 | 15552
14606-06_drw.pdf | 4 | 1
14606-07_drw.pdf | 1 | 1 | ASSEMBLY, SHAFT GUARD, TELESCOPING, SIZE 1-XL, SHORT COUPLED | SHAFT14161_02250
14606-07_drw.pdf | 2 | 1 | FRAME, AURORA PUMP #129, CFP15E, 3172 DRIVESHAFT | 14592-07
14606-07_drw.pdf | 3 | 1 | ASSEMBLY, POWER MODULE, CFP15E-F10/20/30/40 | 15552
14606-07_drw.pdf | 4 | 1
14606-08_drw.pdf | 1 | 1 | ASSEMBLY, SHAFT GUARD, TELESCOPING, SIZE 1-XL, SHORT COUPLED | SHAFT14161_02250
14606-08_drw.pdf | 2 | 1 | FRAME, AURORA PUMP #105, CFP15E, 3172 DRIVESHAFT | 14592-08
14606-08_drw.pdf | 3 | 1 | ASSEMBLY, POWER MODULE, CFP15E-F10/20/30/40 | 15552
14606-08_drw.pdf | 4 | 1
14606-09_drw.pdf | 1 | 1 | ASSEMBLY, SHAFT GUARD, TELESCOPING, SIZE 1-XL, SHORT COUPLED | SHAFT14161_02250
14606-09_drw.pdf | 2 | 1 | FRAME, AURORA PUMP #312, CFP15E, 3172 DRIVESHAFT | 14592-09
14606-09_drw.pdf | 3 | 1 | ASSEMBLY, POWER MODULE, CFP15E-F10/20/30/40 | 15552
14606-09_drw.pdf | 4 | 1
14606-09_drw.pdf |  | --AA--
14606-10_drw.pdf | 1 | 1 | ASSEMBLY, SHAFT GUARD, TELESCOPING, SIZE 1-XL, SHORT COUPLED | SHAFT14161_02250
14606-10_drw.pdf | 2 | 1 | FRAME, AURORA PUMP #320, CFP15E, 3172 DRIVESHAFT | 14592-10
14606-10_drw.pdf | 3 | 1 | ASSEMBLY, POWER MODULE, CFP15E-F10/20/30/40 | 15552
14606-10_drw.pdf | 4 | 1
14606-11_drw.pdf | 1 | 1 | ASSEMBLY, SHAFT GUARD, TELESCOPING, SIZE 1-XL, SHORT COUPLED | SHAFT14161_02250
14606-11_drw.pdf | 2 | 1 | FRAME, AURORA PUMP #316, CFP15E, 3172 DRIVESHAFT | 14592-11
14606-11_drw.pdf | 3 | 1 | ASSEMBLY, POWER MODULE, CFP15E-F10/20/30/40 | 15552
14606-11_drw.pdf | 4 | 1
14606-12_drw.pdf | 1 | 1 | ASSEMBLY, SHAFT GUARD, TELESCOPING, SIZE 1-XL, SHORT COUPLED | SHAFT14161_02250
14606-12_drw.pdf | 2 | 1 | FRAME, AURORA PUMP #321, CFP15E, 3172 DRIVESHAFT | 14592-12
14606-12_drw.pdf | 3 | 1 | ASSEMBLY, POWER MODULE, CFP15E-F10/20/30/40 | 15552
14606-12_drw.pdf | 4 | 1
14606-13_drw.pdf | 1 | 1 | ASSEMBLY, SHAFT GUARD, TELESCOPING, SIZE 1-XL, SHORT COUPLED | SHAFT14161_02250
14606-13_drw.pdf | 2 | 1 | FRAME, AURORA PUMP #331, CFP15E, 3172 DRIVESHAFT | 14592-13
14606-13_drw.pdf | 3 | 1 | ASSEMBLY, POWER MODULE, CFP15E-F10/20/30/40 | 15552
14606-13_drw.pdf | 4 | 1
14606-14_drw.pdf | 1 | 1 | ASSEMBLY, SHAFT GUARD, TELESCOPING, SIZE 1-XL, SHORT COUPLED | SHAFT14161_02250
14606-14_drw.pdf | 2 | 1 | FRAME, AURORA PUMP #332, CFP15E, 3172 DRIVESHAFT | 14592-14
14606-14_drw.pdf | 3 | 1 | ASSEMBLY, POWER MODULE, CFP15E-F10/20/30/40 | 15552
14606-14_drw.pdf | 4 | 1
14611_drw.pdf | 1 | 1 | BRACKET, FRONT ISOLATOR MNT, 4WM | 14612
14611_drw.pdf | 2 | 1 | PLATE, ISOLATOR MOUNT, 4WM | 14613
14614_drw.pdf | 1 | 1 | PLATE, ISOLATOR MOUNT, 4WM | 14613
14614_drw.pdf | 2 | 1 | BRACKET, REAR ISOLATOR MNT, 4WM | 14615
14614_drw.pdf | 3 | 1 | PLATE, HORIZONTAL MOUNT, 4WM | 14853
14614_drw.pdf |  |  | 1
14616_drw.pdf | 1 | 10 | NUT, WELD HEX HEAD, 5/16"-18, - | 13253
14616_drw.pdf | 2 | 1 | BRACKET, FRONT ENGINE MOUNT, 4WM | 14617
14616_drw.pdf | 3 | 1 | BRACKET, FRONT ENGINE MNT, ISOLATOR MNT, 4WM | 14618
14616_drw.pdf | B
14624_drw.pdf | ITEM
14624_drw.pdf | 1 | 1 | PANEL,FRNT,CONDUIT BOX, UCI274 | 14345
14624_drw.pdf | 2 | 1 | MOUNT,PCC2100, - | 14788
14624_drw.pdf | 3 | 1 | LOUVER,CONDUIT BOX, UCI274/HCI4/HCI5 | 17310
14624_drw.pdf | 4 | 1 | PANEL,SIDE,CONDUIT BOX, UCI274/HCI4/HCI5 | 17315
14624_drw.pdf |  |  | PANEL,SIDE,CONDUIT BOX, UCI274/HCI4/HCI5 W/CTRL | 17528
14624_drw.pdf |  |  | UCI274/HCI4/HCI5 | A042A301
14624_drw.pdf |  |  |  | 13694
14624_drw.pdf | 11 | 2
14624_drw.pdf | 12 | 2 | BRKT,CONDUIT BOX, -
14624_drw.pdf | 13 | 1 | PLATE,COVER, -
14624_drw.pdf | 14 | 1 | COVER, LOWER FRONT, UCI274 | 18788
14625_drw.pdf | 1 | 1 | PANEL,RR,CONDUIT BOX, UCI274/HCI4/HCI5 W/CTRL | 14341
14625_drw.pdf | 2 | 1 | PANEL,FRNT,CONDUIT BOX, UCI274 | 14345
14625_drw.pdf | 3 | 2 | PANEL,SIDE,CONDUIT BOX, UCI274/HCI4/HCI5 | 14699
14625_drw.pdf | 4 | 3 | LOUVER,CONDUIT BOX, UCI274/HCI4/HCI5 | 14705
14625_drw.pdf | 5 | 1 | MOUNT,PCC2100, - | 14788
14625_drw.pdf | 6 | 1 | PANEL,FLR,CONDUIT BOX, UCI274 | 14790
14625_drw.pdf | 7 | 1 | PANEL,TOP,CONDUIT BOX, UCI274,HCI4,HCI5 | 13694
14625_drw.pdf | 8 | 1 | BRKT,CONDUIT BOX,RH, UCI274/HCI4/HCI5 | 14735
14625_drw.pdf | 9 | 1 | BRKT,CONDUIT BOX,LH, UCI274/HCI4/HCI5 | 14737
14625_drw.pdf | 10 | 1 | PANEL,COVER, UCI274/HCI4/HCI5 | 14787
14625_drw.pdf | 11 | 2 | PLATE,CABINET, UCI274 | 14792
14625_drw.pdf | 12 | A/R | PROFILE,UL RECOGNIZED SEALING | 14456
14626_drw.pdf | ITEM
14626_drw.pdf | 1 | 1 | PANEL,FRNT,CONDUIT BOX, HCI4 | 14344
14626_drw.pdf | 2 | 1 | MOUNT,PCC2100, - | 14788
14626_drw.pdf | 3 | 1 | LOUVER,CONDUIT BOX, UCI274/HCI4/HCI5 | 17310
14626_drw.pdf | 4 | 1 | PANEL,SIDE,CONDUIT BOX, UCI274/HCI4/HCI5 | 17315
14626_drw.pdf |  |  | PANEL,SIDE,CONDUIT BOX, UCI274/HCI4/HCI5 W/CTRL | 17528
14626_drw.pdf |  |  | UCI274/HCI4/HCI5 | A042A301
14626_drw.pdf |  |  |  | 13694
14626_drw.pdf | 11 | 2
14626_drw.pdf | 12 | 1 | PLATE,COVER, -
14626_drw.pdf | 13 | 1 | COVER, LOWER FRONT, HCI4 C/D/E/F
14627_drw.pdf | 1 | 1 | PANEL,RR,CONDUIT BOX, UCI274/HCI4/HCI5 W/CTRL | 14341
14627_drw.pdf | 2 | 1 | PANEL,FRNT,CONDUIT BOX, HCI4 | 14344
14627_drw.pdf | 3 | 1 | MOUNT,PCC2100, - | 14788
14627_drw.pdf | 4 | 1 | PANEL,FLR,CONDUIT BOX, HCI4 | 14789
14627_drw.pdf | 5 | 1 | LOUVER,CONDUIT BOX, UCI274/HCI4/HCI5 | 17310
14627_drw.pdf | 6 | 2 | PANEL,SIDE,CONDUIT BOX, UCI274/HCI4/HCI5 | 17315
14627_drw.pdf | 7 | 1 | PANEL,TOP,CONDUIT BOX, UCI274,HCI4,HCI5 | 13694
14627_drw.pdf | 8 | 1 | PLATE,COVER, - | 17356
14627_drw.pdf | 9 | 2 | BRKT,CONDUIT BOX, - | 17393
14627_drw.pdf | 10 | 2 | BRKT,CONDUIT BOX, - | 17394
14627_drw.pdf | 11 | A/R | PROFILE,UL RECOGNIZED SEALING | 14456
14628_drw.pdf | ITEM
14628_drw.pdf | 1 | 1 | PANEL,FRNT,CONDUIT BOX, HCI5 | 14343
14628_drw.pdf | 2 | 1 | MOUNT,PCC2100, - | 14788
14628_drw.pdf | 3 | 1 | LOUVER,CONDUIT BOX, UCI274/HCI4/HCI5 | 17310
14628_drw.pdf | 4 | 1 | PANEL,SIDE,CONDUIT BOX, UCI274/HCI4/HCI5 | 17315
14628_drw.pdf |  |  | PANEL,SIDE,CONDUIT BOX, UCI274/HCI4/HCI5 W/CTRL | 17528
14628_drw.pdf |  |  | UCI274/HCI4/HCI5 | A042A301
14628_drw.pdf |  |  |  | 13694
14628_drw.pdf | 11 | 2
14628_drw.pdf | 12 | 1 | PLATE,COVER, -
14628_drw.pdf | 13 | 1 | COVER, LOWER FRONT, HCI5 C/D/E/F
14629_drw.pdf | 1 | 1 | PANEL,RR,CONDUIT BOX, UCI274/HCI4/HCI5 W/CTRL | 14341
14629_drw.pdf | 2 | 1 | PANEL,FRNT,CONDUIT BOX, HCI5 | 14343
14629_drw.pdf | 3 | 2 | PANEL,SIDE,CONDUIT BOX, UCI274/HCI4/HCI5 | 14699
14629_drw.pdf | 4 | 3 | LOUVER,CONDUIT BOX, UCI274/HCI4/HCI5 | 14705
14629_drw.pdf | 5 | 1 | MOUNT,PCC2100, - | 14788
14629_drw.pdf | 6 | 1 | PANEL,FLR,CONDUIT BOX, HCI5 C/D/E | 14793
14629_drw.pdf | 7 | 1 | PANEL,TOP,CONDUIT BOX, UCI274,HCI4,HCI5 | 13694
14629_drw.pdf | 8 | 1 | BRKT,CONDUIT BOX,RH, UCI274/HCI4/HCI5 | 14735
14629_drw.pdf | 9 | 1 | BRKT,CONDUIT BOX,LH, UCI274/HCI4/HCI5 | 14737
14629_drw.pdf | 10 | 1 | PANEL,COVER, UCI274/HCI4/HCI5 | 14787
14629_drw.pdf | 11 | A/R | PROFILE,UL RECOGNIZED SEALING | 14456
14630_drw.pdf | 1 | 1 | BRACKET, RADIATOR MOUNT, 4WM | 14631
14630_drw.pdf | 2 | 2 | BRACKET, RADIATOR MNT, GUSSET RH, 4WM | 14633
14630_drw.pdf |  |  | 2
14637_drw.pdf | ITEM
14637_drw.pdf | 1 | 1 | FRAME,QSB6.7, 33.34" x 58.00", MARINE TRAVEL LIFT | ISL50/1710463
14637_drw.pdf | 2 | 2 | SUPPORT,REAR,ENGINE,QSB6.7, MARINE TRAVELIFT
14637_drw.pdf | 3 | 1 | TUBE,CAC,3"DIA,INTAKE, MARINE TRAVELIFT ISL40/50/70 | 11509
14637_drw.pdf | 4 | 1 | TUBE,CAC,3"DIA,TURBO, MARINE TRAVELIFT ISL40/50/70 | 11510
14637_drw.pdf |  |  | TUBE,RADIATOR,1-3/4"DIA, MARINE TRAVELIFT | 11511
14637_drw.pdf |  |  |  | 14641
14637_drw.pdf |  |  | 185HP | 1304086
14637_drw.pdf | 11 | 1
14637_drw.pdf | 12 | 1 | HEAT-EXCHANGER,OIL-COOLER,
14637_drw.pdf | 13 | 1 | FAN,SUCKER,25.00IN DIA, ACS 440100-25
14637_drw.pdf | 14 | 1 | BRACKET,MTG,OIL-COOLER, MARINE TRAVELIFT
14637_drw.pdf | 15 | 2 | BRACE,RADIATOR,SUPPORT, MARINE TRAVELIFT ISL40/50/70 | 11516
14637_drw.pdf |  |  |  | 90-300-MK2
14638_drw.pdf | ITEM
14638_drw.pdf | 1 | 1 | FRAME,QSB6.7, 33.34" x 58.00", MARINE TRAVEL LIFT | ISL50/1710463
14638_drw.pdf | 2 | 2 | SUPPORT,REAR,ENGINE,QSB6.7, MARINE TRAVELIFT
14638_drw.pdf | 3 | 1 | TUBE,CAC,3"DIA,INTAKE, MARINE TRAVELIFT ISL40/50/70 | 11509
14638_drw.pdf | 4 | 1 | TUBE,CAC,3"DIA,TURBO, MARINE TRAVELIFT ISL40/50/70 | 11510
14638_drw.pdf |  |  | TUBE,RADIATOR,1-3/4"DIA, MARINE TRAVELIFT | 11511
14638_drw.pdf |  |  |  | 14641
14638_drw.pdf |  |  |  | 14647
14638_drw.pdf | 11 | 1
14638_drw.pdf | 12 | 1 | BRKT,FUEL,PRE-FILTER,FS9841,
14638_drw.pdf | 13 | 1 | HEAT-EXCHANGER,OIL-COOLER, MARINE TRAVELIFT
14638_drw.pdf | 14 | 1 | FAN,SUCKER,25.00IN DIA, ACS 440100-25 | 11489
14638_drw.pdf | 15 | 1 | BRKT, MTG, OIL COOLER, MARINE TRAVELIFT,
14639_drw.pdf | ITEM
14639_drw.pdf | 1 | 1 | FRAME,QSB6.7, 33.34" x 58.00", MARINE TRAVEL LIFT | ISL50/1710463
14639_drw.pdf | 2 | 2 | SUPPORT,REAR,ENGINE,QSB6.7, MARINE TRAVELIFT
14639_drw.pdf | 3 | 1 | TUBE,CAC,3"DIA,INTAKE, MARINE TRAVELIFT ISL40/50/70 | 11509
14639_drw.pdf | 4 | 1 | TUBE,CAC,3"DIA,TURBO, MARINE TRAVELIFT ISL40/50/70 | 11510
14639_drw.pdf |  |  | TUBE,RADIATOR,1-3/4"DIA, MARINE TRAVELIFT | 11511
14639_drw.pdf |  |  |  | 14641
14639_drw.pdf |  |  | 215HP | 1304291
14639_drw.pdf | 11 | 1
14639_drw.pdf | 12 | 1 | HEAT-EXCHANGER,OIL-COOLER,
14639_drw.pdf | 13 | 1 | FAN,SUCKER,25.00IN DIA, ACS 440100-25
14639_drw.pdf | 14 | 1 | BRKT, MTG, OIL COOLER, MARINE TRAVELIFT,
14639_drw.pdf | 15 | 2 | BRACE,RADIATOR,SUPPORT, MARINE TRAVELIFT ISL40/50/70 | 11516
14639_drw.pdf |  |  |  | 90-300-MK2
14641_drw.pdf | 1
14641_drw.pdf | 2 | 1 | MANIFOLD FLX 7 TOP PORT, BADGER TRUCK, ADAPTER, 90 | PBOTR5T-5201
14642-01_drw.pdf | 1 | 1 | FRAME, CFP15E TO PEERLESS 10AEF20 | 14643-01
14642-01_drw.pdf | 2 | 1 | ASSEMBLY, FIRE PUMP, CFP15E-F10/20/30/40 | 26114
14642-01_drw.pdf | 3 | 1 | COMP FLANGE, 2.500 / .625x.312, 1810 / 3172 DRIVESHAFTS | 10015-02
14642-01_drw.pdf | 4 | 1
14642-02_drw.pdf | 1 | 1 | FRAME, CFP15E TO PEERLESS 10AEF16 | 14643-02
14642-02_drw.pdf | 2 | 1 | ASSEMBLY, FIRE PUMP, CFP15E-F10/20/30/40 | 26114
14642-02_drw.pdf | 3 | 1 | COMP FLANGE, 2.250 / .500x.250, 1810 / 3172 DRIVESHAFTS | 10015-10
14642-02_drw.pdf | 4 | 1
14642-03_drw.pdf | 1 | 1 | FRAME, CFP15E TO PEERLESS 08AEF20 | 14643-03
14642-03_drw.pdf | 2 | 1 | ASSEMBLY, FIRE PUMP, CFP15E-F10/20/30/40 | 26114
14642-03_drw.pdf | 3 | 1 | COMP FLANGE, 2.250 / .500x.250, 1810 / 3172 DRIVESHAFTS | 10015-10
14642-03_drw.pdf | 4 | 1
14642-03_drw.pdf |  |  | --AA--
14642-04_drw.pdf | 1 | 1 | FRAME, CFP15E TO PEERLESS 08AEF17 | 14643-04
14642-04_drw.pdf | 2 | 1 | ASSEMBLY, FIRE PUMP, CFP15E-F10/20/30/40 | 26114
14642-04_drw.pdf | 3 | 1 | COMP FLANGE, 1.875 / .500x.250, 1810 / 3172 DRIVESHAFTS | 10015-11
14642-04_drw.pdf | 4 | 1
14642-04_drw.pdf |  |  | --AA--
14642-05_drw.pdf | 1 | 1 | FRAME, CFP15E TO PEERLESS 08AEF15 | 14643-05
14642-05_drw.pdf | 2 | 1 | ASSEMBLY, FIRE PUMP, CFP15E-F10/20/30/40 | 26114
14642-05_drw.pdf | 3 | 1 | COMP FLANGE, 1.875 / .500x.250, 1810 / 3172 DRIVESHAFTS | 10015-11
14642-05_drw.pdf | 4 | 1
14642-05_drw.pdf |  |  | --AA--
14642-06_drw.pdf | 1 | 1 | FRAME, CFP15E TO PEERLESS 08HY23 | 14643-06
14642-06_drw.pdf | 2 | 1 | ASSEMBLY, FIRE PUMP, CFP15E-F10/20/30/40 | 26114
14642-06_drw.pdf | 3 | 1 | COMP FLANGE, 60mm / 18x11mm, 1810 / 3172 DRIVESHAFTS | 10015-12
14642-06_drw.pdf | 4 | 1
14642-07_drw.pdf | 1 | 1 | FRAME, CFP15E TO PEERLESS 06TH19 | 14643-07
14642-07_drw.pdf | 2 | 1 | ASSEMBLY, FIRE PUMP, CFP15E-F10/20/30/40 | 26114
14642-07_drw.pdf | 3 | 1 | COMP FLANGE, 2.125 / .500x.250, 1810 / 3172 DRIVESHAFTS | 10015-13
14642-07_drw.pdf | 4 | 1
14642-08_drw.pdf | 1 | 1 | FRAME, CFP15E TO PEERLESS 12HY20 | 14643-08
14642-08_drw.pdf | 2 | 1 | ASSEMBLY, FIRE PUMP, CFP15E-F10/20/30/40 | 26114
14642-08_drw.pdf | 3 | 1 | COMP FLANGE, 60mm / 18x11mm, 1810 / 3172 DRIVESHAFTS | 10015-12
14642-08_drw.pdf | 4 | 1
14642-09_drw.pdf | 1 | 1 | FRAME, CFP15E TO PEERLESS 12AF19 | 14643-09
14642-09_drw.pdf | 2 | 1 | ASSEMBLY, FIRE PUMP, CFP15E-F10/20/30/40 | 26114
14642-09_drw.pdf | 3 | 1 | COMP FLANGE, 3.000 / .750x.375, 1810 / 3172 DRIVESHAFTS | 10015-05
14642-09_drw.pdf | 4 | 1
14642-09_drw.pdf |  |  | --AA--
14642-10_drw.pdf | 1 | 1 | FRAME, CFP15E TO PEERLESS 06TYF13 | 14643-10
14642-10_drw.pdf | 2 | 1 | ASSEMBLY, FIRE PUMP, CFP15E-F10/20/30/40 | 26114
14642-10_drw.pdf | 3 | 1 | COMP FLANGE, 50mm / 14x9mm, 1810 / 3172 DRIVESHAFTS | 10015-20
14642-10_drw.pdf | 4 | 1 | ADAPTER, U-JOINT, SAE#1 FW, 1710/1810/U3172/ DRIVESHAFTS | 12578
14642-10_drw.pdf | 5 | 1 | SHAFT, U3172, SHORT COUPLED | 13430
14642-10_drw.pdf | 6 | 1 | ASM, SHAFT GUARD, SAE #1, XL | 16381
14642-10_drw.pdf | 7 | 1 | PUMP, PEERLESS | 6TYF13
14642-11_drw.pdf | 1 | 1 | FRAME, CFP15E TO PEERLESS 06TYF16 | 14643-11
14642-11_drw.pdf | 2 | 1 | ASSEMBLY, FIRE PUMP, CFP15E-F10/20/30/40 | 26114
14642-11_drw.pdf | 3 | 1 | COMP FLANGE, 50mm / 14x9mm, 1810 / 3172 DRIVESHAFTS | 10015-20
14642-11_drw.pdf | 4 | 1 | ADAPTER, U-JOINT, SAE#1 FW, 1710/1810/U3172/ DRIVESHAFTS | 12578
14642-11_drw.pdf | 5 | 1 | SHAFT, U3172, SHORT COUPLED | 13430
14642-11_drw.pdf | 6 | 1 | ASM, SHAFT GUARD, SAE #1, XL | 16381
14642-11_drw.pdf | 7 | 1 | PUMP, PEERLESS | 6TYF16
14643-01_drw.pdf | 1 | 4 | BRACKET, LIFTING, 10" CHANNEL | A042G991
14643-01_drw.pdf | 2 | 4 | GUSSET, ENGINE MOUNT | A042K782
14643-01_drw.pdf | 3 | 2 | CHANNEL, SIDE | A042K783
14643-01_drw.pdf | 4 | 1 | CHANNEL, END | A042K784
14643-01_drw.pdf | 5 | 1 | MOUNT, FRONT ENGINE | A042K785
14643-01_drw.pdf | 6 | 1 | MOUNT, REAR ENGINE | A042K786
14643-01_drw.pdf | 7 | 2 | MOUNT, PUMP | A042K787
14643-01_drw.pdf | 8 | 2 | GUSSET, PUMP MOUNT | A042K788
14643-01_drw.pdf | 9 | 1 | CHANNEL, END | A042K789
14643-02_drw.pdf | 1 | 4 | BRACKET, LIFTING, 10" CHANNEL | A042G991
14643-02_drw.pdf | 2 | 4 | GUSSET, ENGINE MOUNT | A042K782
14643-02_drw.pdf | 3 | 2 | CHANNEL, SIDE | A042K783
14643-02_drw.pdf | 4 | 1 | CHANNEL, END | A042K784
14643-02_drw.pdf | 5 | 1 | MOUNT, FRONT ENGINE | A042K785
14643-02_drw.pdf | 6 | 1 | MOUNT, REAR ENGINE | A042K786
14643-02_drw.pdf | 7 | 1 | CHANNEL, END | A042K789
14643-02_drw.pdf | 8 | 2 | MOUNT, PUMP | A042K790
14643-02_drw.pdf | 9 | 2 | GUSSET, PUMP MOUNT | A042K791
14643-03_drw.pdf | 1 | 4 | BRACKET, LIFTING, 10" CHANNEL | A042G991
14643-03_drw.pdf | 2 | 4 | GUSSET, ENGINE MOUNT | A042K782
14643-03_drw.pdf | 3 | 2 | CHANNEL, SIDE | A042K783
14643-03_drw.pdf | 4 | 1 | CHANNEL, END | A042K784
14643-03_drw.pdf | 5 | 1 | MOUNT, FRONT ENGINE | A042K785
14643-03_drw.pdf | 6 | 1 | MOUNT, REAR ENGINE | A042K786
14643-03_drw.pdf | 7 | 1 | CHANNEL, END | A042K789
14643-03_drw.pdf | 8 | 2 | MOUNT, PUMP | A042K792
14643-03_drw.pdf | 9 | 2 | GUSSET, PUMP MOUNT | A042K793
14643-04_drw.pdf | 1 | 4 | BRACKET, LIFTING, 10" CHANNEL | A042G991
14643-04_drw.pdf | 2 | 4 | GUSSET, ENGINE MOUNT | A042K782
14643-04_drw.pdf | 3 | 2 | CHANNEL, SIDE | A042K783
14643-04_drw.pdf | 4 | 1 | CHANNEL, END | A042K784
14643-04_drw.pdf | 5 | 1 | MOUNT, FRONT ENGINE | A042K785
14643-04_drw.pdf | 6 | 1 | MOUNT, REAR ENGINE | A042K786
14643-04_drw.pdf | 7 | 1 | CHANNEL, END | A042K789
14643-04_drw.pdf | 8 | 2 | MOUNT, PUMP | A042K794
14643-04_drw.pdf | 9 | 2 | GUSSET, PUMP MOUNT | A042K795
14643-05_drw.pdf | 1 | 4 | BRACKET, LIFTING, 10" CHANNEL | A042G991
14643-05_drw.pdf | 2 | 4 | GUSSET, ENGINE MOUNT | A042K782
14643-05_drw.pdf | 3 | 2 | CHANNEL, SIDE | A042K783
14643-05_drw.pdf | 4 | 1 | CHANNEL, END | A042K784
14643-05_drw.pdf | 5 | 1 | MOUNT, FRONT ENGINE | A042K785
14643-05_drw.pdf | 6 | 1 | MOUNT, REAR ENGINE | A042K786
14643-05_drw.pdf | 7 | 1 | CHANNEL, END | A042K789
14643-05_drw.pdf | 8 | 2 | MOUNT, PUMP | A042K796
14643-05_drw.pdf | 9 | 2 | GUSSET, PUMP MOUNT | A042K797
14643-06_drw.pdf | 1 | 4 | BRACKET, LIFTING, 10" CHANNEL | A042G991
14643-06_drw.pdf | 2 | 4 | GUSSET, ENGINE MOUNT | A042K782
14643-06_drw.pdf | 3 | 2 | CHANNEL, SIDE | A042K783
14643-06_drw.pdf | 4 | 1 | CHANNEL, END | A042K784
14643-06_drw.pdf | 5 | 1 | MOUNT, FRONT ENGINE | A042K785
14643-06_drw.pdf | 6 | 1 | MOUNT, REAR ENGINE | A042K786
14643-06_drw.pdf | 7 | 1 | CHANNEL, END | A042K789
14643-06_drw.pdf | 8 | 2 | MOUNT, PUMP | A042K798
14643-06_drw.pdf | 9 | 2 | GUSSET, PUMP MOUNT | A042K799
14643-07_drw.pdf | 1 | 4 | BRACKET, LIFTING, 10" CHANNEL | A042G991
14643-07_drw.pdf | 2 | 4 | GUSSET, ENGINE MOUNT | A042K782
14643-07_drw.pdf | 3 | 2 | CHANNEL, SIDE | A042K783
14643-07_drw.pdf | 4 | 1 | CHANNEL, END | A042K784
14643-07_drw.pdf | 5 | 1 | MOUNT, FRONT ENGINE | A042K785
14643-07_drw.pdf | 6 | 1 | MOUNT, REAR ENGINE | A042K786
14643-07_drw.pdf | 7 | 1 | CHANNEL, END | A042K789
14643-07_drw.pdf | 8 | 2 | MOUNT, PUMP | A042K804
14643-07_drw.pdf | 9 | 2 | GUSSET, PUMP MOUNT | A042K805
14643-08_drw.pdf | 1 | 4 | BRACKET, LIFTING, 10" CHANNEL | A042G991
14643-08_drw.pdf | 2 | 2 | CHANNEL, SIDE | A042K783
14643-08_drw.pdf | 3 | 1 | CHANNEL, END | A042K784
14643-08_drw.pdf | 4 | 1 | MOUNT, FRONT ENGINE | A042K785
14643-08_drw.pdf | 5 | 1 | MOUNT, REAR ENGINE | A042K786
14643-08_drw.pdf | 6 | 1 | CHANNEL, END | A042K789
14643-08_drw.pdf | 7 | 2 | MOUNT, PUMP | A042K807
14643-08_drw.pdf | 8 | 2 | GUSSET, PUMP MOUNT | A042K808
14643-08_drw.pdf | 9 | 4 | GUSSET, ENGINE MOUNT | A042K809
14643-09_drw.pdf | 1 | 4 | BRACKET, LIFTING, 10" CHANNEL | A042G991
14643-09_drw.pdf | 2 | 4 | GUSSET, ENGINE MOUNT | A042K782
14643-09_drw.pdf | 3 | 2 | CHANNEL, SIDE | A042K810
14643-09_drw.pdf | 4 | 1 | CHANNEL, END | A042K811
14643-09_drw.pdf | 5 | 1 | MOUNT, FRONT ENGINE | A042K812
14643-09_drw.pdf | 6 | 1 | MOUNT, REAR ENGINE | A042K813
14643-09_drw.pdf | 7 | 1 | MOUNT, PUMP | A042K814
14643-09_drw.pdf | 8 | 2 | GUSSET, PUMP MOUNT | A042K815
14643-09_drw.pdf | 9 | 1 | CHANNEL, END | A042K816
14643-09_drw.pdf | 10 | 1 | MOUNT, PUMP | A042K817
14643-10_drw.pdf | 1 | 4 | BRACKET, LIFTING, 10" CHANNEL | A042G991
14643-10_drw.pdf | 2 | 4 | GUSSET, ENGINE MOUNT | A042K782
14643-10_drw.pdf | 3 | 2 | CHANNEL, SIDE | A042K783
14643-10_drw.pdf | 4 | 1 | CHANNEL, END | A042K784
14643-10_drw.pdf | 5 | 1 | MOUNT, FRONT ENGINE | A042K785
14643-10_drw.pdf | 6 | 1 | MOUNT, REAR ENGINE | A042K786
14643-10_drw.pdf | 7 | 1 | CHANNEL, END | A042K789
14643-10_drw.pdf | 8 | 1 | MOUNT, PUMP | A042K818
14643-10_drw.pdf | 9 | 1 | MOUNT, PUMP | A042K819
14643-10_drw.pdf | 10 | 2 | GUSSET, PUMP MOUNT | A042K820
14643-10_obs_drw.pdf | 1 | 1 | FRAME, HORIZONTAL, 138" LG, CFP15E | 14503
14643-10_obs_drw.pdf | 3 | 2 | PLATE, .25 x 20.50 x 9.000, A-36 | 14643-R
14643-10_obs_drw.pdf |  |  | #4 FROM THIS PRINT
14643-10_obs_drw.pdf |  |  | 12.00
14643-10_obs_drw.pdf |  | DETAIL
14643-10_obs_drw.pdf |  | SCALE | 0.093
14643-10_obs_drw.pdf |  |  | 10.00
14643-10_obs_drw.pdf | is the
14643-11_drw.pdf | 1 | 4 | BRACKET, LIFTING, 10" CHANNEL | A042G991
14643-11_drw.pdf | 2 | 4 | GUSSET, ENGINE MOUNT | A042K782
14643-11_drw.pdf | 3 | 2 | CHANNEL, SIDE | A042K783
14643-11_drw.pdf | 4 | 1 | CHANNEL, END | A042K784
14643-11_drw.pdf | 5 | 1 | MOUNT, FRONT ENGINE | A042K785
14643-11_drw.pdf | 6 | 1 | MOUNT, REAR ENGINE | A042K786
14643-11_drw.pdf | 7 | 1 | CHANNEL, END | A042K789
14643-11_drw.pdf | 8 | 1 | MOUNT, PUMP | A042K821
14643-11_drw.pdf | 9 | 1 | MOUNT, PUMP | A042K822
14643-11_drw.pdf | 10 | 2 | GUSSET, PUMP MOUNT | A042K823
14643-11_obs_drw.pdf | 1 | 1 | FRAME, HORIZONTAL, 138" LG, CFP15E | 14503
14643-11_obs_drw.pdf | 3 | 2 | PLATE, .25 x 32.50 x 6.875, A-36 | 14643-B
14643-11_obs_drw.pdf | ITEM |  | #3 FROM THIS PRINT
14643-11_obs_drw.pdf |  |  | 8.00
14643-11_obs_drw.pdf |  |  | 7.38
14643-11_obs_drw.pdf |  |  | 12.00
14643-11_obs_drw.pdf |  | DETAIL
14643-11_obs_drw.pdf |  | SCALE | 0.093
14643-11_obs_drw.pdf |  |  | 10.00
14643-11_obs_drw.pdf | is the
14644_drw.pdf | 1 | 4 | LUMBER, 1 7/8 X 4 X 114 LONG, HW, SIZE THKNESS EXACT | 14644-01
14644_drw.pdf | 2 | 4 | LUMBER, 3 X 4 X 55 LONG, HW STR | 14644-02
14644_drw.pdf | 3 | 2 | LUMBER, 6/4 X 6 X 114 LONG, HW, 8 INCH LIP | 14644-03
14644_drw.pdf | 4 | 5 | LUMBER, 4 X 6 X 55 LONG, HW STR | 14644-04
14644_drw.pdf | 5 | 8 | LUMBER, 7/4 X 4 X 12 LONG, ASPEN | 14644-05
14644_drw.pdf | 6 | 4 | LUMBER, 7/4 X 4 X 6 LONG, ASPEN | 14644-06
14648_drw.pdf |  | QTY
14648_drw.pdf |  |  | POLYCARBONATE, FIREPUMP | 14649
14648_drw.pdf | 4 |  | LOCKNUT, 7/16-14 UNC | 7-16_14_UNC-LOCKNUT
14648_drw.pdf | 12 |  | BOLT, 7/16-14 UNC 1-1/4" | 7-16_14_UNC_BOLT_20
14648_drw.pdf | 4 |  | BOLT, 7/16-14 UNC 2" | 7-16_14_UNC_BOLT_32
14648_drw.pdf |  |  |  | 14657
14649_drw.pdf |  | TELESCOPING | SHAFT GUARD, SAE #1, BACK,
14649_drw.pdf |  |  | SHAF GUARD, POLYCARBONATE, FIREPUMP
14650_drw.pdf | 1 | 1 | COVER, TELESCOPING, SHAFT GUARD, FIREPUMP | 14653
14650_drw.pdf | 2 | 1 | PLATE, TELESCOPING SHAFT GUARD END, POLYCARBONATE, FIRE | PUMP14654
14650_drw.pdf | 3 | 2 | SPACER, TELESCOPING SHAFT GUARD, POLYCARBONATE, FIRE | 14655
14656_drw.pdf | 1 2 | 1 1 | TUBE,COOLANT HEATE;RGTA19 1.00 IN IDx36IN EP;DMCUT TO 12.63 INCHES LONG | A042F048
14656_drw.pdf | 3 | 1 | HOSE,1.00 IN IDx36IN EP;DMCUT TO 6.00 INCHES LONG | A042F048
14656_drw.pdf | 4 | 1 | CONNECTOR,FEMAL;E1" NPTX1.75-18 UNS-2A | A059H859
14658-v_drw.pdf | 1 | 1 | NIPPLE, 1/4" NPT x 1 1/2", 316 SS | 13019
14658-v_drw.pdf | 2 | 1 | VALVE, BALL, 1/4" NPT FEMALE, 316 SS | 13020
14658-v_drw.pdf | 3 | 4 | VALVE, BALL, 1" NPT, FEMALE, 316 SS | 13026
14658-v_drw.pdf | 4 | 3 | ELBOW, 1" NPT FEMALE, 316 SS | 13032
14658-v_drw.pdf | 5 | 3 | TEE, 1" NPT FEMALE, 316 SS | 13033
14658-v_drw.pdf | 6 | 2 | NIPPLE, 1" NPT x 6-1/2", 316 SS | 13034
14658-v_drw.pdf | 7 | 2 | NIPPLE, 1" NPT x 2-1/2", 316 SS | 13035
14658-v_drw.pdf | 8 | 5 | NIPPLE, 1" NPT x 6", 316 SS | 13036
14658-v_drw.pdf | 9 | 4 | NIPPLE, 1" NPT x CLOSE, 316 SS | 13039
14658-v_drw.pdf | 10
14658-v_drw.pdf | 11 | 1 | BUSHING,REDUCER, 1" x 1/4" NPT, 316 SS | 13114
14658-v_drw.pdf | 12 | 2 | REGULATOR/STRAINER, 1" NPT, SEA WATER COMPATIBLE | 14684
14658-v_drw.pdf |  |  |  | STEEL
14658_drw.pdf | 1 | 1 | NIPPLE, 1/4" NPT x 1 1/2", 316 SS | 13019
14658_drw.pdf | 2 | 1 | VALVE, BALL, 1/4" NPT FEMALE, 316 SS | 13020
14658_drw.pdf | 3 | 4 | VALVE, BALL, 1" NPT, FEMALE, 316 SS | 13026
14658_drw.pdf | 4 | 3 | ELBOW, 1" NPT FEMALE, 316 SS | 13032
14658_drw.pdf | 5 | 3 | TEE, 1" NPT FEMALE, 316 SS | 13033
14658_drw.pdf | 6 | 3 | NIPPLE, 1" NPT x 6-1/2", 316 SS | 13034
14658_drw.pdf | 7 | 3 | NIPPLE, 1" NPT x 2-1/2", 316 SS | 13035
14658_drw.pdf | 8 | 4 | NIPPLE, 1" NPT x 6", 316 SS | 13036
14658_drw.pdf | 9 | 1 | NIPPLE, 1" NPT x 7", 316 SS | 13037
14658_drw.pdf | 10 | 3 | NIPPLE, 1" NPT x CLOSE, 316 SS | 13039
14658_drw.pdf | 11
14658_drw.pdf | 12 | 1 | BUSHING,REDUCER, 1" x 1/4" NPT, 316 SS | 13114
14658_drw.pdf | 13 | 2 | REGULATOR/STRAINER, 1" NPT, SEA WATER COMPATIBLE | 14684
14658_drw.pdf | 14 | 1 | VALVE, 1" NPT, 12v DC, SOLENOID, SEA WATER | COMPATIBLES211GF15J7FG9
14658_drw.pdf |  |  |  | STEEL
14659_drw.pdf | 1 | 1 | NIPPLE, 1/4" NPT x 1 1/2", 316 SS | 13019
14659_drw.pdf | 2 | 1 | VALVE, BALL, 1/4" NPT FEMALE, 316 SS | 13020
14659_drw.pdf | 3 | 4 | VALVE, BALL, 1" NPT, FEMALE, 316 SS | 13026
14659_drw.pdf | 4 | 3 | ELBOW, 1" NPT FEMALE, 316 SS | 13032
14659_drw.pdf | 5 | 3 | TEE, 1" NPT FEMALE, 316 SS | 13033
14659_drw.pdf | 6 | 3 | NIPPLE, 1" NPT x 6-1/2", 316 SS | 13034
14659_drw.pdf | 7 | 3 | NIPPLE, 1" NPT x 2-1/2", 316 SS | 13035
14659_drw.pdf | 8 | 4 | NIPPLE, 1" NPT x 6", 316 SS | 13036
14659_drw.pdf | 9 | 1 | NIPPLE, 1" NPT x 7", 316 SS | 13037
14659_drw.pdf | 10 | 3 | NIPPLE, 1" NPT x CLOSE, 316 SS | 13039
14659_drw.pdf | 11
14659_drw.pdf | 12 | 1 | BUSHING,REDUCER, 1" x 1/4" NPT, 316 SS | 13114
14659_drw.pdf | 13 | 2 | REGULATOR/STRAINER, 1" NPT, SEA WATER COMPATIBLE | 14684
14659_drw.pdf | 14 | 1 | VALVE, 1" NPT, 24v DC, SOLENOID, SEA WATER | COMPATIBLES211GF16J7FG9
14662_drw.pdf | 1
14662_drw.pdf | 2 | 1 | FAN, SUCTION 19IN, 10 BLADE, 19/10-10/40/PAG/HL1 | 15017
14663_drw.pdf | 1 | 1 |  | 010481603140
14663_drw.pdf | 2 | 1 |  | BA010482042204
14663_drw.pdf | 3 | 1 |  | BA019403411011
14666_drw.pdf | 1 | 1 | TUBE, KNEE BRACE | 14666-01
14666_drw.pdf | 2 | 2 | BRACKET, END | 14666-02
14666_drw.pdf |  |  | 45 $TYP
14671_drw.pdf | 1 | 2 | FLAT 12.0 X 12.0 X 0.38 A-36 | 14671-01
14671_drw.pdf | 2 | 1 | CHANNEL,4 X 4,100.25 LG, A36 | 14671-02
14671_drw.pdf | 3 | 2 | ANGLE 1.0 X 1.0 X 0.13 X 12.0 LONG, A-36 | 14671-03
14680_drw.pdf | 1 | 2 | SOCKET, SOLID, 16-20 AWG | 0462-201-16141
14680_drw.pdf | 2 | 1 | CONNECTOR | DT06-2S
14680_drw.pdf | 3 | 1 | BOOT | DT2P-BT
14680_drw.pdf | 4 | 1 | HEAT SHRINK | HEAT-SHRINK
14680_drw.pdf | 5 | 1 | VALVE, 1" NPT, 12v DC, SOLENOID, SEA WATER | COMPATIBLES211GF15J7FG9
14680_drw.pdf | 6 | 1 | WEDGE LOCK | W2S
14681_drw.pdf | 1 | 2 | SOCKET, SOLID, 16-20 AWG | 0462-201-16141
14681_drw.pdf | 2 | 1 | CONNECTOR | DT06-2S
14681_drw.pdf | 3 | 1 | BOOT | DT2P-BT
14681_drw.pdf | 4 | 1 | HEAT SHRINK | HEAT-SHRINK
14681_drw.pdf | 5 | 1 | VALVE, 1" NPT, 24v DC, SOLENOID, SEA WATER | COMPATIBLES211GF16J7FG9
14681_drw.pdf | 6 | 1 | WEDGE LOCK | W2S
14683_drw.pdf | 1 | 2 | SOCKET, SOLID, 16-20 AWG | 0462-201-16141
14683_drw.pdf | 2 | 1 | CONNECTOR | DT06-2S
14683_drw.pdf | 3 | 1 | BOOT | DT2P-BT
14683_drw.pdf | 4 | 1 | HEAT SHRINK | HEAT-SHRINK
14683_drw.pdf | 5 | 1 | VALVE, SOLENOID, 1-1/4" NPT, 24VDC, 150 PSI MAX | S211GF16J7GJ2
14683_drw.pdf | 6 | 1 | WEDGE LOCK | W2S
14686_drw.pdf | 1 | 24 | WELDNUT, 1/4"-20 NC, _ | 14520
14686_drw.pdf | 2 | 1 | GUARD,ALTERNATOR, GTA19 | 14686-01
14686_drw.pdf | 3 | 1 | GUARD,ALTERNATOR, GTA19 | 14686-02
14686_drw.pdf | 4 | 1 | GUARD,ALTERNATOR, GTA19 | 14686-03
14686_drw.pdf | 5 | 1 | GUARD,FAN/BELT, GTA19 | 14686-04
14686_drw.pdf | 6 | 1 | GUARD,FAN/BELT, GTA19 | 14686-05
14686_drw.pdf | 7 | 1 | GUARD,LOWER FAN/BELT, GTA19 | 14686-06
14686_drw.pdf | 8 | 1 | GUARD,FAN/BELT, GTA19 | 14686-07
14687-01_drw.pdf | 1 | 1 | FRAME, ITT PUMP 10X8X20F-S, CFP15E, 3172 DRIVE SHAFT | 14688-01
14687-01_drw.pdf | 2 | 1 | ASSEMBLY, POWER MODULE, CFP15E-F10/20/30/40 | 15552
14687-01_drw.pdf | 3 | 1 | COMP FLANGE, 1.625 / .375x.188, 1810 / 3172 DRIVESHAFTS | 10015-16
14687-01_drw.pdf | 4 | 1
14687-03_drw.pdf | 1 | 1 | FRAME, ITT PUMP 12X10X18F, CFP15E, 3172 DRIVE SHAFT | 14688-03
14687-03_drw.pdf | 2 | 1 | ASSEMBLY, POWER MODULE, CFP15E-F10/20/30/40 | 15552
14687-03_drw.pdf | 3 | 1 | COMP FLANGE, 1.625 / .375x.188, 1810 / 3172 DRIVESHAFTS | 10015-16
14687-03_drw.pdf | 4 | 1
14687-04_drw.pdf | 1 | 1 | FRAME, ITT PUMP 12X8X21F, CFP15E, 3172 DRIVE SHAFT | 14688-04
14687-04_drw.pdf | 2 | 1 | ASSEMBLY, POWER MODULE, CFP15E-F10/20/30/40 | 15552
14687-04_drw.pdf | 3 | 1 | COMP FLANGE, 3.125 / .750x.375, 1810 / 3172 DRIVESHAFTS | 10015-17
14687-04_drw.pdf | 4 | 1
14687-05_drw.pdf | 1 | 1 | FRAME, ITT PUMP 12X8X22F, CFP15E, 3172 DRIVE SHAFT | 14688-05
14687-05_drw.pdf | 2 | 1 | ASSEMBLY, POWER MODULE, CFP15E-F10/20/30/40 | 15552
14687-05_drw.pdf | 3 | 1 | COMP FLANGE, 3.125 / .750x.375, 1810 / 3172 DRIVESHAFTS | 10015-17
14687-05_drw.pdf | 4 | 1
14687-07_drw.pdf | 1 | 1 | FRAME, ITT PUMP 14X10X20F-L, CFP15E, 3172 DRIVE SHAFT | 14688-07
14687-07_drw.pdf | 2 | 1 | ASSEMBLY, POWER MODULE, CFP15E-F10/20/30/40 | 15552
14687-07_drw.pdf | 3 | 1 | COMP FLANGE, 3.125 / .750x.375, 1810 / 3172 DRIVESHAFTS | 10015-17
14687-07_drw.pdf | 4 | 1
14687-08_drw.pdf | 1 | 1 | FRAME, ITT PUMP 16X12X23F, CFP15E, 3172 DRIVE SHAFT | 14688-08
14687-08_drw.pdf | 2 | 1 | ASSEMBLY, POWER MODULE, CFP15E-F10/20/30/40 | 15552
14687-08_drw.pdf | 3 | 1 | COMP FLANGE, 3.125 / .750x.375, 1810 / 3172 DRIVESHAFTS | 10015-17
14687-08_drw.pdf | 4 | 1
14689-01_drw.pdf | 1 | 1 | ASSEMBLY, SHAFT GUARD, TELESCOPING, SIZE 1-XL, SHORT COUPLED | 14156
14689-01_drw.pdf | 2 | 1 | FRAME, ITT PUMP 10X8X20F-S, CFP15E, 3172 DRIVE SHAFT | 14688-01
14689-01_drw.pdf | 3 | 1 | ASSEMBLY, POWER MODULE, CFP15E-F50/60/70 HIGH HORSE POWER | 15553
14689-01_drw.pdf | 4 | 1
14689-03_drw.pdf | 1 | 1 | ASSEMBLY, SHAFT GUARD, TELESCOPING, SIZE 1-XL, SHORT COUPLED | 14156
14689-03_drw.pdf | 2 | 1 | FRAME, ITT PUMP 12X10X18F, CFP15E, 3172 DRIVE SHAFT | 14688-03
14689-03_drw.pdf | 3 | 1 | ASSEMBLY, POWER MODULE, CFP15E-F50/60/70 HIGH HORSE POWER | 15553
14689-03_drw.pdf | 4 | 1
14689-04_drw.pdf | 1 | 1 | ASSEMBLY, SHAFT GUARD, TELESCOPING, SIZE 1-XL, SHORT COUPLED | 14156
14689-04_drw.pdf | 2 | 1 | FRAME, ITT PUMP 12X8X21F, CFP15E, 3172 DRIVE SHAFT | 14688-04
14689-04_drw.pdf | 3 | 1 | ASSEMBLY, POWER MODULE, CFP15E-F50/60/70 HIGH HORSE POWER | 15553
14689-04_drw.pdf | 4 | 1
14689-05_drw.pdf | 1 | 1 | ASSEMBLY, SHAFT GUARD, TELESCOPING, SIZE 1-XL, SHORT COUPLED | 14156
14689-05_drw.pdf | 2 | 1 | FRAME, ITT PUMP 12X8X22F, CFP15E, 3172 DRIVE SHAFT | 14688-05
14689-05_drw.pdf | 3 | 1 | ASSEMBLY, POWER MODULE, CFP15E-F50/60/70 HIGH HORSE POWER | 15553
14689-05_drw.pdf | 4 | 1
14689-07_drw.pdf | 1 | 1 | ASSEMBLY, SHAFT GUARD, TELESCOPING, SIZE 1-XL, SHORT COUPLED | 14156
14689-07_drw.pdf | 2 | 1 | FRAME, ITT PUMP 14X10X20F-L, CFP15E, 3172 DRIVE SHAFT | 14688-07
14689-07_drw.pdf | 3 | 1 | ASSEMBLY, POWER MODULE, CFP15E-F50/60/70 HIGH HORSE POWER | 15553
14689-07_drw.pdf | 4 | 1
14689-08_drw.pdf | 1 | 1 | ASSEMBLY, SHAFT GUARD, TELESCOPING, SIZE 1-XL, SHORT COUPLED | 14156
14689-08_drw.pdf | 2 | 1 | FRAME, ITT PUMP 16X12X23F, CFP15E, 3172 DRIVE SHAFT | 14688-08
14689-08_drw.pdf | 3 | 1 | ASSEMBLY, POWER MODULE, CFP15E-F50/60/70 HIGH HORSE POWER | 15553
14689-08_drw.pdf | 4 | 1
14690-01_drw.pdf | 1 | 1 | FRAME, HORIZONTAL, 138" LG, CFP15E | 14503
14690-01_drw.pdf | 2 | 2 | ANGLE, HRS, 8.0 X 0.50, 30.75" LENGTH | 12887
14690-01_drw.pdf | 3 | 2 | PLATE, .25 x 22.00 x 5.190, A-36 | 14690-D
14690-01_drw.pdf |  |  | MAKE ITEM #3 FROM THIS PRINT
14690-02_drw.pdf | 1 | 1 | FRAME, HORIZONTAL, 138" LG, CFP15E | 14503
14690-02_drw.pdf | 2 | 2 | ANGLE, HRS, 8.0 X 0.50, 30.75" LENGTH | 12887
14690-02_drw.pdf | 3 | 2 | PLATE, .25 x 22.00 x 5.190, A-36 | 14690-D
14690-03_drw.pdf | 1 | 1 | FRAME, HORIZONTAL, 138" LG, CFP15E | 14503
14690-03_drw.pdf | 2 | 2 | ANGLE, HRS, 8.0 X 0.50, 30.75" LENGTH | 14387
14690-03_drw.pdf | 3 | 2 | PLATE, .25 x 22.00 x 3.19, A-36 | 14690-B
14690-03_drw.pdf | 4 | 2 | PLATE, .25 x 22.0 x 5.375, A-36 | 14690-F
14690-03_drw.pdf |  |  | ITEM #3& #4 FROM THIS PRINT
14690-04_drw.pdf | 1 | 1 | FRAME, HORIZONTAL, 138" LG, CFP15E | 14503
14690-04_drw.pdf | 2 | 2 | ANGLE, HRS, 8.0 X 0.50, 30.75" LENGTH | 14387
14690-04_drw.pdf | 3 | 2 | PLATE, .25 x 21.000 x 3.11, A-36 | 14690-N
14690-05_drw.pdf | 1 | 1 | FRAME, HORIZONTAL, 138" LG, CFP15E | 14503
14690-05_drw.pdf | 2 | 2 | ANGLE, HRS, 8.0 X 0.50, 30.75" LENGTH | 14387
14690-05_drw.pdf | 3 | 2 | PLATE, .25 x 21.000 x 3.11, A-36 | 14690-N
14690-05_drw.pdf |  |  | ITEM #3 FROM THIS PRINT
14690-06_drw.pdf | 1 | 1 | FRAME, HORIZONTAL, 138" LG, CFP15E | 14503
14690-06_drw.pdf | 2 | 2 | ANGLE, HRS, 8.0 X 0.50, 30.75" LENGTH | 12887
14690-06_drw.pdf | 3 | 2 | PLATE, .25 x 26.00 x 4.11, A-36 | 14690-M
14690-07_drw.pdf | 1 | 1 | FRAME, HORIZONTAL, 138" LG, CFP15E | 14503
14690-07_drw.pdf | 2 | 2 | ANGLE, HRS, 8.0 X 0.50, 30.75" LENGTH | 12887
14690-07_drw.pdf | 3 | 2 | PLATE, .25 x 26.00 x 4.11, A-36 | 14690-M
14690-08_drw.pdf | 1 | 1 | FRAME, HORIZONTAL, 138" LG, CFP15E | 14503
14690-08_drw.pdf | 2 | 2 | ANGLE, HRS, 8.0 X 0.50, 30.75" LENGTH | 12887
14690-08_drw.pdf | 3 | 2 | PLATE, .25 x 26.0 x 2.19, A-36 | 14690-G
14690-08_drw.pdf |  |  | MAKE ITEM #3 FROM THIS PRINT
14695_drw.pdf | 1 | 1 |  | 14909
14695_drw.pdf | 2 | 1 | SKID, 96L x 28.50W x 5.75"H, ELGIN 4WM | 15232
14695_drw.pdf | 3 | 8 | SCREW, LAG, 3/8" x 1-1/2", HOT DIP GALV. STEEL | 59460
14696_drw.pdf | ITEM
14696_drw.pdf | 1 | 1 | TUBE,HEATER, V28 | 7886
14696_drw.pdf | 2 | 1 | TUBE,BLOCK HEATER, GTA28 | 9487
14696_drw.pdf | 3 | 1 | BRACKET, COOLANT HEATER, MULTI-UNIT | 8143
14696_drw.pdf | 4
14696_drw.pdf | 9 | 1 | HOSE,1.00 IN IDx36IN, CUT TO 5.00 INCHES LONG | A042F061
14696_drw.pdf | 10 | 1 | HOSE,1.00 IN IDx36IN SILICONE, CUT TO 4.00 INCHES | LONAG042F061
14696_drw.pdf | 11 | 1 | HOSE,1.00 IN IDx36IN SILICONE, CUT TO 6.00 INCHES | LONAG042F061
14696_drw.pdf | 12 | 1 | HEATER, COOLANT, 4000W, ADJ. VOLTAGE, WATLOW | CPBPH7S1C2PBPH7S12
14696_drw.pdf | 13 | 2 | VALVE, BALL, 3/4" NPT | FA60406
14696_drw.pdf | 14 | 2 | NIPPLE,PIPE,0.75 NPT X 2.00, - | LTL-CPN342
14696_drw.pdf | 15 | 1 | ELBOW, STREET, 90 DEG 3/4NPT, PER SAE NO. 130239 | LTL-SE3490
14697_drw.pdf | 1 | 28 | WELDNUT, 1/4"-20 NC, _ | 14520
14697_drw.pdf | 2 | 1 | SHEET,SIDE,CONDUIT BOX, UCI274/HCI4/HCI5 W/CTRL | 14698
14699_drw.pdf | 1 | 39 | WELDNUT, 1/4"-20 NC, _ | 14520
14699_drw.pdf | 2 | 1 | SHEET,SIDE,CONDUIT BOX, UCI274/HCI4/HCI5 | 14700
14699_drw.pdf |  |  | 39X
14702_drw.pdf | 1 | 1 | ANGLE,SIDE, - | 14588
14702_drw.pdf | 2 | 3 | LOUVER, - | 14703
14702_drw.pdf | 3 | 1 | ANGLE,TOP, - | 14704
14702_drw.pdf | 4 | 1 | ANGLE,SIDE, - | 14714
14705_drw.pdf | 1 | 1 | ANGLE,SIDE, - | 14587
14705_drw.pdf | 2 | 5 | LOUVER, - | 14703
14705_drw.pdf | 3 | 1 | ANGLE,TOP, - | 14704
14705_drw.pdf | 4 | 1 | ANGLE,SIDE, - | 14719
14705_drw.pdf |  |  | 2
14705_drw.pdf |  |  |  | 2X
14706_drw.pdf | 1 | 1 | ASSEMBLY, ISL100 RH FAN GUARD | 14711
14706_drw.pdf | 2 | 1 | ASSEMBLY, ISL100 LH FAN GUARD | 14712
14707_drw.pdf | ITEM
14707_drw.pdf | 1 | 1 | ASSEMBLY, MOUNTING, ENGINE, CFP11E | 8773
14707_drw.pdf | 4 | 1 | ASSEMBLY, OPERATORS STATION, CFP11E, FIREPUMP | 9510
14707_drw.pdf | 5 | 1 | EXHAUST,L 90 HALF MARMON, 5" 125# ANSI FLANGE | 9514-03
14707_drw.pdf | 6 | 1 | ASSEMBLY, TURBO GUARD, CFP11E, FIREPUMP | 9515
14707_drw.pdf | 7 | 1 | ASSEMBLY, AIR CLEANER, CFP11E, FIREPUMP | 9518
14707_drw.pdf | 8 | 1 | ASSEMBLY, SENSOR PACKAGE, CFP11E | 9572
14707_drw.pdf |  |  |  | 14708
14707_drw.pdf | 11 | 1 | KIT, FUEL LINE, CFP11E, RADIATOR COOLED | 14709
14707_drw.pdf | 12 | 1 | ASSEMBLY, ENGINE, CFP11E W/ FAN DRIVE | 14710
14707_drw.pdf | 13 | 1 | FRAME, WELDMENT, FIREPUMP, QSM11 | 14718
14707_drw.pdf | 14 | 1 | PUMP, AURORA | 8-481-21A_107
14707_drw.pdf | 17 | 1 | FUEL LINE, 12" EXTENSION, #8 FEM JIC X #8 221FR X 3/8" NPT | 14400-007
14707_drw.pdf | 18 | 1 | FUEL LINE, 12" EXTENSION, #10 FEM JIC X #10 221FR X 1/2" | NPT14400-010
14707_drw.pdf | 19 | 2 | BRACKET, RADIATOR BRACE | 14716
14708_drw.pdf | ITEM
14708_drw.pdf | 1 | 1 | RADIATOR, RS5981, FIRE PUMP QSM11 | 11439
14708_drw.pdf | 4 | 1 | MOUNT, RADIATOR, CFP11E | 14715
14708_drw.pdf | 5 | 1 | TUBE, RADIATOR, 2.5" DIA, CFP11E, RADIATOR COOLED | 14732
14708_drw.pdf | 6 | 1 | ELBOW, CAC, 4", 500°F, PUROSIL 3646-400-MK | 3646-400-MK
14708_drw.pdf | 7 | 1 | BRACKET, MOUNTING, TURBO, FRONT, QSM11, RADIATOR COOLED | FIREPU9M5P17-01
14708_drw.pdf | 8
14708_drw.pdf | 11 | 2 | HOSE,COOLANT,DAYCO G.L., STRGHT-77250GL, 2-1/2" I.D. x | 14135_003
14708_drw.pdf | 12 | 2 | SPACER, FLAT BAR | 14725
14708_drw.pdf | 13 | 2 | BRACKET, RADIATOR BRACE | 14726
14708_drw.pdf | 14 | 2 | BRACE, RADIATOR, CFP11E | 14727
14708_drw.pdf | 17
14708_drw.pdf | 18 | 1 | FAN SPACER, CAST IRON | 3007652
14708_drw.pdf | 19 | 3 | HOSE, HUMP, 4" I.D. X 7.5"L, CAC | 3071049
14708_drw.pdf | 20
14708_drw.pdf | 21 | 1 | FAN SPACER, ALUMINUM | 4952765
14709_drw.pdf | 1 | 1 | FUEL LINE, #10 221FR X 22" LG, #10 90 X #10 STR | 14709-01
14709_drw.pdf | 2 | 1 | FUEL LINE, #8 221FR X 46" LG, #8 90 X #8 STR | 14709-02
14709_drw.pdf | 3 | 1 | FUEL LINE, #8 221FR X 14" LG, #8 90 X #8 STR | 14709-03
14709_drw.pdf | 4
14709_drw.pdf | 5
14709_drw.pdf | 8 | 1 | VALVE,CHECK,BRASS, 1/2" MNPT X MNPT | 14411
14710_drw.pdf | 1 | 1 | ENGINE, CFP11E | 14710-QSM11-G2
14710_drw.pdf | 2 | 1 | ELBOW, CAC | 3068015
14710_drw.pdf | 3 | 1 | MOUNT, FAN, FIRE PUMP QSM11 | FA2184
14710_drw.pdf | 4 | 1 | CONNECTION, AIR TRANSFER | IT2005
14711_drw.pdf | 1 | 1 | GUARD, ISL100 FAN | 14661
14711_drw.pdf | 2 | 1 | GUARD, ISL100 FAN | 14713
14712_drw.pdf | 1 | 1 | GUARD, ISL100 FAN | 14660
14712_drw.pdf | 2 | 1 | GUARD, ISL100 FAN | 14713
14715_drw.pdf | 1 | 1 | CHANNEL, STR, MC6 X 16.3# | 14715-01
14715_drw.pdf | 2 | 2 | CHANNEL, STR, 4" X 7.25# | 14715-02
14715_drw.pdf | 3 | 1 | CHANNEL, STR, 4" X 7.25# | 14715-03
14715_drw.pdf |  |  | 2
14715_drw.pdf |  |  | 3
14717_drw.pdf | 1 | 1 | RING, ISL100 FAN GUARD LOWER | 14720
14717_drw.pdf | 2 | 1 | FLANGE, ISL100 FAN GUARD OUTER | 14721
14717_drw.pdf | 3 | 1 | RING, ISL100 FAN GUARD UPPER | 14722
14717_drw.pdf | 4 | 1 | FLANGE, ISL100 FAN GUARD INNER | 14723
14717_drw.pdf | 5 | 1 | GRILL, ISL100 FAN GUARD | 14724
14718_drw.pdf | 1 | 2 | CHANNEL, STRUCTURAL, C8 11.5#, ASTM A36 | 14718-01
14718_drw.pdf | 2 | 2 | CHANNEL, STRUCTURAL, C8 11.5#, ASTM A36 | 14718-02
14718_drw.pdf | 3 | 2 | PLATE, .375" FORMED, ASTM A36 | 14718-03
14718_drw.pdf | 4 | 4 | PLATE, .25", ASTM A36 | 14718-04
14718_drw.pdf | 5 | 4 | FLAT BAR, .375 X 1.50 X 7.31, ASTM A36 | 14718-05
14718_drw.pdf | 6 | 2 | ANGLE, HRS, 0.50 X 8.00 X 8.00 | 14718-06
14718_drw.pdf | 7 | 2 | SHEET, HRS, 0.25" | 14718-07
14736_drw.pdf | 1 | 1 | RACK,DUAL 8D BATTERY | 14251
14736_drw.pdf | 2 | 1 | BRACKET, BATTERY HOLD DOWN | 14168
14736_drw.pdf | 3 | 1 | ROD, THREADED, McMASTER-CARR or EQUIV | 99065A401
14736_drw.pdf | 4 | 3 | NUT, 3/8-16 UNC | NUT_3_8-16
14736_drw.pdf | 5 | 3 | WASHER, 3/8 | WASHER_3-8
14736_drw.pdf | 6 | 3 | WASHER, LOCK, 3/8 | WASHER_LOCK_3-8
14746_drw.pdf | 1 | 1 | PANEL,FRNT,CONDUIT BOX, HCI5 | 14343
14746_drw.pdf | 2 | 1 | MOUNT,PCC2100, - | 14788
14746_drw.pdf | 3 | 1 | PANEL,FLR,CONDUIT BOX, HCI5 F | 14823
14747_drw.pdf | 1 | 1 | PANEL,RR,CONDUIT BOX, UCI274/HCI4/HCI5 W/CTRL | 14341
14747_drw.pdf | 2 | 1 | PANEL,FRNT,CONDUIT BOX, HCI5 | 14343
14747_drw.pdf | 3 | 2 | PANEL,SIDE,CONDUIT BOX, UCI274/HCI4/HCI5 | 14699
14747_drw.pdf | 4 | 3 | LOUVER,CONDUIT BOX, UCI274/HCI4/HCI5 | 14705
14747_drw.pdf | 5 | 1 | MOUNT,PCC2100, - | 14788
14747_drw.pdf | 6 | 1 | PANEL,FLR,CONDUIT BOX, HCI5 F | 14823
14747_drw.pdf | 7 | 1 | PANEL,TOP,CONDUIT BOX, UCI274,HCI4,HCI5 | 13694
14747_drw.pdf | 8 | 1 | BRKT,CONDUIT BOX,RH, UCI274/HCI4/HCI5 | 14735
14747_drw.pdf | 9 | 1 | BRKT,CONDUIT BOX,LH, UCI274/HCI4/HCI5 | 14737
14747_drw.pdf | 10 | 1 | PANEL,COVER, UCI274/HCI4/HCI5 | 14787
14747_drw.pdf | 11 | A/R | PROFILE,BULB STYLE,UL RECOGNIZED | 14456
14748_drw.pdf |  |  | STRUCTURAL, C8 11.5#, ASTM
14748_drw.pdf |  |  | STRUCTURAL, C8 11.5#, ASTM
14748_drw.pdf |  |  | .25", ASTM A36
14748_drw.pdf |  | FLAT | BAR, .375 X 1.50 X 7.31, ASTM
14765_drw.pdf | ITEM
14765_drw.pdf | 2 | 2 | CHANNEL, C10 x .379, 48" LENGTH | 13592-03
14765_drw.pdf | 3 | 2 | BRACKET, ENGINE SUPPORT, CFP23E | 13593-01
14765_drw.pdf | 5 | 4 | GUSSET, SUPPORT, CFP23E PUMP FRAME | 16596
14765_drw.pdf | 6 | 4 | BRACKET, LIFTING, 10" CHANNEL | A042G991
14765_drw.pdf |  |  | 6.00
14765_drw.pdf |  |  | 5.5
14765_drw.pdf |  |  | .25 | 1-3
14765_drw.pdf | 14.00 |  | .25 | 1-3 TYP
14765_drw.pdf |  | 13.75
14765_drw.pdf |  |  |  | 5
14765_drw.pdf |  |  | DETAIL A
14765_drw.pdf |  |  | SCALE 0.125
14767-01_drw.pdf | 1 | 1 | FRAME, HORIZONTAL, 138" LG, CFP15E | 14521
14767-01_drw.pdf |  |  | 30.75
14767-01_drw.pdf |  |  | 34.00
14767-01_drw.pdf | in accepts the in | confidence. by | CUMMINS FIRE POWER LLC CORPORATE OFFICE AND | DESIGN UPFIT CENTER
14767-01_drw.pdf | ittrawdiellse(c1r)etnoitnfuosrematthieondotchuemreenitn,or(2a)nynoctopcyoptyhetrheeofdoocrumtehnet, | ittrawdiellse(c1r)etnoitnfuosrematthieondotchuemreenitn,or(2a)nynoctopcyoptyhetrheeofdoocrumtehnet, | WHITE BEAR LAKE, MN | WISCONSIN
14767-02_drw.pdf | 1 | 1 | FRAME, HORIZONTAL, 138" LG, CFP15E | 14521
14767-02_drw.pdf | 4 | 2 | ANGLE, HRS, 8.0 X 0.50, 30.75" LENGTH | 12887
14767-02_drw.pdf |  |  | DETAIL
14767-02_drw.pdf |  |  | SCALE 0.250
14767-02_drw.pdf |  |  | 2
14767-02_drw.pdf |  |  | 34.00
14767-02_drw.pdf |  |  | 35.95
14767-02_drw.pdf | in accepts the in | confidence. by | CUMMINS FIRE POWER LLC CORPORATE OFFICE AND | DESIGN UPFIT CENTER
14767-02_drw.pdf | ittrawdiellse(c1r)etnoitnfuosrematthieondotchuemreenitn,or(2a)nynoctopcyoptyhetrheeofdoocrumtehnet, | ittrawdiellse(c1r)etnoitnfuosrematthieondotchuemreenitn,or(2a)nynoctopcyoptyhetrheeofdoocrumtehnet, | WHITE BEAR LAKE, MN | WISCONSIN
14767-03_drw.pdf | 1 | 1 | FRAME, HORIZONTAL, 138" LG, CFP15E | 14503
14767-03_drw.pdf |  |  | 30.75
14767-03_drw.pdf |  |  | 34.00
14767-03_drw.pdf |  |  | 35.95
14767-03_drw.pdf | in accepts the in | confidence. by | CUMMINS FIRE POWER LLC CORPORATE OFFICE AND | DESIGN UPFIT CENTER
14767-03_drw.pdf | ittrawdiellse(c1r)etnoitnfuosrematthieondotchuemreenitn,or(2a)nynoctopcyoptyhetrheeofdoocrumtehnet, | ittrawdiellse(c1r)etnoitnfuosrematthieondotchuemreenitn,or(2a)nynoctopcyoptyhetrheeofdoocrumtehnet, | WHITE BEAR LAKE, MN | WISCONSIN
14767-04_drw.pdf | 1 | 1 | FRAME, HORIZONTAL, 138" LG, CFP15E | 14503
14767-04_drw.pdf |  |  | 34.00
14767-04_drw.pdf |  |  | 35.95
14767-04_drw.pdf | in accepts the in | confidence. by | CUMMINS FIRE POWER LLC CORPORATE OFFICE AND | DESIGN UPFIT CENTER
14767-04_drw.pdf | thereof copy the | or the document, | WHITE BEAR LAKE, MN | WISCONSIN
14768-01_drw.pdf | 1 | 1 | ASSEMBLY, SHAFT GUARD, TELESCOPING, SIZE 1-XL, SHORT COUPLED | SHAFT14156
14768-01_drw.pdf | 2 | 1 | FRAME, SPP BR12D, CFP15E | 14767-01
14768-01_drw.pdf | 3 | 1 | ASSEMBLY, POWER MODULE, CFP15E-F50/60/70 HIGH HORSE POWER | 15553
14768-01_drw.pdf | 6 | 1 | SHAFT, U3172, SHORT COUPLED | 13430
14768-01_drw.pdf | 7 | 1 | PUMP, SPP | BR12D
14768-02_drw.pdf | 1 | 1 | ASSEMBLY, SHAFT GUARD, TELESCOPING, SIZE 1-XL, SHORT COUPLED | SHAFT14156
14768-02_drw.pdf | 2 | 1 | FRAME, SPP BR12D W/ DRIP RIM, CFP15E | 14767-02
14768-02_drw.pdf | 3 | 1 | ASSEMBLY, POWER MODULE, CFP15E-F50/60/70 HIGH HORSE POWER | 15553
14768-02_drw.pdf | 6 | 1 | SHAFT, U3172, SHORT COUPLED | 13430
14768-02_drw.pdf | 7 | 1 | PUMP, SPP | BR12D
14768-03_drw.pdf | 1 | 1 | ASSEMBLY, SHAFT GUARD, TELESCOPING, SIZE 1-XL, SHORT COUPLED | SHAFT14156
14768-03_drw.pdf | 2 | 1 | FRAME, SPP BS10E, CFP15E | 14767-03
14768-03_drw.pdf | 3 | 1 | ASSEMBLY, POWER MODULE, CFP15E-F50/60/70 HIGH HORSE POWER | 15553
14768-03_drw.pdf | 6 | 1 | SHAFT, U3172, SHORT COUPLED | 13430
14768-03_drw.pdf | 7 | 1 | PUMP, SPP | BS10E
14768-04_drw.pdf | 1 | 1 | ASSEMBLY, SHAFT GUARD, TELESCOPING, SIZE 1-XL, SHORT COUPLED | SHAFT14156
14768-04_drw.pdf | 2 | 1 | FRAME, SPP PC10E, CFP15E | 14767-04
14768-04_drw.pdf | 3 | 1 | ASSEMBLY, POWER MODULE, CFP15E-F10/20/30/40 | 15552
14768-04_drw.pdf | 6 | 1 | SHAFT, U3172, SHORT COUPLED | 13430
14768-04_drw.pdf | 7 | 1 | PUMP, SPP | PC10E
14768_drw.pdf | 1 | 1 | ASSEMBLY, SHAFT GUARD, TELESCOPING, SIZE 1-XL, SHORT COUPLED | SHAFT14156
14768_drw.pdf | 2 | 1 | FRAME, SPP, CFP15E | 14767
14768_drw.pdf | 3 | 1 | ASSEMBLY, POWER MODULE, CFP15E-F50/60/70 HIGH HORSE POWER | 15553
14768_drw.pdf | 6 | 1 | SHAFT, U3172, SHORT COUPLED | 13430
14768_drw.pdf | 7 | 1 | PUMP, SPP | BR12D
14772_drw.pdf | ITEM
14772_drw.pdf | 1 | 1 | BRACKET, EXHAUST SUPT, NORDCO 3175-0319 | 14772_01
14772_drw.pdf | 2 | 1 | BRACKET, EXHAUST SUPT, NORDCO 3175-0319 | 14772_02
14772_drw.pdf |  |  | 0.50
14772_drw.pdf |  |  | 2.00
14780_drw.pdf | 1 | 1 | TUBE,STEEL,45 DEG EXTENSION, EXPANDED ONE END | 14781
14780_drw.pdf | 2 | 1 | FLANGE 10",125-150LB, STL FLAT WELD-ON | 40482K
14781_drw.pdf | 1 | A/R | TUBE, 10.00 O.D., .104 THK WALL | ALUMINIZED
14785_drw.pdf | 1 | 1 | ASSEMBLY, MOUNTING, ENGINE, CFP11E | 8773
14785_drw.pdf | 2 | 1 | ASSEMBLY, COOLANT HEATER, CFP11E, 2250W 120V 60HZ | 8950
14785_drw.pdf | 3 | 1 | ASSEMBLY, OPERATORS STATION, CFP11E, FIREPUMP | 9510
14785_drw.pdf | 4 | 1 | EXHAUST,L 90 HALF MARMON, 5" 125# ANSI FLANGE | 9514-03
14785_drw.pdf | 5 | 1 | ASSEMBLY, TURBO GUARD, CFP11E, FIREPUMP | 9515
14785_drw.pdf | 6 | 1 | ASSEMBLY, AIR CLEANER, CFP11E, FIREPUMP | 9518
14785_drw.pdf | 7 | 1 | ASSEMBLY, SENSOR PACKAGE, CFP11E | 9572
14785_drw.pdf | 8 | 1 | ASSEMBLY, SECONDARY ECM, CFP11E, FIREPUMP | 11057
14785_drw.pdf | 9 | 1 | ASSEMBLY, COOLING PACKAGE, CFP11E W/ RADIATOR | 14708
14785_drw.pdf | 10 | 1 | KIT, FUEL LINE, CFP11E, RADIATOR COOLED | 14709
14785_drw.pdf | 11 | 1 | ASSEMBLY, ENGINE, CFP11E W/ FAN DRIVE | 14710
14785_drw.pdf | 12 | 1 | FUEL LINE, 12" EXTENSION, #8 FEM JIC X #8 221FR X | 3/8"1N4P4T00-007
14785_drw.pdf | 13 | 1 | FUEL LINE, 12" EXTENSION, #10 FEM JIC X #10 221FR X | 1/21"44N0P0T-010
14788_drw.pdf | 1 | 1 | SHEET,PCC2100 | 13712
14788_drw.pdf | 2 | 7 | WELDNUT, 1/4"-20 NC, _ | 14520
14789_drw.pdf | 1 | 1 | SHEET,FLR,CONDUIT BOX, HCI4 | 13989
14789_drw.pdf | 2 | 3 | WELDNUT, 1/4"-20 NC, _ | 14520
14790_drw.pdf | 1 | 1 | SHEET,FLR,CONDUIT BOX, UCI274 | 13990
14790_drw.pdf | 2 | 3 | WELDNUT, 1/4"-20 NC, _ | 14520
14793_drw.pdf | 1 | 1 | SHEET,FLR,CONDUIT BOX, HCI5 C/D/E | 13988
14793_drw.pdf | 2 | 3 | WELDNUT, 1/4"-20 NC, _ | 14520
14796_drw.pdf | 1 | 1 | FRAME, WELDMENT, CUSTOM, CFP5.9/7E, CFP8.3/9E | 12326-01
14796_drw.pdf | 2 | 2 | ANGLE, HRS, 8.0 X 8.0 X 0.50, 26.00" LENGTH | 12504
14796_drw.pdf | 18.00
14797_drw.pdf | 1 | 1 | SHEET, 20 GA. HRS | 14797_01
14797_drw.pdf | 2 | 1 | TUBING, HRS, 3.25" OD X 3.00 I.D. | 14797_02
14797_drw.pdf | 3 | 1 | PLATE, HRS, 0.125" | 14797_03
14797_drw.pdf |  |  | 2 OF 2 FOR PART DETAILS
14797_drw.pdf |  |  | 1
14798_drw.pdf | 1 | 1 | SHEET, 20 GA. HRS | 14798_01
14798_drw.pdf | 2 | 1 | TUBING, HRS, 4.25" OD X 4.010 I.D. | 14798_02
14798_drw.pdf | 3 | 1 | PLATE, HRS, 0.125" | 14798_03
14798_drw.pdf | SEE |  | 2 OF 2 FOR PART DETAILS
14798_drw.pdf |  |  |  | 3
14799_drw.pdf | 1 | 1 | SHEET, 20 GA. HRS | 14799_01
14799_drw.pdf | 2 | 1 | TUBING, HRS, 5.25" OD X 5.00 I.D. | 14799_02
14799_drw.pdf | 3 | 1 | PLATE, HRS, 0.125" | 14799_03
14799_drw.pdf |  |  | 1
14803_drw.pdf | 1 | 1 | COUPLING, HALF, 1/8" NPT, STEEL | 13232
14803_drw.pdf | 2 | 1 | TUBING, 4" OD X 16 GA WALL ALUMINIZED | 14803_01
14803_drw.pdf | 3 | 1 | SHEET, 14 GA. HRS | 14803_02
14803_drw.pdf | 6.59 |  | SCALE 0.125
14804_drw.pdf | 1 | 1 | COUPLING, HALF, 1/8" NPT, STEEL | 13232
14804_drw.pdf | 2 | 1 | TUBING, 4" OD X 16 GA WALL ALUMINIZED | 14804_01
14804_drw.pdf | 3 | 1 | SHEET, 14 GA. HRS | 14804_02
14804_drw.pdf |  |  | 4.03 THRU SHEET
14804_drw.pdf |  |  | SCALE 0.125
14804_drw.pdf |  |  | 80.0 $
14822_drw.pdf | 1 | 1 | SPRING, 60 LBS, 9.84" STROKE GAS | 14818
14822_drw.pdf | 2 | 2 | END, 6mm THREAD, 10mm BALL, ROD | 14819
14822_drw.pdf | 3 | 2 | STUD, 10mm BALL | 14820
14822_drw.pdf |  |  | 5/16-18 UNC
14822_drw.pdf |  |  | 9.84 STROKE
14822_drw.pdf |  |  | 0.75
14823_drw.pdf | 1 | 1 | SHEET,FLR,CONDUIT BOX, HCI5 F | 14499
14823_drw.pdf | 2 | 3 | WELDNUT, 1/4"-20 NC, _ | 14520
14828_drw.pdf | 1 | 2 | FLAT 12.0 X 12.0 X 0.38 A-36 | 14828-01
14828_drw.pdf | 2 | 1 | CHANNEL,4 X 4 X .38,100.25 LONG, A36 | 14828-02
14828_drw.pdf | 3 | 2 | ANGLE 1.0 X 1.0 X 0.13 X 12.0 LONG, A-36 | 14828-03
14831_drw.pdf | 1 | 1 | SHEET,FLR,CONDUIT BOX, HCI6 | 14509
14831_drw.pdf | 2 | 3 | WELDNUT, 1/4"-20 NC, _ | 14520
14831_drw.pdf | 3X
14837_drw.pdf | 1 | 7 | WELDNUT, 1/4"-20 NC, _ | 14520
14837_drw.pdf | 2 | 1 | SHEET,ENCLOSURE,TOP/BOTTOM, HCI6 | 14834
14855_drw.pdf | 1 | 1 | RADIATOR,CAC,OIL-COOLER, ISL100 | 12747
14855_drw.pdf | 2 | 1 | FAN, SUCKER, 32" OD, 9 BLADE, 1" PILOT, ACS P/N - | 217100-1322805
14855_drw.pdf | 3 | 1 | TUBE, 4.00 OD, CAC TO INTAKE, QSL8.3 & QSC9 | 12810
14855_drw.pdf | 4 | 1 | TUBE,4.00 OD,TURBO TO CAC, QSL8.3 & QSC9 | 12811
14855_drw.pdf | 5 | 1 | TUBE,2.25 OD, LOWER JKT WATER, QSL8.3 & QSC9 | 12814
14855_drw.pdf | 6 | 1 | TUBE,2.25 OD, UPPER JKT WATER, QSL8.3 & QSC9 | 12815
14855_drw.pdf | 7 | 1 | FRAME, WELDMENT, ISL100, QSC & QSL TIER 3 | 12876
14855_drw.pdf | 8 | 1 | ENGINE, QSC8.3TIER 3, 300HP, 2200RPM, MTL ISL100, | 130507515234
14855_drw.pdf | 9 | 1 | ASSEMBLY, SUPT, LEG RIGHT REAR, ISL100, QSC & QSL | 315324
14855_drw.pdf | 10 | 1 | ASSEMBLY, SUPT, LEG LEFT REAR, ISL100, QSC & QSL TIER | 3 15328
14855_drw.pdf | 11 | 1 | OSP,MODIFY MUFFLER OUTLET, 86531,NELSON,MTI,8.3 & | A042C861
14855_drw.pdf | 12 | 1 | FILTER,AIR,OPTIAIR, 1300 SERIES | AH19481
14855_drw.pdf | 13 | A/R | COOLANT, FC EG PM, 1 GALLON | CC2743
14855_drw.pdf | 14 | 1 | PLATE, .125 THICK, ASTM A36 | 9132
14855_drw.pdf | 15
14855_drw.pdf | 16 | 2 | BRACE,RADIATOR,SUPPORT, QSC & QSL TIER 3 | 12864
14856_drw.pdf | 1 | 1 | PULLEY, CRANKSHAFT, - | AF9207
14856_drw.pdf | 2 | 1 | AID, AIR HEATER STARTING | AH9196
14856_drw.pdf | 3 | 1 | APPROVAL, AGENCY, - | AP9744
14856_drw.pdf | 4 | 1 | BREATHER, CRANKCASE | BR9294
14856_drw.pdf | 5 | 1 | AID, COO HEATER STARTING | CH9101
14856_drw.pdf | 6 | 1 | DRIVE, FRO GER TRA ACC | DF9147
14856_drw.pdf | 7 | 1 | LOCATION, DRAIN, - | DL9316
14856_drw.pdf | 8 | 1 | ALTERNATOR | EE9312
14856_drw.pdf | 9 | 1 | MOUNTING, ALTERNATOR | EH97536
14856_drw.pdf | 10 | 1 | DRIVE, FAN | FA9556
14856_drw.pdf | 11 | 1 | LOCATION, FUEL FILTER | FF90043
14856_drw.pdf | 12 | 1 | FLYWHEEL HOUSING | FH9627
14856_drw.pdf | 13 | 1 | RATING, FUEL, - | FR92700
14856_drw.pdf | 14 | 1 | STAINER, FUEL | FS9348
14856_drw.pdf | 15 | 1 | PLUMBING, FUEL | FT9263
14856_drw.pdf | 16 | 1 | VALVE, FUEL SHUTOFF, - | FV9436
14880_drw.pdf | 1 | 1 | PLATE, MOUNTING | 14863
14880_drw.pdf | 2 | 1 | FLANGE, MOUNTING PLATE | 14881
14882_drw.pdf | 1 | 1 | ASSEMBLY, MOUNTING PLATE | 14880
14882_drw.pdf | 2 | 1 | COVER, PCC 2100, REMOTE MOUNT | 11233
14882_drw.pdf | 3 | 4 | SPACER, ALUMINUM, McMASTER-CARR 92510A807 | 11896
14882_drw.pdf | 4 | 1 | ENCLOSURE, CIRCUIT BREAKER, ABB S6E-1 | S6E-1
14891_drw.pdf | 1 | 1 | SHEET,ENCLOSURE, UCI274/HCI4/HCI5 | 13716
14891_drw.pdf | 2 | 8 | WELDNUT, 1/4"-20 NC, _ | 14520
14892_drw.pdf | 1 | 1 | SHEET,ENCLOSURE,TOP/BOTTOM, UCI274/HCI4/HCI5 | 13717
14892_drw.pdf | 2 | 7 | WELDNUT, 1/4"-20 NC, _ | 14520
14893_drw.pdf | 1 | 1 | SHEET,MOUNT,CIRCUIT BREAKER, UCI274/HCI4/HCI5 | 13719
14893_drw.pdf | 2 | 6 | WELDNUT, 1/4"-20 NC, _ | 14520
14893_drw.pdf |  |  | 6X
14897_drw.pdf | 1 | 1 | TUBE,EXHAUST,TURBO TO CATALYST, M2 W/ISL-G | 13805
14897_drw.pdf | 2 | 1 | TUBE, TURBO TO CATALYST, EXHAUST | 14896
14897_drw.pdf | 3 | 1 | CLAMP, EXHAUST, 4", RIKER TEC-400 | TEC-400
14898_drw.pdf | 1 | 8 | WELDNUT, 1/4"-20 NC, _ | 14520
14898_drw.pdf | 2 | 1 | SHEET,ENCLOSURE, HCI6 | 14833
14899_drw.pdf | 1 | 6 | WELDNUT, 1/4"-20 NC, _ | 14520
14899_drw.pdf | 2 | 1 | SHEET,MOUNT,CIRCUIT BREAKER, HCI6 | 14836
14899_drw.pdf |  |  | 6X
14902_drw.pdf | 1 | 1 | PLATE, XS9398 EXHAUST SUPT, ELGIN 4WM | 14903
14902_drw.pdf | 2 | 4 | PIPE, XS9398 EXHAUST SPACER, ELGIN 4WM | 14904
14902_drw.pdf |  | 1 |  | 2
14902_drw.pdf |  | 2
14902_drw.pdf |  |  | 2
14902_drw.pdf |  |  | TYP.
14902_drw.pdf | contains Cummins | confidential LLC and is | trade secret information, is the given to the receiver in confidence. CUMMINS NPOWER LLC | CUSTOM DESIGN
14902_drw.pdf | by confidence | and and agrees that, | of the document accepts the except as authorized in writing by 1600 BUERKLE ROAD WHITE BEAR LAKE, MN | LAWRENCE DRIVE WISCONSIN
14902_drw.pdf | to information | either the and (4) | document or the confidential or trade upon completion of the need to retain WWW.CUMMINSNPOWER.COM aNlPlowceorpiLeLsC thereof,
14902_drw.pdf | OTHERWISE | SPECIFIED | ALL DIMENSION TOLERANCESEALREGIN 4WM
14902_drw.pdf |  | 1IM$PERIAL | UNITS METRIC UNITS DWG UNITS: DRAWN BY: MAC DATE: | 05-MAY-09
14902_drw.pdf |  | 1.-2XXX5= # F..OXXRXXMX | IN/LB/S PRO-ENGINEERREF 0.005 .XX= # 0.2 F..OXXRXM==TOL##ERA00N..C84ES DRAWING | DRWG:- NO:
14902_drw.pdf |  |  | F..AXXBXT==OLE##RAN10C..E58S EST WEIGHT: 2.574 1 OF 1 14902
14911_drw.pdf | 1 | 1 | BOX,ENCLOSURE, HCI6 WITH S8V16MW | 14912
14911_drw.pdf | 2 | 1 | PANEL,MOUNT,CIRCUIT BREAKER, HCI6 WITH S8V16MW | 14914
14911_drw.pdf | 3 | 2 | PANEL,ENCLOSURE,TOP/BOTTOM, HCI6 WITH S8V16MW | 14916
14911_drw.pdf | 4 | 2 | STANDOFF - INSULATOR, - | 0332-2744-07
14911_drw.pdf | 5 | 2 | BUS BAR,NEUTRAL, ONAN | 0337-3514
14911_drw.pdf | 6 | 1 | PLATE,COVER,ENCLOSURE, HCI6 WITH S8V16MW | 14918
14911_drw.pdf | 7 | 1 | 1600 AMP, MAG ONLY CIRCUIT BREAKER, ABB S8V16MW | S8V16MW
14911_drw.pdf |  |  | 1
14912_drw.pdf | 1 | 8 | WELDNUT, 1/4"-20 NC, _ | 14520
14912_drw.pdf | 2 | 1 | SHEET,ENCLOSURE, HCI6 WITH S8V16MW | 14913
14914_drw.pdf | 1 | 6 | WELDNUT, 1/4"-20 NC, _ | 14520
14914_drw.pdf | 2 | 1 | SHEET,MOUNT,CIRCUIT BREAKER, HCI6 WITH S8V16MW | 14915
14916_drw.pdf | 1 | 7 | WELDNUT, 1/4"-20 NC, _ | 14520
14916_drw.pdf | 2 | 1 | SHEET,ENCLOSURE,TOP/BOTTOM, HCI6 WITH S8V16MW | 14917
14919_drw.pdf | 1 | 2 | HOSE END, STRAIGHT, JIC SWIVEL, PARKER HANAFIN TYPE 43 OR | EQUIV.10643-24-24-SS
14919_drw.pdf | 2 | 1 | HOSE, SEA WATER COMPATABLE, 22" CUT LENGTH | 14919_1002
14920_drw.pdf | 1 | 1 | JIC TUBE NUT, PARKER OR EQUIV. | 24_BTX-S
14920_drw.pdf | 2 | 1 | JIC TUBE BUSHING, -24 TUBE | 12221-24
14920_drw.pdf | 3 | 1 | TUBING, 316 SS, 1.50 O.D. X 0.065 WALL | 14920
14920_drw.pdf | END
14920_drw.pdf | END
14920_drw.pdf |  |  | 2#4 PER SAE J514
14920_drw.pdf |  |  | ENDS
14920_drw.pdf | contains Cummins Fire | confidential and Power LLC and | trade secret information, is the is given to the receiver in confidence. CUMMINS FIRE POWER LLC | CUSTOM DESIGN
14920_drw.pdf | by confidence | and and agrees that, | of the document accepts the except as authorized in writing by 1600 BUERKLE ROAD WHITE BEAR LAKE, MN | LAWRENCE DRIVE WISCONSIN
14920_drw.pdf | to information | either the and (4) | document or the confidential or trade upon completion of the need to retain WWW.CUMMINSFIREPOWER.COM cPoopwieersLtLhCereof,
14920_drw.pdf | OTHERWISE | SPECIFIED | ALL DIMENSION TOLERANCESSATREAINLESS STEEL, HX TO HX
14920_drw.pdf |  | 1IM$PERIAL | UNITS METRIC UNITS DWG UNITS: DRAWN BY: DAVE N DATE: | 06MAY2009
14920_drw.pdf |  | 12.XXX5= # F..OXXRXXMX | IN/LB/S PRO-ENGINEERREF 0.005 .XX= # 0.2 F..OXXRXM==TOL##ERA00N..C84ES DRAWING | DRWG:- NO:
14920_drw.pdf |  |  | F..AXXBXT==OLE##RAN10C..E58S EST WEIGHT: 42238.628 1 OF 1 14920
14922_drw.pdf | ITEM | QTY
14922_drw.pdf | 1 | 1 | ASSY, COOLING LOOP, 1 1/4", HORZIZONTAL, SEA WATER | 13030
14922_drw.pdf | 3 | 1 | BRACKET, RAW WATER COOLING, 8" LG, FIREPUMP | 10916
14922_drw.pdf | 4 | 1 | NIPPLE, 1 1/4" X 2", 316 SS, 4475K370 OR EQ. | 13016
14922_drw.pdf | 5 | 1 | BRACKET, SS RAW WATER, CFP15E FIREPUMP | 14923
14922_drw.pdf | 6 | 2 | CLAMP,PIPE,1-1/4",PLASTIC | 14924
14922_drw.pdf | 9
14922_drw.pdf | 10
14922_drw.pdf | 11
14922_drw.pdf | 14
14922_drw.pdf | 15 | 1 | HOSE,1.25IN ID X 36IN SILICONE, CUT TO 7.00 INCHES LONG | A042F062
14932_drw.pdf | ITEM
14932_drw.pdf | 1 | 1 | HOSE END, STRAIGHT, JIC SWIVEL, PARKER HANAFIN TYPE 43 OR | EQ1U0I6V4.3-24-24
14940_drw.pdf | 1 | 4 | WELDNUT, 1/4"-20 NC, _ | 14520
14940_drw.pdf | 2 | 1 | GUARD,RAIN SHEILD, LEFT SIDE | 14937
14940_drw.pdf | 3 | 1 | GUARD,RAIN SHEILD, RIGHT SIDE | 14939
14950_drw.pdf | ITEM
14950_drw.pdf | 1
14957_drw.pdf | 1
14957_drw.pdf | 2 | 1 | HOSE, SEA WATER COMPATABLE. 8" CUT LENGTH | 14919_1003
14958_drw.pdf | 1
14958_drw.pdf | 2 | 1 | HOSE, SEA WATER COMPATABLE. 37" CUT LENGTH | 14958_12
14958_drw.pdf | contains Cummins Fire | confidential and Power LLC and | trade secret information, is the is given to the receiver in confidence. CUMMINS FIRE POWER LLC | CUSTOM DESIGN
14958_drw.pdf | by confidence | and and agrees that, | of the document accepts the except as authorized in writing by 1600 BUERKLE ROAD WHITE BEAR LAKE, MN | LAWRENCE DRIVE WISCONSIN
14958_drw.pdf | to information | either the and (4) | document or the confidential or trade upon completion of the need to retain WWW.CUMMINSFIREPOWER.COM cPoopwieersLtLhCereof,
14958_drw.pdf | OTHERWISE | SPECIFIED | ALL DIMENSION TOLERANCES ARE
14958_drw.pdf |  | 1IM$PERIAL | UNITS METRIC UNITS DWG UNITS: DRAWN BY: DAVE N DATE: | 11MAY2009
14958_drw.pdf |  | 12.XXX5= # F..OXXRXXMX | IN/LB/S PRO-ENGINEERREF 0.005 .XX= # 0.2 F..OXXRXM==TOL##ERA00N..C84ES DRAWING | DRWG:- NO:
14958_drw.pdf |  |  | F..AXXBXT==OLE##RAN10C..E58S EST WEIGHT: 2.601 1 OF 1 14958
14959_drw.pdf | ITEM
14959_drw.pdf | 1
14960_drw.pdf | 1
14960_drw.pdf | 2 | 1 | HOSE, SEA WATER COMPATABLE, 33" CUT LENGTH | 14960_1001
14960_drw.pdf | 1
14960_drw.pdf | contains Cummins Fire | confidential and Power LLC and | trade secret information, is the is given to the receiver in confidence. CUMMINS FIRE POWER LLC | CUSTOM DESIGN
14960_drw.pdf | by confidence | and and agrees that, | of the document accepts the except as authorized in writing by 1600 BUERKLE ROAD WHITE BEAR LAKE, MN | LAWRENCE DRIVE WISCONSIN
14960_drw.pdf | to information | either the and (4) | document or the confidential or trade upon completion of the need to retain WWW.CUMMINSFIREPOWER.COM cPoopwieersLtLhCereof,
14960_drw.pdf | OTHERWISE | SPECIFIED | ALL DIMENSION TOLERANCES ARE
14960_drw.pdf |  | 1IM$PERIAL | UNITS METRIC UNITS DWG UNITS: DRAWN BY: DAVE N DATE: | 12MAY2009
14960_drw.pdf |  | 12.XXX5= # F..OXXRXXMX | IN/LB/S PRO-ENGINEERREF 0.005 .XX= # 0.2 F..OXXRXM==TOL##ERA00N..C84ES DRAWING | DRWG:- NO:
14960_drw.pdf |  |  | F..AXXBXT==OLE##RAN10C..E58S EST WEIGHT: 2.601 1 OF 1 14960
14961_drw.pdf | ITEM
14961_drw.pdf | 1
14961_drw.pdf |  |  | 1
14962_drw.pdf | ITEM
14962_drw.pdf | 1
14963_drw.pdf | ITEM
14963_drw.pdf | 1
14965_drw.pdf | 1 | 1 | NUT, 37 DEG TRIPPLELOCK #16 | 16_BTX_S
14965_drw.pdf | 2 | 1 | JIC TUBE BUSHING, -16 TUBE | 12221-16
14965_drw.pdf | 3 | 1 | TUBING, 316 SS, 1.00 O.D. X 0.065 WALL 316 SS | 14965
14965_drw.pdf | END
14965_drw.pdf | END
14965_drw.pdf |  |  | 1#6 PER SAE J514
14965_drw.pdf |  |  | ENDS
14965_drw.pdf | contains Cummins Fire | confidential and Power LLC and | trade secret information, is the is given to the receiver in confidence. CUMMINS FIRE POWER LLC | CUSTOM DESIGN
14965_drw.pdf | by confidence | and and agrees that, | of the document accepts the except as authorized in writing by 1600 BUERKLE ROAD WHITE BEAR LAKE, MN | LAWRENCE DRIVE WISCONSIN
14965_drw.pdf | to information | either the and (4) | document or the confidential or trade upon completion of the need to retain WWW.CUMMINSFIREPOWER.COM cPoopwieersLtLhCereof,
14965_drw.pdf | OTHERWISE | SPECIFIED | ALL DIMENSION TOLERANCESSATREAINLESS STEEL, HX TO HX
14965_drw.pdf |  | 1IM$PERIAL | UNITS METRIC UNITS DWG UNITS: DRAWN BY: DAVE N DATE: | 12MAY2009
14965_drw.pdf |  | 12.XXX5= # | IN/LB/S PRO-ENGINEERREF 0.005 .XX= # 0.2 F..OXXRXM==TOL##ERA00N..C84ES DRAWING | DRWG:- NO:
14965_drw.pdf |  |  | F..AXXBXT==OLE##RAN10C..E58S EST WEIGHT: 42238.628 1 OF 1 14965
14967_drw.pdf | ITEM
14967_drw.pdf | 1
14969_drw.pdf | 1 | 1 | HOSE, RAW WATER, 11.50" O.A.L. SEA WATER COMPATABLE | 14957
14969_drw.pdf | 2 | 1 | BRACKET, RAW WATER COOLING, 8" LG, FIREPUMP | 8814
14969_drw.pdf | 3 | 1 | BRKT, RAW WATER, 6-1/2" LG, 3/4" OR 1" PIPE | 8905
14969_drw.pdf | 4 | 2 | CLAMP, PIPE, 3/4", PLASTIC | 14926
14969_drw.pdf | 5
14969_drw.pdf | 6
14969_drw.pdf | 7 | 1 | NIPPLE, SS, 3/4x6 | DS46NFU
14969_drw.pdf | 8 | 1 | ELBOW, BLK, 3/4" NPT, 90 DEG. | IS46T90F
14969_drw.pdf | contains Cummins Fire | confidential and Power LLC and | trade secret information, is the is given to the receiver in confidence. CUMMINS FIRE POWER LLC | CUSTOM DESIGN
14969_drw.pdf | by confidence | and and agrees that, | of the document accepts the except as authorized in writing by 1600 BUERKLE ROAD WHITE BEAR LAKE, MN | LAWRENCE DRIVE WISCONSIN
14969_drw.pdf | to information | either the and (4) | document or the confidential or trade upon completion of the need to retain WWW.CUMMINSFIREPOWER.COM cPoopwieersLtLhCereof,
14969_drw.pdf | OTHERWISE | SPECIFIED | ALL DIMENSION TOLERANCESSATREAINLESS STEEL
14969_drw.pdf |  | 1IM$PERIAL | UNITS METRIC UNITS DWG UNITS: DRAWN BY: DAVE N DATE: | 14OCT2004
14969_drw.pdf |  | 12.XXX5= # | IN/LB/S PRO-ENGINEERREF 0.005 .XX= # 0.2 F..OXXRXM==TOL##ERA00N..C84ES DRAWING | DRWG: NO:
14969_drw.pdf |  |  | F..AXXBXT==OLE##RAN10C..E58S EST WEIGHT: 98.929 1 OF 1 14969
14970_drw.pdf | 1 | 2 | OBSOLETE CLAMP, USE 14926 | 14926-01OBS
14970_drw.pdf | 2 | 1 | HOSE, RAW WATER, 10.50" O.A.L. SEA WATER COMPATABLE | 14950
14970_drw.pdf | 3 | 1 | BRKT, RAW WATER, 6-1/2" LG, 3/4" OR 1" PIPE | 8905
14970_drw.pdf | 4 | 1 | BRKT, RAW WATER COOLING, 4" LG, 3/4" OR 1" PIPE | 9633
14970_drw.pdf | 5
14970_drw.pdf | 6
14970_drw.pdf | 7 | 2 | NIPPLE, SS, 3/4x6 | 9633
14970_drw.pdf | 8 | 1 | ELBOW, BLK, 3/4" NPT, 90 DEG. | 9633
14970_drw.pdf |  | 7
14970_drw.pdf |  | 4
14970_drw.pdf | contains Cummins Fire | confidential and Power LLC and | trade secret information, is the is given to the receiver in confidence. CUMMINS FIRE POWER LLC | CUSTOM DESIGN
14970_drw.pdf | by confidence | and and agrees that, | of the document accepts the except as authorized in writing by 1600 BUERKLE ROAD WHITE BEAR LAKE, MN | LAWRENCE DRIVE WISCONSIN
14970_drw.pdf | to information | either the and (4) | document or the confidential or trade upon completion of the need to retain WWW.CUMMINSFIREPOWER.COM cPoopwieersLtLhCereof,
14970_drw.pdf | OTHERWISE | SPECIFIED | ALL DIMENSION TOLERANCESSATREAINLESS STEEL
14970_drw.pdf |  | 1IM$PERIAL | UNITS METRIC UNITS DWG UNITS: DRAWN BY: DAVE N DATE: | 11MAY2009
14970_drw.pdf |  | 12.XXX5= # | IN/LB/S PRO-ENGINEERREF 0.005 .XX= # 0.2 F..OXXRXM==TOL##ERA00N..C84ES DRAWING | DRWG:- NO:
14970_drw.pdf |  |  | F..AXXBXT==OLE##RAN10C..E58S EST WEIGHT: 42238.628 1 OF 1 14970
14971_drw.pdf | 1 | 1 | HOSE, RAW WATER, 37" O.A.L. SEA WATER COMPATABLE | 14959
14971_drw.pdf | 2 | 1 | BRACKET, RAW WATER COOLING, 8" LG, FIREPUMP | 8814
14971_drw.pdf | 3 | 1 | BRACKET, MOUNTING, COOLING LOOP, M11, FIREPUMP | 9755
14971_drw.pdf | 4 | 1 | NIPPLE, 1" NPT x 8", 316 SS | 13038
14971_drw.pdf | 5 | 2 | CLAMP,PIPE,1",PLASTIC | 14925
14971_drw.pdf | 6
14971_drw.pdf | 7
14971_drw.pdf |  | 4
14971_drw.pdf | contains Cummins Fire | confidential and Power LLC and | trade secret information, is the is given to the receiver in confidence. CUMMINS FIRE POWER LLC | CUSTOM DESIGN
14971_drw.pdf | by confidence | and and agrees that, | of the document accepts the except as authorized in writing by 1600 BUERKLE ROAD WHITE BEAR LAKE, MN | LAWRENCE DRIVE WISCONSIN
14971_drw.pdf | to information | either the and (4) | document or the confidential or trade upon completion of the need to retain WWW.CUMMINSFIREPOWER.COM cPoopwieersLtLhCereof,
14971_drw.pdf | OTHERWISE | SPECIFIED | ALL DIMENSION TOLERANCESSATREAINLESS STEEL
14971_drw.pdf |  | 1IM$PERIAL | UNITS METRIC UNITS DWG UNITS: DRAWN BY: DAVE N DATE: | 12-MAY-09
14971_drw.pdf |  | 12.XXX5= # | IN/LB/S PRO-ENGINEERREF 0.005 .XX= # 0.2 F..OXXRXM==TOL##ERA00N..C84ES DRAWING | DRWG: NO:
14971_drw.pdf |  |  | F..AXXBXT==OLE##RAN10C..E58S EST WEIGHT: 295.053 1 OF 1 14971
14972_drw.pdf | 1 | 1 | HOSE, RAW WATER, 40" O.A.L. SEA WATER COMPATABLE | 14958
14972_drw.pdf | 2 | 1 | HOSE, RAW WATER, 70" O.A.L. SEA WATER COMPATABLE | 14962
14972_drw.pdf | 3 | 1 | BRACKET, COOLING LOOP SUPPORT, LOWER1, CFP9E | 13581
14972_drw.pdf | 4 | 1 | BRACKET, COOLING LOOP SUPPORT, LOWER2, CFP9E | 13582
14972_drw.pdf | 5 | 2 | CLAMP,PIPE,1",PLASTIC | 14925
14972_drw.pdf | 6
14972_drw.pdf | 7
14972_drw.pdf | contains Cummins Fire | confidential and Power LLC and | trade secret information, is the is given to the receiver in confidence. CUMMINS FIRE POWER LLC | CUSTOM DESIGN
14972_drw.pdf | by confidence | and and agrees that, | of the document accepts the except as authorized in writing by 1600 BUERKLE ROAD WHITE BEAR LAKE, MN | LAWRENCE DRIVE WISCONSIN
14972_drw.pdf | to information | either the and (4) | document or the confidential or trade upon completion of the need to retain cPoopwieersLtLhCereof, WWW.CUMMINSFIREPOWER.COM
14972_drw.pdf | OTHERWISE | SPECIFIED | ALL DIMENSION TOLERANCESSATREAINLESS STEEL
14972_drw.pdf |  | 1IM$PERIAL | UNITS METRIC UNITS DWG UNITS: DRAWN BY: DAVE N DATE: | 12MAY2009
14972_drw.pdf |  | 12.XXX5= # F..OXXRXXMX | IN/LB/S PRO-ENGINEERREF 0.005 .XX= # 0.2 F..OXXRXM==TOL##ERA00N..C84ES DRAWING | DRWG: NO:
14972_drw.pdf |  |  | F..AXXBXT==OLE##RAN10C..E58S EST WEIGHT: 7.793 1 OF 1 14972
14973_drw.pdf | 1 | 1 | HOSE, RAW WATER, 42" O.A.L. SEA WATER COMPATABLE | 14961
14973_drw.pdf | 2 | 1 | HOSE, RAW WATER, 17" O.A.L. SEA WATER COMPATABLE | 14963
14973_drw.pdf | 3 | 1 | HOSE, RAW WATER, 44" O.A.L. SEA WATER COMPATABLE | 14967
14973_drw.pdf | 4 | 1 | BRACKET, RAW WATER COOLING, 8" LG, FIREPUMP | 8814
14973_drw.pdf | 5 | 1 | BRACKET, MOUNTING, COOLING LOOP, M11, FIREPUMP | 9755
14973_drw.pdf | 6 | 1 | ELBOW, 1" NPT FEMALE, 316 SS | 13032
14973_drw.pdf | 7 | 2 | CLAMP,PIPE,1",PLASTIC | 14925
14973_drw.pdf | 8
14973_drw.pdf | 9
14973_drw.pdf | 10 | 1 | ELBOW, 45 DEG, 1" NPT, 316 STAAINLESS STEEL | 14968
14973_drw.pdf | 11 | 1 | CLAMP, LOOM, 1.00 ID | 26963-16
14973_drw.pdf | contains Cummins Fire | confidential and Power LLC and is | trade secret information, is the CUMMINS FIRE POWER LLC given to the receiver in confidence. | CUSTOM DESIGN
14973_drw.pdf | by receiving confidence and | and retaining agrees that, | of the document accepts the except as authorized in writing by 1600 BUERKLE ROAD WHITE BEAR LAKE, MN | LAWRENCE DRIVE WISCONSIN
14973_drw.pdf | to others therein, | either the and (4) upon | or the confidential or trade completion of the need to retain WWW.CUMMINSFIREPOWER.COM cPoopwieersLtLhCereof,
14973_drw.pdf | OTHERWISE | SPECIFIED | DIMENSION TOLERANCES ASRETAINLESS STEEL
14973_drw.pdf | # | 1 $MSAUCRHFIANCEEDS | IMUPNEIRTISAL MUENTIRTISC DWG UNITS: DRAWN BY: DAVE N DATE: | 12MAY2009
14973_drw.pdf |  | 125 | IN/LB/S PRO-ENGINEERINIT ..FXXOXXRXM==TOL##ERA00N..C00E31S05 FO..RXXMX T==OL##ERAN00C..E84S DRAWING | ECO: NO:
14973_drw.pdf |  |  | ..FXXAXXBX T==OLE##RAN00C..E00S6300 F..AXXBXT==OLE##RAN10C..E58S EST WEIGHT: 6.428 1 OF 1 14973
14974_drw.pdf | 1 | 2 | OBSOLETE CLAMP, USE 14926 | 14926-01OBS
14974_drw.pdf | 2 | 1 | HOSE, RAW WATER, 36" O.A.L. SEA WATER COMPATABLE | 14960
14974_drw.pdf | 3 | 2 | ELBOW, RAW WATER, FLARE X HOSE BEAD, STAINLESS STEEL, | HX1T4O96H5X
14974_drw.pdf | 4 | 2 | BRACKET, MOUNTING, COOLING LOOP, 10" STAND OFF | 14394
14974_drw.pdf | 5
14974_drw.pdf | 6
14974_drw.pdf | 7
14974_drw.pdf | 8
14974_drw.pdf | 9 | 1 | HOSE, SILICONE, 1.00" I.D. DAYCO 78100GL | 14966
14974_drw.pdf | 10 | 2 | CLAMP, WORM, .81 - 1.50 | 14990-16
14974_drw.pdf | contains Cummins Fire | confidential and Power LLC and | trade secret information, is the is given to the receiver in confidence. CUMMINS FIRE POWER LLC | CUSTOM DESIGN
14974_drw.pdf | by confidence | and and agrees that, | of the document accepts the except as authorized in writing by 1600 BUERKLE ROAD WHITE BEAR LAKE, MN | LAWRENCE DRIVE WISCONSIN
14974_drw.pdf | to information | either the and (4) | document or the confidential or trade upon completion of the need to retain WWW.CUMMINSFIREPOWER.COM cPoopwieersLtLhCereof,
14974_drw.pdf | OTHERWISE | SPECIFIED | ALL DIMENSION TOLERANCESSATREAINLESS STEEL
14974_drw.pdf |  | 1IM$PERIAL | UNITS METRIC UNITS DWG UNITS: DRAWN BY: DAVE N DATE: | 12-MAY-09
14974_drw.pdf |  | 12.XXX5= # | IN/LB/S PRO-ENGINEERREF 0.005 .XX= # 0.2 F..OXXRXM==TOL##ERA00N..C84ES DRAWING | DRWG:- NO:
14974_drw.pdf |  |  | F..AXXBXT==OLE##RAN10C..E58S EST WEIGHT: 6.832 1 OF 1 14974
14990_drw.pdf | P/N
14990_drw.pdf | contains Cummins | confidential LLC and is | trade secret information, is the given to the receiver in confidence. CUMMINS NPOWER LLC | CUSTOM DESIGN
14990_drw.pdf | by confidence | and and agrees that, | of the document accepts the except as authorized in writing by 1600 BUERKLE ROAD WHITE BEAR LAKE, MN | LAWRENCE DRIVE WISCONSIN
14990_drw.pdf | to information | either the and (4) | document or the confidential or trade upon completion of the need to retain aNlPlowceorpiLeLsC thereof, WWW.CUMMINSNPOWER.COM
14990_drw.pdf | OTHERWISE | SPECIFIED | ALL DIMENSION TOLERANCES1A/RE2" BAND
14990_drw.pdf |  | 1IM$PERIAL | UNITS METRIC UNITS DWG UNITS: DRAWN BY: MJD DATE: | 15-MAY-09
14990_drw.pdf |  | 1.-2XXX5= # F..OXXRXXMX | - 0.005 .XX= # 0.2 PRO-ENGINEERREF F..OXXRXM==TOL##ERA00N..C84ES DRAWING | DRWG:- NO:
14990_drw.pdf |  |  | F..AXXBXT==OLE##RAN10C..E58S EST WEIGHT: 0.000 1 OF 1 14990
14992_drw.pdf | contains NPower LLC | trade and is given to the | secretinformation,is the receiver in confidence. CUMMINS NPOWER LLC | DESIGN
14992_drw.pdf | receiving and confidence and agrees it will (1) not trade | of the that, except as the document or therein, (2) | accepts the authorizedin writing by any copy thereof or the copy the document, CORPORATE OFFICE 1600 BUERKLE ROAD WHITE BEAR LAKE, AND 875 | UPFIT CENTER LAWRENCE DRIVE
14992_drw.pdf | to others either therein, and (4) upon demand, | document or the upon completion return the document, | confidentialor trade of the need to retain all copies thereof, and WWW.CUMMINSNPOWER.COM
14992_drw.pdf | OTHERWISE | SPECIFIED | ALL DIMENSION TOLERANCES5A/R1E6" BAND
14992_drw.pdf |  |  | METRICUNITS DWG UNITS: DRAWN BY: MJD DATE: | 18-MAY-09
14992_drw.pdf |  | 12.-XXX5= 0.005 F.XOXRM= | M.XAC=HIN0E.4TOLERANCES - PRO-ENGINEEREF .XX= 0.2 F.XOR=MT0O.8LERANCES DRAWING | DRWG: - NO:
14992_drw.pdf |  | .XXX= 0.015 F..XXAXXBX=T=OL0E0.R0.06A30N0CES | .XX= 0.4 F..XXAXB==TO1L0.E5.8RANCES EST WEIGHT: 0.000 1 OF 1 14992
15-155_drw.pdf | ITEM | QTY |  |  | REV
15-155_drw.pdf | 1 | 1 | PLATE,MOUNTING; ENGINE FRONT MOUNT PLATE | 15-156 | ---
15-155_drw.pdf | 2 | 2 | PLATE,MOUNTING; FRONT ENGINE MOUNTING PLATE | 15-157 | ---
15-155_drw.pdf | 3 | 1 | BRACKET,MOUNTING ; ENGINE FRONT MOUNT | 15-158 | ---
15001_drw.pdf | 1 | 1 | BRACKET,END SUPPORT, CATALYST BRIDGE | 15004
15001_drw.pdf | 2 | 2 | NUT, 3/8-16 UNC | NUT_3_8-16
15001_drw.pdf |  |  | NOTES:
15001_drw.pdf |  |  | UNLESS OTHERWISE SPECIFIED
15001_drw.pdf | contains Cummins | confidential LLC and is | trade secret information, is the given to the receiver in confidence. CUMMINS NPOWER LLC | CUSTOM DESIGN
15001_drw.pdf | by confidence | and and agrees that, | of the document accepts the except as authorized in writing by 1600 BUERKLE ROAD WHITE BEAR LAKE, MN | LAWRENCE DRIVE WISCONSIN
15001_drw.pdf | to information | either the and (4) | document or the confidential or trade upon completion of the need to retain aNlPlowceorpiLeLsC thereof, WWW.CUMMINSNPOWER.COM
15001_drw.pdf | OTHERWISE | SPECIFIED | ALL DIMENSION TOLERANCESBAREIDGE ASSY
15001_drw.pdf |  | 1IM$PERIAL | UNITS METRIC UNITS DWG UNITS: DRAWN BY: HGP DATE: | 20MAY2009
15001_drw.pdf |  | 1.-2XXX5= # F..OXXRXXMX | IN/LB/S PRO-ENGINEERREF 0.005 .XX= # 0.2 F..OXXRXM==TOL##ERA00N..C84ES DRAWING | DRWG:- NO:
15001_drw.pdf |  |  | F..AXXBXT==OLE##RAN10C..E58S EST WEIGHT: 2.690 1 OF 1 15001
15005_drw.pdf | 1 | 2 | BRACKET,END SUPPORT, BRIDGE ASSY | 15001
15005_drw.pdf | 2 | 1 | SUPPORT,FORMED CHANNEL | 15003
15005_drw.pdf | contains Cummins | confidential LLC and is | trade secret information, is the given to the receiver in confidence. CUMMINS NPOWER LLC | CUSTOM DESIGN
15005_drw.pdf | by confidence | and and agrees that, | of the document accepts the except as authorized in writing by 1600 BUERKLE ROAD WHITE BEAR LAKE, MN | LAWRENCE DRIVE WISCONSIN
15005_drw.pdf | to information | either the and (4) | document or the confidential or trade upon completion of the need to retain aNlPlowceorpiLeLsC thereof, WWW.CUMMINSNPOWER.COM
15005_drw.pdf | OTHERWISE | SPECIFIED | ALL DIMENSION TOLERANCESBAREIDGE, 80.62 SPAN
15005_drw.pdf |  | 1IM$PERIAL | UNITS METRIC UNITS DWG UNITS: DRAWN BY: HGP DATE: | 20MAY2009
15005_drw.pdf |  | 1.-2XXX5= # F..OXXRXXMX | IN/LB/S PRO-ENGINEERREF 0.005 .XX= # 0.2 F..OXXRXM==TOL##ERA00N..C84ES DRAWING | DRWG:- NO:
15005_drw.pdf |  |  | F..AXXBXT==OLE##RAN10C..E58S EST WEIGHT: 30.748 1 OF 1 15005
15010_drw.pdf | 1 | 1 | BOSS, 1" OD TAPPED 18mm x 1.5, BOSCH #4962 | 13529
15010_drw.pdf | 2
15010_drw.pdf |  | (
15010_drw.pdf |  |  | 2
15010_drw.pdf | contains Cummins | confidential LLC and is | trade secret information, is the given to the receiver in confidence. CUMMINS NPOWER LLC | CUSTOM DESIGN
15010_drw.pdf | by confidence | and and agrees that, | of the document accepts the except as authorized in writing by 1600 BUERKLE ROAD WHITE BEAR LAKE, MN | LAWRENCE DRIVE WISCONSIN
15010_drw.pdf | to information | either the and (4) | document or the confidential or trade upon completion of the need to retain WWW.CUMMINSNPOWER.COM aNlPlowceorpiLeLsC thereof,
15010_drw.pdf | OTHERWISE | SPECIFIED | ALL DIMENSION TOLERANCESGATREA855
15010_drw.pdf |  | 1IM$PERIAL | UNITS METRIC UNITS DWG UNITS: DRAWN BY: GVD DATE: | 20MAY2009
15010_drw.pdf |  | 1.-2XXX5= # F..OXXRXXMX | IN/LB/S PRO-ENGINEERREF 0.005 .XX= # 0.2 F..OXXRXM==TOL##ERA00N..C84ES DRAWING | DRWG:- NO:
15010_drw.pdf |  |  | F..AXXBXT==OLE##RAN10C..E58S EST WEIGHT: 3.998 1 OF 1 15010
15011_drw.pdf | ITEM
15011_drw.pdf | 1 | 1 | HOSE,FUEL,NATURAL GAS, - | 15007_001
15011_drw.pdf | 2 | 1 | HOSE,FUEL,NATURAL GAS, - | 15008_001
15011_drw.pdf | 3 | 1 | PIPE,EXHAUST,REWORK, GTA855 | 15010
15011_drw.pdf | 4
15011_drw.pdf |  |  | CONTROL, GILL #1495-00-26 | 13524
15011_drw.pdf |  |  |  | 13525
15020_drw.pdf | 1 | 1 | PIN, LINCH, 1/4" DIA., STEEL,ZINC-PLATED | 15024
15020_drw.pdf | 2 | 1 | -, - | 1358
15020_drw.pdf | 3 | 3 | -, - | 1359
15020_drw.pdf | 4 | 2 | -, - | 1362
15020_drw.pdf | 5 | 4 | WASHER, 1/4", STEEL, .63OD/.28ID/.08T, ZINC PLATE | 4961
15020_drw.pdf | 6 | 6 | WASHER, 1/4", .62 OD x .27ID x .07THK, ZINC PLATED | 4980
15020_drw.pdf | 7 | 1 | ACTUATOR, ELECTRIC, 30LB, 2IN STROKE, 24V | 14910
15020_drw.pdf | 8 | 2 | BRACKET, SPRING LINKAGE MNT, ELGIN 4WM | 15190
15020_drw.pdf | 9 | 2 | BEARING, SHEEVE, 5/16"I.D. x 7/16 O.D., .50" LONG, | 15191
15020_drw.pdf | 10 | 1 | SPRING, EXTENSION, 4" x 37/64" O.D., - | 9654K161
15020_drw.pdf |  |  | 8
15020_drw.pdf |  |  | 10
15020_drw.pdf |  | 9 | 9
15027_drw.pdf | 1 | 1 | BOSS, 1" OD TAPPED 18mm x 1.5, BOSCH #4962 | 13529
15027_drw.pdf | 1 | 1 | STACK,TURBO EXHAUST,GTA19/38 | 10740004
15027_drw.pdf |  |  | 1
15027_drw.pdf |  |  | NOTES:
15027_drw.pdf |  |  | 21055& 60027 ONAN GREEN
15027_drw.pdf | contains Cummins | confidential LLC and is | trade secret information, is the given to the receiver in confidence. CUMMINS NPOWER LLC | CUSTOM DESIGN
15027_drw.pdf | by confidence | and and agrees that, | of the document accepts the except as authorized in writing by 1600 BUERKLE ROAD WHITE BEAR LAKE, MN | LAWRENCE DRIVE WISCONSIN
15027_drw.pdf | to information | either the and (4) | document or the confidential or trade upon completion of the need to retain aNlPlowceorpiLeLsC thereof, WWW.CUMMINSNPOWER.COM
15027_drw.pdf | OTHERWISE | SPECIFIED | ALL DIMENSION TOLERANCESGATREA19/38
15027_drw.pdf |  | 1IM$PERIAL | UNITS METRIC UNITS DWG UNITS: DRAWN BY: GVD DATE: | 26MAY2009
15027_drw.pdf |  | 1.-2XXX5= # | IN/LB/S PRO-ENGINEERREF 0.005 .XX= # 0.2 F..OXXRXM==TOL##ERA00N..C84ES DRAWING | DRWG:- NO:
15027_drw.pdf |  |  | F..AXXBXT==OLE##RAN10C..E58S EST WEIGHT: 42238.628 1 OF 1 15027
15029_drw.pdf | 1 | 2 | FLAT 12.0 X 13.75 X 0.38 A-36 | 15029-01
15029_drw.pdf | 2 | 1 | CHANNEL,4 X 4 X .38,99.25 LONG, A36 | 15029-02
15029_drw.pdf | 3 | 2 | ANGLE 1.0 X 1.0 X 0.13 X 12.0 LONG, A-36 | 15029-03
15029_drw.pdf |  |  | 3
15029_drw.pdf |  |  | 1
15029_drw.pdf |  |  | NOTES:
15043_drw.pdf | 1 | 1 | PIPE,EXHAUST,REWORK, GTA19/38 | 15027
15043_drw.pdf | 2 | 1 | HOSE,FUEL,NATURAL GAS, - | 18117_001
15043_drw.pdf | 3 | 1 | HOSE,FUEL,NATURAL GAS, - | 18752_001
15043_drw.pdf | 4
15043_drw.pdf | 5
15043_drw.pdf | 6 | 1 | MODULE, AIR FUEL RATIO, CONTROL, GILL #1495-00-26 | 13524
15043_drw.pdf | 7 | 1 | VALVE, AIR FUEL RATIO, FUEL BYPASS, GILL #1495-00-030 | 13525
15043_drw.pdf | 8 | 1 | SENSOR, OXYGEN, 18mm THREAD, BOSCH #75-2773 | 13528
15043_drw.pdf | 9 | 1 | NIPPLE,PIPE,W/PORT, 2.00 NPT X 4.50 LG | 15057
15043_drw.pdf | 10 | 1 | TUBE,AIR TRANSFER, GTA19 | 18059
15043_drw.pdf | 11 | 1 | BRKT,AFR VALVE MOUNT, GTA19 | 18116
15043_drw.pdf | 12 | 1 | GASKET,CARBURETOR, - | 4063162
15043_drw.pdf | 13 | 1 | HARNESS,AIR FUEL RATIO,GILL 1495-10-022 | 13526
15048_drw.pdf | 1 | 1 | HOSE,FUEL,NATURAL GAS, - | 15008
15048_drw.pdf | 2 | 1 | HOSE,FUEL,NATURAL GAS, - | 15009
15048_drw.pdf | 3 | 1 | HOSE,FUEL,NATURAL GAS, - | 15009
15048_drw.pdf | 4 | 2 | PIPE,EXHAUST, REWORK, GTA28 | 15049
15048_drw.pdf | 5 | 1 | HOSE,FUEL,NATURAL GAS, - | 15108
15048_drw.pdf | 6
15048_drw.pdf | 7 | 2 | MODULE, AIR FUEL RATIO, CONTROL, GILL #1495-00-26 | 13524
15048_drw.pdf | 8 | 2 | VALVE, AIR FUEL RATIO, FUEL BYPASS, GILL #1495-00-030 | 13525
15048_drw.pdf | 9 | 2 | HARNESS, AIR FUEL RATIO, GILL 1495-10-022 | 13526
15048_drw.pdf | 10 | 2 | SENSOR, OXYGEN, 18mm THREAD, BOSCH #75-2773 | 13528
15048_drw.pdf | 11 | 1 | NIPPLE,PIPE,W/PORT, 2.00 NPT X 4.00 LG | 15047
15048_drw.pdf | 12
15048_drw.pdf | 13 | 1 | PLATE,VALVE MTG, GTA28 | 23491
15049_drw.pdf | 1 | 1 | BOSS, 1" OD TAPPED 18mm x 1.5, BOSCH #4962 | 13529
15049_drw.pdf | 2 | 1 | ASSY,EXHAUST STACK, GTA28 | 4090250
15049_drw.pdf | 3 | 1 | 1/4" NPT HALF COUPLING, HI-PRESSURE | 4513K71
15049_drw.pdf |  |  | 2.00
15049_drw.pdf |  |  | A
15049_drw.pdf | contains Cummins | confidential LLC and is | trade secret information, is the given to the receiver in confidence. CUMMINS NPOWER LLC | CUSTOM DESIGN
15049_drw.pdf | by confidence | and and agrees that, | of the document accepts the except as authorized in writing by 1600 BUERKLE ROAD WHITE BEAR LAKE, MN | LAWRENCE DRIVE WISCONSIN
15049_drw.pdf | to information | either the and (4) | document or the confidential or trade upon completion of the need to retain aNlPlowceorpiLeLsC thereof, WWW.CUMMINSNPOWER.COM
15049_drw.pdf | OTHERWISE | SPECIFIED | ALL DIMENSION TOLERANCESRAEREWORK, GTA28
15049_drw.pdf |  | 1IM$PERIAL | UNITS METRIC UNITS DWG UNITS: DRAWN BY: GVD DATE: | 28MAY2009
15049_drw.pdf |  | 1.-2XXX5= # F..OXXRXXMX | IN/LB/S PRO-ENGINEERREF 0.005 .XX= # 0.2 F..OXXRXM==TOL##ERA00N..C84ES DRAWING | DRWG:- NO:
15049_drw.pdf |  |  | F..AXXBXT==OLE##RAN10C..E58S EST WEIGHT: 5.954 1 OF 1 15049
15053_drw.pdf |  | TYP
15053_drw.pdf |  | 5.17
15053_drw.pdf |  | 3.00
15053_drw.pdf |  | 5 X | 0.50
15053_drw.pdf |  | 0.84
15053_drw.pdf |  |  | 0.38
15053_drw.pdf | contains Cummins | confidential LLC and is | trade secret information, is the given to the receiver in confidence. CUMMINS NPOWER LLC | CUSTOM DESIGN
15053_drw.pdf | by confidence | and and agrees that, | of the document accepts the except as authorized in writing by 1600 BUERKLE ROAD WHITE BEAR LAKE, MN | LAWRENCE DRIVE WISCONSIN
15053_drw.pdf | to information | either the and (4) | document or the confidential or trade upon completion of the need to retain aNlPlowceorpiLeLsC thereof, WWW.CUMMINSNPOWER.COM
15053_drw.pdf | OTHERWISE | SPECIFIED | ALL DIMENSION TOLERANCESMANRET
15053_drw.pdf |  | 1IM$PERIAL | UNITS METRIC UNITS DWG UNITS: DRAWN BY: MJD DATE: | 01-JUN-09
15053_drw.pdf |  | 1.-2XXX5= # F..OXXRXXMX | IN/LB/S PRO-ENGINEERREF 0.005 .XX= # 0.2 F..OXXRXM==TOL##ERA00N..C84ES DRAWING | DRWG:- NO:
15053_drw.pdf |  |  | F..AXXBXT==OLE##RAN10C..E58S EST WEIGHT: 5.668 1 OF 1 15053
15054_drw.pdf |  |  | R0.25
15054_drw.pdf |  |  | TYP
15054_drw.pdf |  |  | 0.25
15054_drw.pdf |  |  | 5.45
15054_drw.pdf | contains Cummins | confidential LLC and is | trade secret information, is the given to the receiver in confidence. CUMMINS NPOWER LLC | CUSTOM DESIGN
15054_drw.pdf | by confidence | and and agrees that, | of the document accepts the except as authorized in writing by 1600 BUERKLE ROAD WHITE BEAR LAKE, MN | LAWRENCE DRIVE WISCONSIN
15054_drw.pdf | to information | either the and (4) | document or the confidential or trade upon completion of the need to retain aNlPlowceorpiLeLsC thereof, WWW.CUMMINSNPOWER.COM
15054_drw.pdf | OTHERWISE | SPECIFIED | ALL DIMENSION TOLERANCESMANRET
15054_drw.pdf |  | 1IM$PERIAL | UNITS METRIC UNITS DWG UNITS: DRAWN BY: MJD DATE: | 01-JUN-09
15054_drw.pdf |  | 1.-2XXX5= # F..OXXRXXMX | IN/LB/S PRO-ENGINEERREF 0.005 .XX= # 0.2 F..OXXRXM==TOL##ERA00N..C84ES DRAWING | DRWG:- NO:
15054_drw.pdf |  |  | F..AXXBXT==OLE##RAN10C..E58S EST WEIGHT: 5.161 1 OF 1 15054
15055_drw.pdf | 1 | 1 | PLATE, CHASSIS , MNT | 15053
15055_drw.pdf | 2 | 1 | CHANNEL, CHASSIS, MNT | 15054
15055_drw.pdf | contains Cummins | confidential LLC and is | trade secret information, is the given to the receiver in confidence. CUMMINS NPOWER LLC | CUSTOM DESIGN
15055_drw.pdf | by confidence | and and agrees that, | of the document accepts the except as authorized in writing by 1600 BUERKLE ROAD WHITE BEAR LAKE, MN | LAWRENCE DRIVE WISCONSIN
15055_drw.pdf | to information | either the and (4) | document or the confidential or trade upon completion of the need to retain aNlPlowceorpiLeLsC thereof, WWW.CUMMINSNPOWER.COM
15055_drw.pdf | OTHERWISE | SPECIFIED | ALL DIMENSION TOLERANCESFARENT RH
15055_drw.pdf |  | 1IM$PERIAL | UNITSMETRIC UNITS DWG UNITS: DRAWN BY: MJD DATE: | 01-JUN-09
15055_drw.pdf |  | 1.-2XXX5= # | IN/LB/S PRO-ENGINEERREF 0.005 .XX= # 0.2 F..OXXRXM==TOL##ERA00N..C84ES DRAWING | DRWG:- NO:
15055_drw.pdf |  |  | F..AXXBXT==OLE##RAN10C..E58S EST WEIGHT: 10.829 1 OF 1 15055
15056_drw.pdf | 1 | 1 | CHANNEL, ENG MNT, FORMED | 15060
15056_drw.pdf | 2 | 1 | EAR, ENG, MNT | 15062
15056_drw.pdf | 3 | 1 | PLATE,MOUNT,FAN SHROUD, UD 3300 | 15184
15056_drw.pdf | 3
15056_drw.pdf |  | SEAMS
15056_drw.pdf |  |  |  | 1.00
15056_drw.pdf | contains Cummins | confidential LLC and is | trade secret information, is the given to the receiver in confidence. CUMMINS NPOWER LLC | CUSTOM DESIGN
15056_drw.pdf | by confidence | and and agrees that, | of the document accepts the except as authorized in writing by 1600 BUERKLE ROAD WHITE BEAR LAKE, MN | LAWRENCE DRIVE WISCONSIN
15056_drw.pdf | to information | either the and (4) | document or the confidential or trade upon completion of the need to retain aNlPlowceorpiLeLsC thereof, WWW.CUMMINSNPOWER.COM
15056_drw.pdf | OTHERWISE | SPECIFIED | ALL DIMENSION TOLERANCESIASREB GAS+ TO UD
15056_drw.pdf |  | 1IM$PERIAL | UNITS METRIC UNITS DWG UNITS: DRAWN BY: MJD DATE: | 01-JUN-09
15056_drw.pdf |  | 1.-2XXX5= # | IN/LB/S PRO-ENGINEERREF 0.005 .XX= # 0.2 F..OXXRXM==TOL##ERA00N..C84ES DRAWING | DRWG:- NO:
15056_drw.pdf |  |  | F..AXXBXT==OLE##RAN10C..E58S EST WEIGHT: 16.885 1 OF 1 15056
15061_drw.pdf | 1 | 1 | CHANNEL, ENG MNT, FORMED | 15060
15061_drw.pdf | 2 | 1 | EAR, ENG, MNT | 15062
15061_drw.pdf | 3 | 1 | PLATE,MOUNT,FAN SHROUD, UD 3300 | 15184
15061_drw.pdf |  |  | .25
15061_drw.pdf |  | SEAMS
15061_drw.pdf | contains Cummins | confidential LLC and is | trade secret information, is the given to the receiver in confidence. CUMMINS NPOWER LLC
15061_drw.pdf | by confidence | and and agrees that, | of the document accepts the except as authorized in writing by 1600 BUERKLE ROAD WHITE BEAR LAKE, MN | LAWRENCE DRIVE WISCONSIN
15061_drw.pdf | to information | either the and (4) | document or the confidential or trade upon completion of the need to retain aNlPlowceorpiLeLsC thereof, WWW.CUMMINSNPOWER.COM
15061_drw.pdf | OTHERWISE | SPECIFIED | ALL DIMENSION TOLERANCESIASREB GAS+ TO UD
15061_drw.pdf |  | 1IM$PERIAL | UNITS METRIC UNITS DWG UNITS: DRAWN BY: MJD DATE: | 01-JUN-09
15061_drw.pdf |  | 1.-2XXX5= # | IN/LB/S PRO-ENGINEERREF 0.005 .XX= # 0.2 F..OXXRXM==TOL##ERA00N..C84ES DRAWING | DRWG:- NO:
15061_drw.pdf |  |  | F..AXXBXT==OLE##RAN10C..E58S EST WEIGHT: 16.885 1 OF 1 15061
15062_drw.pdf | CHAMFER
15062_drw.pdf |  |  | 5.03
15062_drw.pdf |  |  | 0.00
15062_drw.pdf | contains Cummins | confidential LLC and is | trade secret information, is the given to the receiver in confidence. CUMMINS NPOWER LLC | CUSTOM DESIGN
15062_drw.pdf | by confidence | and and agrees that, | of the document accepts the except as authorized in writing by 1600 BUERKLE ROAD WHITE BEAR LAKE, MN | LAWRENCE DRIVE WISCONSIN
15062_drw.pdf | to information or upon | either the and (4) demand, return | document or the confidential or trade upon completion of the need to retain the document, all copies thereof, WWW.CUMMINSNPOWER.COM
15062_drw.pdf | OTHERWISE | SPECIFIED | ALL DIMENSION TOLERANCESMANRET
15062_drw.pdf |  | 1IM$PERIAL | UNITS METRIC UNITS DWG UNITS: DRAWN BY: MJD DATE: | 02-JUN-09
15062_drw.pdf |  | 1.-2XXX5= # | IN/LB/S PRO-ENGINEERREF 0.005 .XX= # 0.2 F..OXXRXM==TOL##ERA00N..C84ES DRAWING | DRWG:- NO:
15062_drw.pdf |  |  | F..AXXBXT==OLE##RAN10C..E58S EST WEIGHT: 9.127 1 OF 1 15062
15063_drw.pdf | 1 | 1 | TUBE,COMPRESSOR AIR INLET | 3394703
15063_drw.pdf |  |  | 1
15063_drw.pdf | contains Cummins | confidential LLC and is | trade secret information, is the given to the receiver in confidence. CUMMINS NPOWER LLC | CUSTOM DESIGN
15063_drw.pdf | by confidence | and and agrees that, | of the document accepts the except as authorized in writing by 1600 BUERKLE ROAD WHITE BEAR LAKE, MN | LAWRENCE DRIVE WISCONSIN
15063_drw.pdf | to information | either the and (4) | document or the confidential or trade upon completion of the need to retain WWW.CUMMINSNPOWER.COM aNlPlowceorpiLeLsC thereof,
15063_drw.pdf | OTHERWISE | SPECIFIED | ALL DIMENSION TOLERANCESGATREA38
15063_drw.pdf |  | 1IM$PERIAL | UNITS METRIC UNITS DWG UNITS: DRAWN BY: GVD DATE: | 02JUN2009
15063_drw.pdf |  | 1.-2XXX5= # F..OXXRXXMX | IN/LB/S PRO-ENGINEERREF 0.005 .XX= # 0.2 F..OXXRXM==TOL##ERA00N..C84ES DRAWING | DRWG:- NO:
15063_drw.pdf |  |  | F..AXXBXT==OLE##RAN10C..E58S EST WEIGHT: 5.255 1 OF 1 15063
15064_drw.pdf | 1 | 1 | HARNESS,AIR FUEL RATIO, GILL 1495-10-022 | 13526
15064_drw.pdf | 2 | 1 | HOSE,FUEL,NATURAL GAS, 0.68 O.D.x 0.31 I.D.x18.0" | 15007
15064_drw.pdf | 3 | 1 | HOSE,FUEL,NATURAL GAS, 0.68 O.D.x 0.31 I.D.x40.0" | 15008
15064_drw.pdf | 4 | 1 | PIPE,EXHAUST,REWORK, GTA19/38 | 15027
15064_drw.pdf | 7
15064_drw.pdf | 8 | 1 | MODULE, AIR FUEL RATIO, CONTROL, GILL #1495-00-26 | 13524
15064_drw.pdf | 9 | 1 | VALVE, AIR FUEL RATIO, FUEL BYPASS, GILL #1495-00-030 | 13525
15064_drw.pdf | 10 | 1 | SENSOR, OXYGEN, 18mm THREAD, BOSCH #75-2773 | 13528
15064_drw.pdf | 11 | 1 | NIPPLE,PIPE,W/PORT, 2.00 NPT X 4.50 LG | 15057
15064_drw.pdf | 12 | 1 | BRKT,AFR VALVE MOUNT, GTA38/50 | 15059
15064_drw.pdf | 13 | 1 | GASKET,CARBURETOR, - | 4063162
15064_drw.pdf | 13 | 1 | HARNESS,AIR FUEL RATIO,GILL 1495-10-022 | 13526
15065_drw.pdf | 1 | 1 | PLATE, CHASSIS , MNT | 15053
15065_drw.pdf | 2 | 1 | CHANNEL, CHASSIS, MNT | 15054
15065_drw.pdf | contains Cummins | confidential LLC and is | trade secret information, is the given to the receiver in confidence. CUMMINS NPOWER LLC | CUSTOM DESIGN
15065_drw.pdf | by confidence | and and agrees that, | of the document accepts the except as authorized in writing by 1600 BUERKLE ROAD WHITE BEAR LAKE, MN | LAWRENCE DRIVE WISCONSIN
15065_drw.pdf | to information | either the and (4) | document or the confidential or trade upon completion of the need to retain aNlPlowceorpiLeLsC thereof, WWW.CUMMINSNPOWER.COM
15065_drw.pdf | OTHERWISE | SPECIFIED | ALL DIMENSION TOLERANCESFARENT LH
15065_drw.pdf |  | 1IM$PERIAL | UNITS METRIC UNITS DWG UNITS: DRAWN BY: MJD DATE: | 03-JUN-09
15065_drw.pdf |  | 1.-2XXX5= # | IN/LB/S PRO-ENGINEERREF 0.005 .XX= # 0.2 F..OXXRXM==TOL##ERA00N..C84ES DRAWING | DRWG:- NO:
15065_drw.pdf |  |  | F..AXXBXT==OLE##RAN10C..E58S EST WEIGHT: 42238.628 1 OF 1 15065
15067_drw.pdf | 1 | 2 | TAB, OPERATOR STATION MOUNTING BRACKET | 15249
15067_drw.pdf | 2 | 1 | ANGLE, OPERATOR STATION MOUNTING BRACKET | 15511
15067_drw.pdf | 3 | 2 | PLATE, OPERATOR STATION MOUNTING BRACKET SIDE | 15512
15067_drw.pdf | 4 | 1 | ANGLE, OPERATOR STATION MOUNTING BRACKET | 15513
15068_drw.pdf | 1 | 2 | TAB, OPERATOR STATION MOUNTING BRACKET | 15249
15068_drw.pdf | 2 | 1 | ANGLE, OPERATOR STATION MOUNTING BRACKET | 15511
15068_drw.pdf | 3 | 1 | PLATE, OPERATOR STATION MOUNTING BRACKET | SIDE 15512
15068_drw.pdf | 4 | 1 | ANGLE, OPERATOR STATION MOUNTING BRACKET | 15513
15069_drw.pdf | 1 | 1 | PLATE, OPERATOR STATION MOUNTING BRACKET, SIDE | 15078
15069_drw.pdf | 2 | 1 | ANGLE, OPERATOR STATION MOUNTING BRACKET | 15081
15069_drw.pdf | 3 | 1 | PLATE, OPERATOR STATION MOUNTING BRACKET, SIDE | 15082
15069_drw.pdf | 4 | 1 | GUSSET, OPERATOR STATION MOUNTING BRACKET | 15083
15069_drw.pdf | 5 | 2 | PLATE, OPERATOR STATION MOUNTING BRACKET SIDE | 15248
15069_drw.pdf | 6 | 2 | TAB, OPERATOR STATION MOUNTING BRACKET | 15249
15069_drw.pdf | 7 | 1 | ANGLE, OPERATOR STATION MOUNTING BRACKET | 15318
15072_drw.pdf | 1 | 2 | PLATE, OPERATOR STATION MOUNTING BRACKET SIDE | 15248
15072_drw.pdf | 2 | 2 | TAB, OPERATOR STATION MOUNTING BRACKET | 15249
15072_drw.pdf | 3 | 1 | ANGLE, OPERATOR STATION MOUNTING BRACKET | 15318
15072_drw.pdf | 4 | 1 | PLATE, OPERATOR STATION MOUNTING BRACKET, SIDE | 15424
15072_drw.pdf | 5 | 2 | PLATE, OPERATOR STATION MOUNTING BRACKET, SIDE | 15425
15072_drw.pdf | 6 | 1 | ANGLE, OPERATOR STATION MOUNTING BRACKET | 15426
15073_drw.pdf | ITEM | QTY
15073_drw.pdf | 1 | 2 | PLATE, OPERATOR STATION MOUNTING BRACKET SIDE | 15248
15073_drw.pdf | 4 | 1 | PLATE, OPERATOR STATION MOUNTING BRACKET, | 15474
15073_drw.pdf | 5 | 1 | GUSSET, OPERATOR STATION MOUNTING BRACKET | 15475
15073_drw.pdf | 6 | 1 | ANGLE, OPERATOR STATION MOUNTING BRACKET | 15476
15073_drw.pdf | 7 | 1 | ANGLE, OPERATOR STATION MOUNTING BRACKET | 15477
15074_drw.pdf | 1 | 2 | PLATE, OPERATOR STATION MOUNTING BRACKET SIDE | 15248
15074_drw.pdf | 2 | 2 | TAB, OPERATOR STATION MOUNTING BRACKET | 15249
15074_drw.pdf | 3 | 1 | PLATE, OPERATOR STATION MOUNTING BRACKET, SIDE | 15474
15074_drw.pdf | 4 | 1 | GUSSET, OPERATOR STATION MOUNTING BRACKET | 15475
15074_drw.pdf | 5 | 1 | ANGLE, OPERATOR STATION MOUNTING BRACKET | 15477
15074_drw.pdf | 6 | 1 | PLATE, OPERATOR STATION MOUNTING BRACKET, SIDE | 15505
15074_drw.pdf | 7 | 1 | ANGLE, OPERATOR STATION MOUNTING BRACKET | 15506
15074_drw.pdf | 8 | 1 | PLATE, SPACER, OPERATOR STATION MOUNTING BRACKET | 15508
15075_drw.pdf | 1 | 2 | PLATE, OPERATOR STATION MOUNTING BRACKET SIDE | 15248
15075_drw.pdf | 2 | 2 | TAB, OPERATOR STATION MOUNTING BRACKET | 15249
15075_drw.pdf | 3 | 1 | PLATE, OPERATOR STATION MOUNTING BRACKET, SIDE | 15487
15075_drw.pdf | 4 | 1 | ANGLE, OPERATOR STATION MOUNTING BRACKET | 15488
15075_drw.pdf | 5 | 2 | GUSSET, OPERATOR STATION MOUNTING BRACKET | 15490
15075_drw.pdf | 6 | 1 | ANGLE, OPERATOR STATION MOUNTING BRACKET | 15491
15077_drw.pdf | 1 | 2 | PLATE, OPERATOR STATION MOUNTING BRACKET | SIDE 15248
15077_drw.pdf | 2 | 2 | TAB, OPERATOR STATION MOUNTING BRACKET | 15249
15077_drw.pdf | 3 | 1 | PLATE, OPERATOR STATION MOUNTING BRACKET, | SIDE 16146
15077_drw.pdf | 4 | 1 | GUSSET, OPERATOR STATION MOUNTING BRACKET | 16147
15077_drw.pdf |  |  | BRACKET | 16153
15077_drw.pdf |  |  | .25 1 | 2
15077_drw.pdf |  |  | .25 1 2
15077_drw.pdf | aangdrereestatihnaitn,geoxfcetphteadsocauumtehnotriazcecdepitnswtrhieting | aangdrereestatihnaitn,geoxfcetphteadsocauumtehnotriazcecdepitnswtrhieting | CUMMINS FIRE POWER LLC by CORPORATE OFFICE | DESIGN UPFIT CENTER
15077_drw.pdf | or any (2) not or the | copy copy the confidential | or the document, or trade WHITE BEAR LAKE, MN WWW.CUMMINSFIREPOWER.COM | DEPERE, WISCONSIN
15077_drw.pdf |  | cPoopwieersLtLhCereof, | anWd ELDMENT, OPERATOR STATION MTG, LH
15077_drw.pdf | DIMENSION |  | TOLERANCESCAFREP23E & CFP30E
15077_drw.pdf |  |  | DWG UNITS: DRAWN BY: DAN | 01-DEC-09
15089_drw.pdf | 1 | 1 | BOSS, 1" OD TAPPED 18mm x 1.5, BOSCH #4962 | 13529
15089_drw.pdf | 2
15089_drw.pdf |  | ( | n6.00)
15089_drw.pdf |  |  | 2
15089_drw.pdf | contains Cummins | confidential LLC and is | trade secret information, is the given to the receiver in confidence. CUMMINS NPOWER LLC | CUSTOM DESIGN
15089_drw.pdf | by confidence | and and agrees that, | of the document accepts the except as authorized in writing by 1600 BUERKLE ROAD WHITE BEAR LAKE, MN | LAWRENCE DRIVE WISCONSIN
15089_drw.pdf | to information | either the and (4) | document or the confidential or trade upon completion of the need to retain aNlPlowceorpiLeLsC thereof, WWW.CUMMINSNPOWER.COM
15089_drw.pdf | OTHERWISE | SPECIFIED | ALL DIMENSION TOLERANCESGATREA50
15089_drw.pdf |  | 1IM$PERIAL | UNITSMETRIC UNITS DWG UNITS: DRAWN BY: GVD DATE: | 02JUN2009
15089_drw.pdf |  | 1.-2XXX5= # F..OXXRXXMX | IN/LB/S PRO-ENGINEERREF 0.005 .XX= # 0.2 F..OXXRXM==TOL##ERA00N..C84ES DRAWING | DRWG:- NO:
15089_drw.pdf |  |  | F..AXXBXT==OLE##RAN10C..E58S EST WEIGHT: 7.849 1 OF 1 15089
15090_drw.pdf |  |  | 1
15090_drw.pdf | contains Cummins | confidential LLC and is | trade secret information, is the given to the receiver in confidence. CUMMINS NPOWER LLC | CUSTOM DESIGN
15090_drw.pdf | by confidence | and and agrees that, | of the document accepts the except as authorized in writing by 1600 BUERKLE ROAD WHITE BEAR LAKE, MN | LAWRENCE DRIVE WISCONSIN
15090_drw.pdf | to information | either the and (4) | document or the confidential or trade upon completion of the need to retain WWW.CUMMINSNPOWER.COM aNlPlowceorpiLeLsC thereof,
15090_drw.pdf | OTHERWISE | SPECIFIED | ALL DIMENSION TOLERANCESGATREA50
15090_drw.pdf |  | 1IM$PERIAL | UNITS METRIC UNITS DWG UNITS: DRAWN BY: GVD DATE: | 03JUN2009
15090_drw.pdf |  | 1.-2XXX5= # F..OXXRXXMX | IN/LB/S PRO-ENGINEERREF 0.005 .XX= # 0.2 F..OXXRXM==TOL##ERA00N..C84ES DRAWING | DRWG:- NO:
15090_drw.pdf |  |  | F..AXXBXT==OLE##RAN10C..E58S EST WEIGHT: 9.994 1 OF 1 15090
15091_drw.pdf | 1 | 1 | HOSE,FUEL,NATURAL GAS, 0.68 O.D.x0.31 I.D.x18.0"LONG | 15007
15091_drw.pdf | 2 | 1 | PIPE,EXHAUST,REWORK, GTA50 | 15089
15091_drw.pdf | 3 | 1 | TUBE,AIR INLET REWORK, GTA50 | 15090
15091_drw.pdf | 4 | 1 | HOSE,FUEL,NATURAL GAS, 0.68 O.D.x0.31 I.D.x45.0"LONG | 15109
15091_drw.pdf | 5
15091_drw.pdf | 6
15091_drw.pdf | 7 | 1 | MODULE, AIR FUEL RATIO, CONTROL, GILL #1495-00-26 | 13524
15091_drw.pdf | 8 | 1 | VALVE, AIR FUEL RATIO, FUEL BYPASS, GILL #1495-00-030 | 13525
15091_drw.pdf | 9 | 1 | SENSOR, OXYGEN, 18mm THREAD, BOSCH #75-2773 | 13528
15091_drw.pdf | 10 | 1 | BRKT,AFR VALVE MOUNT, GTA38/50 | 15059
15091_drw.pdf | 11 | 1 | NIPPLE,PIPE,W/PORT, 2.00 NPT X 3.50 LG | 15066
15091_drw.pdf | 12 | 1 | GASKET,CARB,600D, 4 IN 2B FLANGE | 15304
15091_drw.pdf | 13 | 1 | HARNESS,AIR FUEL RATIO,GILL 1495-10-022 | 13526
15094_drw.pdf |  |  | 0.19
15094_drw.pdf |  | This document is the property of in confidence. | confidential and trade secret information, Cummins NPower LLC and is given to the receiver CUMMINS NPOWER LLC The receiver, by receiving and retaining of the
15094_drw.pdf |  | document extcheeptdoacsumaeuntthoorrizaendy | the document in confidence and agrees that, icnopwyritthienrgeobfyoCrumtmhienscoNnPfoiwdeern,tiiatl woirlltr(a1d)e nsoetcrueste CORPORATE OFFICE 1600 BUERKLE ROAD AND WHITE BEAR LAKE, MN 875 | UPFIT CENTER LAWRENCE DRIVE
15094_drw.pdf |  | and all material | infdoorcmuamteinotn,tohreruepionn,deamnadnd(,4)reutpuornnctohmepldeotciuomnenotf,tahlelnceoepdietsotrheetraeionf,the copied therefrom. COPYRIGHT Cummins NPower LLC WWW.CUMMINSNPOWER.COM
15094_drw.pdf |  | ANGULAR | DIMENSIONS # 1 $ -
15094_drw.pdf |  | IMPERIAL | UNITS METRIC UNITS DWG UNITS: DRAWN BY: MJD DATE: | 04-JUN-09
15094_drw.pdf |  | 1..XXXX2X ==5## | IN/LB/S PRO-ENGINEERREF 00..001001 XX..XXX == ## 00..505 DRAWING | DRWG:- NO:
15094_drw.pdf | DATE | ...XXXXXX === ### | TOLERANCES 000...210526 XXX..XXX=== ### 531.50 SCALE: 0.500 1 OF 1
15095_drw.pdf |  |  | 2.17
15095_drw.pdf |  |  | 4.00
15095_drw.pdf | contains Cummins | confidential LLC and is | trade secret information, is the given to the receiver in confidence. CUMMINS NPOWER LLC | CUSTOM DESIGN
15095_drw.pdf | by confidence | and and agrees that, | of the document accepts the except as authorized in writing by 1600 BUERKLE ROAD WHITE BEAR LAKE, MN | LAWRENCE DRIVE WISCONSIN
15095_drw.pdf | to information | either the and (4) | document or the confidential or trade upon completion of the need to retain aNlPlowceorpiLeLsC thereof, WWW.CUMMINSNPOWER.COM
15095_drw.pdf | OTHERWISE | SPECIFIED | ALL DIMENSION TOLERANCESFAORERMED
15095_drw.pdf |  | 1IM$PERIAL | UNITS METRIC UNITS DWG UNITS: DRAWN BY: MJD DATE: | 15-JUN-09
15095_drw.pdf |  | 1.-2XXX5= # F..OXXRXXMX | IN/LB/S PRO-ENGINEERREF 0.005 .XX= # 0.2 F..OXXRXM==TOL##ERA00N..C84ES DRAWING | DRWG:- NO:
15095_drw.pdf |  |  | F..AXXBXT==OLE##RAN10C..E58S EST WEIGHT: 1.663 1 OF 1 15095
15096_drw.pdf | 1 | 1 | PLATE, CHASSIS MNT, - | 15094
15096_drw.pdf | 2 | 1 | CHANNEL, CHASSIS MNT, FORMED | 15095
15096_drw.pdf |  |  | TYP, GRIND | FLUSH
15096_drw.pdf | contains Cummins | confidential LLC and is | trade secret information, is the given to the receiver in confidence. CUMMINS NPOWER LLC | CUSTOM DESIGN
15096_drw.pdf | by confidence | and and agrees that, | of the document accepts the except as authorized in writing by 1600 BUERKLE ROAD WHITE BEAR LAKE, MN | LAWRENCE DRIVE WISCONSIN
15096_drw.pdf | to information | either the and (4) | document or the confidential or trade upon completion of the need to retain aNlPlowceorpiLeLsC thereof, WWW.CUMMINSNPOWER.COM
15096_drw.pdf | OTHERWISE | SPECIFIED | ALL DIMENSION TOLERANCESIASREB GAS + TO UD
15096_drw.pdf |  | 1IM$PERIAL | UNITS METRIC UNITS DWG UNITS: DRAWN BY: MJD DATE: | 15-JUN-09
15096_drw.pdf |  | 1.-2XXX5= # F..OXXRXXMX | IN/LB/S PRO-ENGINEERREF 0.005 .XX= # 0.2 F..OXXRXM==TOL##ERA00N..C84ES DRAWING | DRWG:- NO:
15096_drw.pdf |  |  | F..AXXBXT==OLE##RAN10C..E58S EST WEIGHT: 3.449 1 OF 1 15096
15097_drw.pdf | 1 | 1 | SUPPORT,BRACKET, SM CATALYST | 15032
15097_drw.pdf | 2 | 1 | SUPPORT,BRACKET, FOOT SM CATALYST | 15097-01
15097_drw.pdf | 3 | 2 | NUT, 3/8-16 UNC | NUT_3_8-16
15097_drw.pdf |  |  | NOTES:
15097_drw.pdf |  |  | 1) REMOVE ALL BURRS AND SHARP
15097_drw.pdf |  |  | A UNLESS OTHERWISE SPECIFIED
15097_drw.pdf |  |  | FOLLOW CNP PAINT SPECS:
15097_drw.pdf |  |  | 21055 AND 60027
15097_drw.pdf | contains Cummins | confidential LLC and is | trade secret information, is the given to the receiver in confidence. CUMMINS NPOWER LLC | CUSTOM DESIGN
15097_drw.pdf | by confidence | and and agrees that, | of the document accepts the except as authorized in writing by 1600 BUERKLE ROAD WHITE BEAR LAKE, MN | LAWRENCE DRIVE WISCONSIN
15097_drw.pdf | to information | either the and (4) | document or the confidential or trade upon completion of the need to retain aNlPlowceorpiLeLsC thereof, WWW.CUMMINSNPOWER.COM
15097_drw.pdf | OTHERWISE | SPECIFIED | ALL DIMENSION TOLERANCESBAREIDGE ASSY
15097_drw.pdf |  | 1IM$PERIAL | UNITS METRIC UNITS DWG UNITS: DRAWN BY: HGP DATE: | 03JUN2009
15097_drw.pdf |  | 1.-2XXX5= # | IN/LB/S PRO-ENGINEERREF 0.005 .XX= # 0.2 F..OXXRXM==TOL##ERA00N..C84ES DRAWING | DRWG: 15001 NO:
15097_drw.pdf |  |  | F..AXXBXT==OLE##RAN10C..E58S EST WEIGHT: 2.690 1 OF 1 15097
15100-07_drw.pdf | 1 | 5 | LUMBER, 1 3 X 6 X 214 LONG, HT HARDWOOD | 15100-01
15100-07_drw.pdf | 2 | 6 | LUMBER, 3 X 4 X 89 LONG, HW STR | 15100-02
15100-07_drw.pdf | 3 | 2 | LUMBER, 6/4 X 6 X 214 LONG, HW | 15100-03
15100-07_drw.pdf | 4 | 9 | LUMBER, 6 X 6 X 89 LONG, HW STR | 15100-04
15100-07_drw.pdf | 5 | 10 | LUMBER, 7/4 X 6 X 10 LONG, ASPEN | 15100-05
15100-07_drw.pdf | 6 | 15 | LUMBER, 7/4 X 6 X 16 LONG, ASPEN | 15100-06
15100-07_drw.pdf |  |  | NOTES:
15100-07_drw.pdf |  |  | LABEL SKID WITH PART NUMBER
15100-07_drw.pdf |  |  | ALL LUMBER TO BE HEAT TREATED AND MARKED
15100-07_drw.pdf |  |  | USE DRAWING 15100
15100-07_drw.pdf |  |  | SUPPLIER: FOX VALLEY WOOD PRODUCTS
15100-07_drw.pdf | contains Cummins | confidential and LLC and is | trade secret information, is the given to the receiver in confidence. CUMMINS NPOWER LLC | CUSTOM DESIGN
15100-07_drw.pdf | by confidence | and and agrees that, | of the document accepts the except as authorized in writing by 1600 BUERKLE ROAD WHITE BEAR LAKE, MN | LAWRENCE DRIVE WISCONSIN
15100-07_drw.pdf | to information | either the and (4) | document or the confidential or trade upon completion of the need to retain aNlPlowceorpiLeLsC thereof, WWW.CUMMINSNPOWER.COM
15100-07_drw.pdf | OTHERWISE | SPECIFIED | ALL DIMENSION TOLERANCESIADRE 214 X 89 X 108
15100-07_drw.pdf |  | 1IM$PERIAL | UNITS METRIC UNITS DWG UNITS: DRAWN BY: HGP DATE: | 24JUN2009
15100-07_drw.pdf |  | 1.-2XXX5= # F..OXXRXXMX | IN/LB/S PRO-ENGINEERREF 0.005 .XX= # 0.2 F..OXXRXM==TOL##ERA00N..C84ES DRAWING | DRWG: NO:
15100-07_drw.pdf |  |  | F..AXXBXT==OLE##RAN10C..E58S EST WEIGHT: 590.976 1 OF 1
15105_drw.pdf | 1 | 1 | SUPPORT,BRACKET, SM CATALYST | 15104
15105_drw.pdf | 2 | 2 | NUT, 3/8-16 UNC | NUT_3_8-16
15105_drw.pdf | 2
15105_drw.pdf | 1
15105_drw.pdf |  |  | NOTES:
15105_drw.pdf |  |  | 1) REMOVE ALL BURRS AND | EDGES
15105_drw.pdf |  |  | 2) PRIME AND PAINT ONAN
15105_drw.pdf | contains Cummins | confidential LLC and is | trade secret information, is the given to the receiver in confidence. CUMMINS NPOWER LLC | CUSTOM DESIGN
15105_drw.pdf | by confidence | and and agrees that, | of the document accepts the except as authorized in writing by 1600 BUERKLE ROAD WHITE BEAR LAKE, MN | LAWRENCE DRIVE WISCONSIN
15105_drw.pdf | to information | either the and (4) | document or the confidential or trade upon completion of the need to retain aNlPlowceorpiLeLsC thereof, WWW.CUMMINSNPOWER.COM
15105_drw.pdf | OTHERWISE | SPECIFIED | ALL DIMENSION TOLERANCESBAREIDGE ASSY
15105_drw.pdf |  | 1IM$PERIAL | UNITS METRIC UNITS DWG UNITS: DRAWN BY: HGP DATE: | 03JUN2009
15105_drw.pdf |  | 1.-2XXX5= # F..OXXRXXMX | IN/LB/S PRO-ENGINEERREF 0.005 .XX= # 0.2 F..OXXRXM==TOL##ERA00N..C84ES DRAWING | DRWG: 15001 NO:
15105_drw.pdf |  |  | F..AXXBXT==OLE##RAN10C..E58S EST WEIGHT: 2.690 1 OF 1 15105
15111_drw.pdf | 1 | 1 | SUPPORT,FLYWHEEL HOUSING, _ | 3003440
15111_drw.pdf | contains Cummins | confidential LLC and is | trade secret information, is the given to the receiver in confidence. CUMMINS NPOWER LLC | CUSTOM DESIGN
15111_drw.pdf | by confidence | and and agrees that, | of the document accepts the except as authorized in writing by 1600 BUERKLE ROAD WHITE BEAR LAKE, MN | LAWRENCE DRIVE WISCONSIN
15111_drw.pdf | to information | either the and (4) | document or the confidential or trade upon completion of the need to retain aNlPlowceorpiLeLsC thereof, WWW.CUMMINSNPOWER.COM
15111_drw.pdf | OTHERWISE | SPECIFIED | ALL DIMENSION TOLERANCESGATREA38/50
15111_drw.pdf |  | 1IM$PERIAL | UNITSMETRIC UNITS DWG UNITS: DRAWN BY: GVD DATE: | 09JUN2009
15111_drw.pdf |  | 1.-2XXX5= # F..OXXRXXMX | IN/LB/S PRO-ENGINEERREF 0.005 .XX= # 0.2 F..OXXRXM==TOL##ERA00N..C84ES DRAWING | DRWG:- NO:
15111_drw.pdf |  |  | F..AXXBXT==OLE##RAN10C..E58S EST WEIGHT: 41.804 1 OF 1 15111
15119_drw.pdf | 1 | 1 | SWITCH, WATER TEMP, 200F SETTING, #3408632 | 8860
15119_drw.pdf | 2 | 1 | SWITCH, OIL PRESSURE, 16 PSI, #3408607 | 8861
15119_drw.pdf | 3
15119_drw.pdf | 4
15119_drw.pdf |  | 3
15119_drw.pdf | contains Cummins Fire | confidential and Power LLC and is | trade secret information, is the given to the receiver in confidence. CUMMINS FIRE POWER LLC | CUSTOM DESIGN
15119_drw.pdf | by receiving confidence and | and retaining agrees that, | of the document accepts the except as authorized in writing by 1600 BUERKLE ROAD WHITE BEAR LAKE, MN | LAWRENCE DRIVE WISCONSIN
15119_drw.pdf | to others therein, | either the and (4) upon | or the confidential or trade completion of the need to retain cPoopwieersLtLhCereof, and WWW.CUMMINSFIREPOWER.COM
15119_drw.pdf | OTHERWISE | SPECIFIED | DIMENSION TOLERANCES ACREFP30
15119_drw.pdf | # | 1 $MSAUCRHFIANCEEDS | IMUPNEIRTISAL MUENTIRTISC DWG UNITS: DRAWN BY: DAN DATE: | 15-JUN-09
15119_drw.pdf |  | 125 | IN/LB/S PRO-ENGINEERINIT .XXX = # 0.005 .XX = # 0.2 ..FXXOXXRXM ==TOL##ERA00N..C00E31S05 FO..RXXMX T==OL##ERAN00C..E84S DRAWING | ECO: NO:
15119_drw.pdf |  |  | ..FXXAXXBX T==OLE##RAN00C..E00S6300 F..AXXBXT==OLE##RAN10C..E58S EST WEIGHT: 1.541 1 OF 1 15119
15120_drw.pdf | ITEM
15120_drw.pdf | 1 | 1 | PAD, COOLING LOOP MOUNTING BRACKET, CFP30E | 23516
15120_drw.pdf | 2 | 1 | LEG, COOLING LOOP MOUNTING BRACKET, CFP30E | 23517
15120_drw.pdf | 3 | 1 | ARM, COOLING LOOP MOUNTING BRACKET, CFP30E | 23518
15120_drw.pdf |  |  |  | 2
15120_drw.pdf |  |  | B
15120_drw.pdf |  |  | 3
15120_drw.pdf | (7.00)
15120_drw.pdf | confidential Power LLC and | and trade and is given of the | information, is the to the receiver in confidence. document accepts the CUMMINS FIRE POWER LLC CORPORATE OFFICE AND | DESIGN UPFIT CENTER
15120_drw.pdf | and agrees ittrawdiellse(c1r)etnoitnfuosrematthieondotchuemreenitn,or(2a)nynoctopcyoptyhetrheeofdoocrumtehnet, | that, except ittrawdiellse(c1r)etnoitnfuosrematthieondotchuemreenitn,or(2a)nynoctopcyoptyhetrheeofdoocrumtehnet, | authorized in writing by 1600 BUERKLE ROAD WHITE BEAR LAKE, MN | LAWRENCE DRIVE DEPERE, WISCONSIN
15120_drw.pdf | therein, and dmoactuemreinatl,coorpiuepdonthdeermeafnrdo,m.retCuOrPnYRtIhGeHTdoCcuummmeinnts,Failrle | upon dmoactuemreinatl,coorpiuepdonthdeermeafnrdo,m.retCuOrPnYRtIhGeHTdoCcuummmeinnts,Failrle | of the need to retain cPoopwieersLtLhCereof, and
15120_drw.pdf | SPECIFIED | ALL | DIMENSION TOLERANCES ACREFP30E
15120_drw.pdf | # 1 |  | MUENTIRTISC DWG UNITS: DRAWN BY: DAN DATE: | 15JUN2012
15120_drw.pdf |  |  | FO..RXXMX T==OL##ERAN00C..E84S DRAWING | NO:
15120_drw.pdf |  | ..FXXAXXBX | T==OLE##RAN00C..E00S6300 F..AXXBXT==OLE##RAN10C..E58S EST WEIGHT: 42238.628 1 OF 1 15120
15125_drw.pdf | 1 | 1 | SUPPORT,BRACKET, SM CATALYST | 15124
15125_drw.pdf | 2 | 2 | NUT, 3/8-16 UNC | NUT_3_8-16
15125_drw.pdf | 2
15125_drw.pdf | 1
15125_drw.pdf |  |  | NOTES:
15125_drw.pdf |  |  | 1) REMOVE ALL BURRS AND | EDGES
15125_drw.pdf |  |  | 2) PRIME AND PAINT ONAN
15125_drw.pdf | contains Cummins | confidential LLC and is | trade secret information, is the given to the receiver in confidence. CUMMINS NPOWER LLC | CUSTOM DESIGN
15125_drw.pdf | by confidence | and and agrees that, | of the document accepts the except as authorized in writing by 1600 BUERKLE ROAD WHITE BEAR LAKE, MN | LAWRENCE DRIVE WISCONSIN
15125_drw.pdf | to information | either the and (4) | document or the confidential or trade upon completion of the need to retain aNlPlowceorpiLeLsC thereof, WWW.CUMMINSNPOWER.COM
15125_drw.pdf | OTHERWISE | SPECIFIED | ALL DIMENSION TOLERANCESBAREIDGE ASSY
15125_drw.pdf |  | 1IM$PERIAL | UNITS METRIC UNITS DWG UNITS: DRAWN BY: HGP DATE: | 03JUN2009
15125_drw.pdf |  | 1.-2XXX5= # F..OXXRXXMX | IN/LB/S PRO-ENGINEERREF 0.005 .XX= # 0.2 F..OXXRXM==TOL##ERA00N..C84ES DRAWING | DRWG: 15001 NO:
15125_drw.pdf |  |  | F..AXXBXT==OLE##RAN10C..E58S EST WEIGHT: 2.690 1 OF 1 15125
15127_drw.pdf |  | in confidence. | iTshitshedopcruompeenrttycoonftaCiunmsmicnosnfNiPdoewnetriaLlLCanadndtriasdegisveecnrettoitnhfeorrmeacteiiovne,r The receiver, by receiving and retaining of the CUMMINS NPOWER LLC
15127_drw.pdf |  |  | iCnummcoinnfsidNePnocweer,anditagwrielels(1th)atno,t use CORPORATE OFFICE AND tihnefodromcautmieonnttohreraeniyn,co(p2y)tnhoetrecoofpyorthtehedoccounmfeindte,nt(i3a)lnoorttdriasdcelosseecrteot 1600 BUERKLE ROAD 875 WHITE BEAR LAKE, MN | UPFIT CENTER LAWRENCE DRIVE
15127_drw.pdf |  | document, or upon and all material | the demand, return the document, all copies thereof, copied therefrom. COPYRIGHT Cummins NPower LLC WWW.CUMMINSNPOWER.COM
15127_drw.pdf |  | ANGULAR | DIMENSIONS # 1 $ 2-1/2" OD
15127_drw.pdf |  | IMPERIAL | UNITS METRIC UNITS DWG UNITS: DRAWN BY: MJD DATE: | 15-JUN-09
15127_drw.pdf |  | 1..XXXX2X ==5## | IN/LB/S PRO-ENGINEERREF 00..001001 XX..XXX == ## 00..505 DRAWING | DRWG:- NO:
15127_drw.pdf | DATE | ...XXXXXX === ### | TOLERANCES 000...210526 XXX..XXX=== ### 531.50 SCALE: 1.000 1 OF 1
15128_drw.pdf | ITEM
15128_drw.pdf | 1 | 1 | HOSE, HEATER, 3/4" I.D. x 68" | 80242GL
15128_drw.pdf | 2 | 1 | HOSE, HEATER, 3/4" I.D. x 72" | 80242GL
15128_drw.pdf | 3 | 1 | HOSE, VENT LINE, PARKER 801, 1/4" ID X 28" LG | R801-4
15128_drw.pdf | 4 | 1 | HOSE, VENT LINE, PARKER 801, 1/4" ID X 30" LG | R801-4
15128_drw.pdf |  |  | VENT LINE, PARKER 801, 3/8" ID X 50" LG | R801-6
15128_drw.pdf |  |  | 801, 3/8" ID X 46" LG | R801-6
15128_drw.pdf | 11
15128_drw.pdf | 12
15128_drw.pdf | 13 | 8 | CLAMP, WORM, .25 - .63 | 14992-04
15128_drw.pdf | 14 | 4 | CLAMP, WORM, .50 - 1.25 | 14992-12
15128_drw.pdf | confidential Power LLC and | and trade and is given of the | information, is the to the receiver in confidence. document accepts the CUMMINS FIRE POWER LLC CORPORATE OFFICE AND | DESIGN UPFIT CENTER
15128_drw.pdf | and agrees ittrawdiellse(c1r)etnoitnfuosrematthieondotchuemreenitn,or(2a)nynoctopcyoptyhetrheeofdoocrumtehnet, | that, except ittrawdiellse(c1r)etnoitnfuosrematthieondotchuemreenitn,or(2a)nynoctopcyoptyhetrheeofdoocrumtehnet, | authorized in writing by 1600 BUERKLE ROAD WHITE BEAR LAKE, MN | LAWRENCE DRIVE DEPERE, WISCONSIN
15128_drw.pdf | dmoactuemreinatl,coorpiuepdonthdeermeafnrdo,m.retCuOrPnYRtIhGeHTdoCcuummmeinnts,Failrle | dmoactuemreinatl,coorpiuepdonthdeermeafnrdo,m.retCuOrPnYRtIhGeHTdoCcuummmeinnts,Failrle | cPoopwieersLtLhCereof, andHOSE, LINES
15128_drw.pdf | SPECIFIED | ALL | DIMENSION TOLERANCES ACREFP30
15128_drw.pdf | # 1 |  | MUENTIRTISC DWG UNITS: DRAWN BY: DAN DATE: | 16-JUN-09
15128_drw.pdf |  | .XXX= | # 0.005 .XX= # 0.2 FO..RXXMX T==OL##ERAN00C..E84S DRAWING | NO:
15128_drw.pdf |  | ..FXXAXXBX | T==OLE##RAN00C..E00S6300 F..AXXBXT==OLE##RAN10C..E58S EST WEIGHT: 4.110 1 OF 1 15128
15136_drw.pdf | ITEM
15136_drw.pdf | 1 | 1 | ASSY,BULKHEAD WIRING, DIGITAL PANEL, BULKHEAD TO | P1C5B156
15136_drw.pdf | 2 | 1 | CABLE, DIGITAL PANEL, POWER PCB TO DISPLAY PCB | 15157
15136_drw.pdf | 3 | 1 | CABLE, DIGITAL PANEL, POWER PCB TO ECM SWITCH PCB | 15158
15136_drw.pdf | 4 | 1 | ASSY, WIRING, DIGITAL PANEL, ENGINE STOP SWITCH
15136_drw.pdf | 5 | 1
15136_drw.pdf |  |  | ELECTRONIC | 15153
15136_drw.pdf | 8 | 2 | HINGE, ASSEMBLY W/PIN, MILD STEEL, EMKA 1069-U2 | 15573_02
15136_drw.pdf | 9 | 6 | NUT, 8-32, W/TOOTH WASHER, ZNC -PLTD | 15582
15136_drw.pdf | 10 | 6 | STANDOFF HEX M/F,8-32, .63"L, ALUM, DIGI-KEY 8428K-ND | 15587
15136_drw.pdf | 11 | 1 | PLUG, LIQUID TIGHT, HEYCO, 3837 | 15645
15136_drw.pdf | 12 | 1 | COVER, DOOR PANEL | 16889
15136_drw.pdf | 13 | 4 | NUT, ACORN,SELF-LOCKING, 8-32, 18-8 STNL STL | 17149
15136_drw.pdf | 14 | 1 | LABEL, UL ,
15136_drw.pdf |  |  | ** BOM FOR REFERENCE ONLY **
15136_drw.pdf |  | 6.00
15136_drw.pdf |  |  | 2.00
15136_drw.pdf |  |  | NOTES:
15136_drw.pdf |  |  | 1. FINISH ON STEEL COMPONENTS:
15136_drw.pdf |  |  | COAT PER CUMMINS SPEC ES044 | RED
15136_drw.pdf | confidential NPower LLC receiving and | and trade and is given retaining of | secret information, is the the receiver in confidence. document accepts the CUMMINS NPOWER LLC CORPORATE OFFICE AND | DESIGN UPFIT CENTER
15136_drw.pdf | and ittrawdiellse(c1r)etnoitnfuosrematthieondotchuemreenitn,or(2a)nynoctopcyoptyhetrheeofdoocrumtehnet, | that, ittrawdiellse(c1r)etnoitnfuosrematthieondotchuemreenitn,or(2a)nynoctopcyoptyhetrheeofdoocrumtehnet, the | as authorized 1600 BUERKLE ROAD or the confidential or trade WHITE BEAR LAKE, MN | DEPERE, WISCONSIN
15136_drw.pdf | therein, and dmoactuemreinatl,coorpiuepdonthdeermeafnrdo,m.retCuOrPnYRtIhGeHTdocCuummemnitn,s | (4) upon dmoactuemreinatl,coorpiuepdonthdeermeafnrdo,m.retCuOrPnYRtIhGeHTdocCuummemnitn,s | completion of the need to retain aNlPlowceorpiLeLsC thereof, aAndSSEMBLY, DIGITAL CONTROL PANEL
15136_drw.pdf |  | ALL | DIMENSION TOLERANCESMAERECHANICAL CFP ENGINES
15136_drw.pdf | # | 1IM$PERIAL | METRIC UNITS DWG UNITS: DRAWN BY: MAC DATE: | 01OCT2009
15136_drw.pdf |  | 1-F..2OXXRXXMX5T==OLE##RAN00C..E00S3105 | F..OXXRXM==TOL##ERA00N..C84ES SCALE: 0.125 DRAWING | NO:
15136_drw.pdf |  | F..AXXBXXXTO==LER##ANC00E..S006300 | F..AXXBXT==OLE##RAN10C..E58S EST WEIGHT: 26.147 1 OF 1 15136
15137_drw.pdf | 1 | 1 | ASSY,BULKHEAD WIRING, DIGITAL PANEL, BULKHEAD TO POWER PCB | 15156
15137_drw.pdf | 2 | 1 | CABLE, DIGITAL PANEL, POWER PCB TO DISPLAY PCB | 15157
15137_drw.pdf | 3 | 1 | CABLE, DIGITAL PANEL, POWER PCB TO ECM SWITCH PCB | 15158
15137_drw.pdf | 4 | 1 | ASSY, WIRING, DIGITAL PANEL, ENGINE STOP SWITCH | 15160
15137_drw.pdf | 5 | 1 | DIAGNOSTICS, DIGITAL PANEL, RECEPTACLE AND CABLE | 15161
15137_drw.pdf | 6 | 1 | WELDMT, DIGITAL PANEL, BOX, ELECTRONIC | 15569
15137_drw.pdf | 7 | 1 | ASSEMBLY, DOOR, CONTROL PANEL | 15575
15137_drw.pdf | 8 | 1 | POWER PCB, DIGITAL PANEL, ELECTRONIC | 15153
15137_drw.pdf | 9 | 1 | SWITCH PCB, DIGITAL PANEL, MODULE, ECM | 15154
15137_drw.pdf | 10 | 1 | POWER MODULE ECM , DIGITAL PANEL, ELECTRONIC | 15155
15137_drw.pdf | 11 | 2 | HINGE, ASSEMBLY W/PIN, MILD STEEL, EMKA 1069-U2 | 15573_02
15137_drw.pdf | 12 | 9 | STANDOFF HEX M/F, 8-32, BRASS .63"L | 15579
15137_drw.pdf | 13 | 9 | NUT, 8-32, W/TOOTH WASHER, ZNC -PLTD | 15582
15137_drw.pdf | 14 | 2 | WASHER, 5/32"I.D x 5/16"O.D. x .02TK, STNL STL | 15588
15137_drw.pdf | 15 | 2 | SCREW, 6-19 x 3/8"L, FH PHILIPS HD, STNL STL | 15590
15137_drw.pdf | 16 | 16 | SCREW, SELF TAPPING, STNL STL | 15591
15137_drw.pdf | 17 | 1 | RECEPTACLE, W/FLANGE 50 PIN,BLACK, CRC SERIES, DEUTSCH, | 15593
15137_drw.pdf | 18 | 1 | RECEPTACLE, PCB MOUNT, 12 PINS STRAIGHT DT-SERIES, DEUTSCH, | 15594
15137_drw.pdf | 19 | 1 | CONNECTOR, RECEPTACLE SQ. FLANGE HD10 SERIES, DEUTSCH, | 15596
15137_drw.pdf | 20 | 1 | RECEPTACLE, W/FLANGE 50 PIN,BLACK, CRC SERIES, DEUTSCH, | 15599
15137_drw.pdf | 21 | 1 | PLUG, LIQUID TIGHT, HEYCO, 3837 | 15645
15137_drw.pdf | 22 | 1 | RECEPTACLE, W/FLANGE 50 PIN,BLACK, CRC SERIES, DEUTSCH, | 15657
15137_drw.pdf | 23 | 1 | COVER, DOOR PANEL | 16889
15137_drw.pdf | 24 | 4 | NUT, ACORN,SELF-LOCKING, 8-32, 18-8 STNL STL | 17149
15137_drw.pdf |  |  | 11.00
15141_drw.pdf | 1 | 1 | ASSY,BULKHEAD WIRING, DIGITAL PANEL, BULKHEAD TO POWER PCB | 15156
15141_drw.pdf | 2 | 1 | CABLE, DIGITAL PANEL, POWER PCB TO DISPLAY PCB | 15157
15141_drw.pdf | 3 | 1 | CABLE, DIGITAL PANEL, POWER PCB TO ECM SWITCH PCB | 15158
15141_drw.pdf | 4 | 1
15141_drw.pdf | 8 | 2 | HINGE, ASSEMBLY W/PIN, MILD STEEL, EMKA 1069-U2 | 15573_02
15141_drw.pdf | 9 | 6 | NUT, 8-32, W/TOOTH WASHER, ZNC -PLTD | 15582
15141_drw.pdf | 10 | 6 | STANDOFF HEX M/F,8-32, .63"L, ALUM, DIGI-KEY 8428K-ND | 15587
15141_drw.pdf | 11 | 1 | PLUG, LIQUID TIGHT, HEYCO, 3837 | 15645
15141_drw.pdf |  |  | 1.50 2.00 1.50
15142_drw.pdf | 1 | 1 | ASSY,BULKHEAD WIRING, DIGITAL PANEL, BULKHEAD TO POWER PCB | 15156
15142_drw.pdf | 2 | 1 | CABLE, DIGITAL PANEL, POWER PCB TO DISPLAY PCB | 15157
15142_drw.pdf | 3 | 1 | CABLE, DIGITAL PANEL, POWER PCB TO ECM SWITCH PCB | 15158
15142_drw.pdf | 4 | 1
15142_drw.pdf | 8 | 1 | SWITCH PCB, DIGITAL PANEL, MODULE, ECM | 15154
15142_drw.pdf | 9 | 1 | POWER MODULE ECM , DIGITAL PANEL, ELECTRONIC | 15155
15142_drw.pdf | 10 | 2 | HINGE, ASSEMBLY W/PIN, MILD STEEL, EMKA 1069-U2 | 15573_02
15142_drw.pdf | 11 | 9 | NUT, 8-32, W/TOOTH WASHER, ZNC -PLTD | 15582
15142_drw.pdf | 12 | 9 | STANDOFF HEX M/F,8-32, .63"L, ALUM, DIGI-KEY 8428K-ND | 15587
15142_drw.pdf | 13 | 2 | WASHER, 5/32"I.D x 5/16"O.D. x .02TK, STNL STL | 15588
15142_drw.pdf | 14 | 2 | SCREW, 6-19 x 3/8"L, FH PHILIPS HD, STNL STL | 15590
15142_drw.pdf | 15 | 16 | SCREW, SELF TAPPING, STNL STL | 15591
15142_drw.pdf | 16 | 1 | RECEPTACLE, W/FLANGE 50 PIN,BLACK, CRC SERIES, DEUTSCH, | 15593
15142_drw.pdf | 17 | 1 | RECEPTACLE, PCB MOUNT, 12 PINS STRAIGHT DT-SERIES, DEUTSCH, | 15594
15142_drw.pdf | 18 | 1 | CONNECTOR, RECEPTACLE SQ. FLANGE HD10 SERIES, DEUTSCH, | 15596
15142_drw.pdf |  |  | 1.50 2.00 1.50
15151_drw.pdf | 1 | 1 | BEZEL, CONTROL PANEL, ULTRONIC SYSTEM, INC. | 15583
15151_drw.pdf | contains Cummins | confidential LLC and is | trade secret information, is the given to the receiver in confidence. CUMMINS NPOWER LLC | CUSTOM DESIGN
15151_drw.pdf | by confidence | and and agrees that, | of the document accepts the except as authorized in writing by 1600 BUERKLE ROAD WHITE BEAR LAKE, MN | LAWRENCE DRIVE WISCONSIN
15151_drw.pdf | to information | either the and (4) | document or the confidential or trade upon completion of the need to retain aNlPlowceorpiLeLsC thereof, WWW.CUMMINSNPOWER.COM
15151_drw.pdf | OTHERWISE | SPECIFIED | ALL DIMENSION TOLERANCESEALREECTRONIC
15151_drw.pdf |  | 1IM$PERIAL | UNITS METRIC UNITS DWG UNITS: DRAWN BY: MAC DATE: | 15SEPT2009
15151_drw.pdf |  | 1.-2XXX5= # F..OXXRXXMX | IN/LB/S PRO-ENGINEERREF 0.005 .XX= # 0.2 F..OXXRXM==TOL##ERA00N..C84ES DRAWING | DRWG:- NO:
15151_drw.pdf |  |  | F..AXXBXT==OLE##RAN10C..E58S EST WEIGHT: 0.120 1 OF 1 15151
15152_drw.pdf | ITEM
15152_drw.pdf | 1 | 1 | DISPLAY PCD, DIGITAL PANEL, ELECTRONIC | 15152-BOARD
15152_drw.pdf | 2 | 1 | DISPLAY PCD, DIGITAL PANEL, ELECTRONIC | 15152-BOARD-2
15152_drw.pdf | 3 | 8 | SCREW, FILLISTER, 6-32, STNL STL, 38"L | 17233
15152_drw.pdf | 4 | 4 | STANDOFF HEX, 6-32, FEMALE .63"L | 17795
15152_drw.pdf |  |  | 4
15152_drw.pdf |  |  | 3
15152_drw.pdf |  |  | 1
15152_drw.pdf | 3
15152_drw.pdf | 3
15152_drw.pdf |  |  | 3
15152_drw.pdf | confidential Fire Power and | and trade and is given retaining of | secret information, is the to the receiver in confidence. document accepts the CUMMINS FIRE POWER LLC CORPORATE OFFICE AND | DESIGN UPFIT CENTER
15152_drw.pdf | and agrees ittrawdiellse(c1r)etnoitnfuosrematthieondotchuemreenitn,or(2a)nynoctopcyoptyhetrheeofdoocrumtehnet, | that, except ittrawdiellse(c1r)etnoitnfuosrematthieondotchuemreenitn,or(2a)nynoctopcyoptyhetrheeofdoocrumtehnet, | as authorized in writing by 1600 BUERKLE ROAD WHITE BEAR LAKE, MN trade | LAWRENCE DRIVE DEPERE, WISCONSIN
15152_drw.pdf | therein, and dmoactuemreinatl,coorpiuepdonthdeermeafnrdo,m.retCuOrPnYRtIhGeHTdoCcuummmeinnts,Failrle | (4) upon dmoactuemreinatl,coorpiuepdonthdeermeafnrdo,m.retCuOrPnYRtIhGeHTdoCcuummmeinnts,Failrle | of the need to retain cPoopwieersLtLhCereof, anAd DIGITAL PANEL
15152_drw.pdf |  | ALL | DIMENSION TOLERANCESEALREECTRONIC
15152_drw.pdf | # | 1IM$PERIAL | METRIC UNITS DWG UNITS: DRAWN BY: MAC DATE: | 27OCT2010
15152_drw.pdf |  | # 0.005 T==OLE##RAN00C..E00S3105 | .XX= # 0.2 F..OXXRXM==TOL##ERA00N..C84ES DRAWING | NO:
15152_drw.pdf |  | F..AXXBXXXTO==LER##ANC00E..S006300 | F..AXXBXT==OLE##RAN10C..E58S EST WEIGHT: 0.497 1 OF 1 15152
15168_drw.pdf | 1 | 1 | SHEET,FAN SHROUD, UD 3300 | 15169
15168_drw.pdf | 2 | 1 | SHEET,FAN SHROUD, UD 3300 | 15170
15168_drw.pdf | 3 | 1 | SHEET,FAN SHROUD, UD 3300 | 15171
15168_drw.pdf | 4 | 1 | PLATE,FAN SHROUD, UD 3300 | 15172
15168_drw.pdf | 5 | 1 | ROD,FAN SHROUD, UD 3300 | 15173
15168_drw.pdf | 6 | 1 | RING,FAN SHROUD, UD 3300 | 15174
15168_drw.pdf | 7 | 1 | RING,FAN SHROUD, UD 3300 | 15175
15168_drw.pdf | 8
15181_drw.pdf | 1 | 1 | PLATE,MOUNT,FAN SHROUD, UD 3300 | 15182
15181_drw.pdf | 2 | 1 | GUSSET,MOUNT,FAN SHROUD, UD 3300 | 15183
15181_drw.pdf | contains Cummins | confidential LLC and is | trade secret information, is the given to the receiver in confidence. CUMMINS NPOWER LLC | CUSTOM DESIGN
15181_drw.pdf | by confidence | and and agrees that, | of the document accepts the except as authorized in writing by 1600 BUERKLE ROAD WHITE BEAR LAKE, MN | LAWRENCE DRIVE WISCONSIN
15181_drw.pdf | to information | either the and (4) | document or the confidential or trade upon completion of the need to retain WWW.CUMMINSNPOWER.COM aNlPlowceorpiLeLsC thereof,
15181_drw.pdf | OTHERWISE | SPECIFIED | ALL DIMENSION TOLERANCESUADRE 3300
15181_drw.pdf |  | 1IM$PERIAL | UNITSMETRIC UNITS DWG UNITS: DRAWN BY: GVD DATE: | 24JUN2009
15181_drw.pdf |  | 1.-2XXX5= # F..OXXRXXMX | IN/LB/S PRO-ENGINEERREF 0.005 .XX= # 0.2 F..OXXRXM==TOL##ERA00N..C84ES DRAWING | DRWG:- NO:
15181_drw.pdf |  |  | F..AXXBXT==OLE##RAN10C..E58S EST WEIGHT: 4.550 1 OF 1 15181
15185_drw.pdf |  |  | TYP
15185_drw.pdf |  | This document is the property of in confidence. | confidential and trade secret information, Cummins NPower LLC and is given to the receiver CUMMINS NPOWER LLC The receiver, by receiving and retaining of the
15185_drw.pdf |  | document extcheeptdoacsumaeuntthoorrizaendy | the document in confidence and agrees that, icnopwyritthienrgeobfyoCrumtmhienscoNnPfoiwdeern,tiiatl woirlltr(a1d)e nsoetcrueste CORPORATE OFFICE 1600 BUERKLE ROAD AND WHITE BEAR LAKE, MN 875 | UPFIT CENTER LAWRENCE DRIVE
15185_drw.pdf |  | and all material | infdoorcmuamteinotn,tohreruepionn,deamnadnd(,4)reutpuornnctohmepldeotciuomnenotf,tahlelnceoepdietsotrheetraeionf,the copied therefrom. COPYRIGHT Cummins NPower LLC WWW.CUMMINSNPOWER.COM
15185_drw.pdf |  |  | # 1$ 4 X 4 X 1-1/2 THICK
15185_drw.pdf |  | IMPERIAL | UNITS METRIC UNITS DWG UNITS: DRAWN BY: MJD DATE: | 25-JUN-09
15185_drw.pdf |  | 1..XXXX2X ==5## | IN/LB/S PRO-ENGINEERREF 00..001001 XX..XXX == ## 00..505 DRAWING | DRWG:- NO:
15185_drw.pdf | DATE | ...XXXXXX === ### | TOLERANCES 000...210526 XXX..XXX=== ### 531.50 SCALE: 0.750 1 OF 1
15193_drw.pdf | 1 | 1 | PLATE, FRT ENG MNT, JARRAFF, PN: 214-02188 | 15193_01
15193_drw.pdf | 2 | 1 | BRACKET, FRT ENG MNT, JARRAFF, PN: 214-02086 | 15193_02
15193_drw.pdf |  |  | 0.63
15193_drw.pdf |  |  | R0.50
15193_drw.pdf |  |  | 10.63 0.50
15193_drw.pdf |  |  | CNP: 15193_01
15193_drw.pdf | 1.28
15193_drw.pdf |  |  | 0.56 TYP.
15193_drw.pdf |  |  | (2) PLCS 0.53
15193_drw.pdf |  |  | R0.75 TYP.
15193_drw.pdf |  |  | (2) PLCS
15193_drw.pdf |  |  | 1.03
15193_drw.pdf |  |  | 2.37
15193_drw.pdf |  |  | R0.25 | TYP
15193_drw.pdf |  |  | (2)
15193_drw.pdf |  |  | 1.53
15200_drw.pdf | ITEM
15200_drw.pdf | 1 | 1 | ASSEMBLY, HOSE, FUEL LINE, CFP33 SUPPLY | 15257
15200_drw.pdf | 2 | 1 | ASSEMBLY, HOSE, FUEL LINE, CFP33 RETURN | 15258
15200_drw.pdf | 3
15200_drw.pdf | 4
15200_drw.pdf |  |  |  | 14992-04
15200_drw.pdf | confidential Fire Power and | and trade and is given retaining of | secret information, is the to the receiver in confidence. CUMMINS FIRE POWER LLC document accepts the CORPORATE OFFICE AND | DESIGN UPFIT CENTER
15200_drw.pdf | and agrees ittrawdiellse(c1r)etnoitnfuosrematthieondotchuemreenitn,or(2a)nynoctopcyoptyhetrheeofdoocrumtehnet, | that, except ittrawdiellse(c1r)etnoitnfuosrematthieondotchuemreenitn,or(2a)nynoctopcyoptyhetrheeofdoocrumtehnet, | as authorized in writing by 1600 BUERKLE ROAD WHITE BEAR LAKE, MN trade | LAWRENCE DRIVE DEPERE, WISCONSIN
15200_drw.pdf | therein, and dmoactuemreinatl,coorpiuepdonthdeermeafnrdo,m.retCuOrPnYRtIhGeHTdoCcuummmeinnts,Failrle | (4) upon dmoactuemreinatl,coorpiuepdonthdeermeafnrdo,m.retCuOrPnYRtIhGeHTdoCcuummmeinnts,Failrle | of the need to retain cPoopwieersLtLhCereof, anKd CFP33
15200_drw.pdf |  | ALL | DIMENSION TOLERANCESFA1RE0/20/30 - EXT ONLY
15200_drw.pdf | # | 1IM$PERIAL | METRIC UNITS DWG UNITS: DRAWN BY: DAN DATE: | 06-JUL-09
15200_drw.pdf |  | # 0.005 T==OLE##RAN00C..E00S3105 | .XX= # 0.2 F..OXXRXM==TOL##ERA00N..C84ES DRAWING | NO:
15200_drw.pdf |  | F..AXXBXXXTO==LER##ANC00E..S006300 | F..AXXBXT==OLE##RAN10C..E58S EST WEIGHT: 42238.628 1 OF 1 15200
15201_drw.pdf | ITEM
15201_drw.pdf | 1 | 1 | ASSEMBLY, HOSE, FUEL LINE, CFP33 SUPPLY | 15259
15201_drw.pdf | 2 | 1 | ASSEMBLY, HOSE, FUEL LINE, CFP33 RETURN | 15260
15201_drw.pdf | 3
15201_drw.pdf | 4
15201_drw.pdf |  |  |  | 14992-06
15201_drw.pdf | confidential Fire Power and | and trade and is given retaining of | secret information, is the to the receiver in confidence. document accepts the CUMMINS FIRE POWER LLC CORPORATE OFFICE AND | DESIGN UPFIT CENTER
15201_drw.pdf | and agrees ittrawdiellse(c1r)etnoitnfuosrematthieondotchuemreenitn,or(2a)nynoctopcyoptyhetrheeofdoocrumtehnet, | that, except ittrawdiellse(c1r)etnoitnfuosrematthieondotchuemreenitn,or(2a)nynoctopcyoptyhetrheeofdoocrumtehnet, | as authorized in writing by 1600 BUERKLE ROAD WHITE BEAR LAKE, MN trade | LAWRENCE DRIVE DEPERE, WISCONSIN
15201_drw.pdf | therein, and dmoactuemreinatl,coorpiuepdonthdeermeafnrdo,m.retCuOrPnYRtIhGeHTdoCcuummmeinnts,Failrle | (4) upon dmoactuemreinatl,coorpiuepdonthdeermeafnrdo,m.retCuOrPnYRtIhGeHTdoCcuummmeinnts,Failrle | of the need to retain cPoopwieersLtLhCereof, anKd CFP33
15201_drw.pdf |  | ALL | DIMENSION TOLERANCESFA1RE5/25 - EXT ONLY
15201_drw.pdf | # | 1IM$PERIAL | METRIC UNITS DWG UNITS: DRAWN BY: DAN DATE: | 07-JUL-09
15201_drw.pdf |  | # 0.005 F..OXXRXXMXT==OLE##RAN00C..E00S3105 | .XX= # 0.2 F..OXXRXM==TOL##ERA00N..C84ES DRAWING | NO:
15201_drw.pdf |  | F..AXXBXXXTO==LER##ANC00E..S006300 | F..AXXBXT==OLE##RAN10C..E58S EST WEIGHT: 10.059 1 OF 1 15201
15202_drw.pdf | ITEM
15202_drw.pdf | 1 | 1 | ASSEMBLY, HOSE, FUEL LINE, CFP39 SUPPLY | 15261
15202_drw.pdf | 2 | 1 | ASSEMBLY, HOSE, FUEL LINE, CFP39 RETURN | 15262
15202_drw.pdf | 3
15202_drw.pdf | 4
15202_drw.pdf | confidential Fire Power and | and trade and is given retaining of | secret information, is the to the receiver in confidence. document accepts the CUMMINS FIRE POWER LLC CORPORATE OFFICE AND | DESIGN UPFIT CENTER
15202_drw.pdf | and agrees ittrawdiellse(c1r)etnoitnfuosrematthieondotchuemreenitn,or(2a)nynoctopcyoptyhetrheeofdoocrumtehnet, | that, except ittrawdiellse(c1r)etnoitnfuosrematthieondotchuemreenitn,or(2a)nynoctopcyoptyhetrheeofdoocrumtehnet, | as authorized in writing by 1600 BUERKLE ROAD WHITE BEAR LAKE, MN trade | LAWRENCE DRIVE DEPERE, WISCONSIN
15202_drw.pdf | therein, and dmoactuemreinatl,coorpiuepdonthdeermeafnrdo,m.retCuOrPnYRtIhGeHTdoCcuummmeinnts,Failrle | (4) upon dmoactuemreinatl,coorpiuepdonthdeermeafnrdo,m.retCuOrPnYRtIhGeHTdoCcuummmeinnts,Failrle | of the need to retain cPoopwieersLtLhCereof, anKd CFP39
15202_drw.pdf |  | ALL | DIMENSION TOLERANCESFA1RE5 - EXT ONLY
15202_drw.pdf | # | 1IM$PERIAL | METRIC UNITS DWG UNITS: DRAWN BY: DAN DATE: | 07-JUL-09
15202_drw.pdf |  | # 0.005 F..OXXRXXMXT==OLE##RAN00C..E00S3105 | .XX= # 0.2 F..OXXRXM==TOL##ERA00N..C84ES DRAWING | NO:
15202_drw.pdf |  | F..AXXBXXXTO==LER##ANC00E..S006300 | F..AXXBXT==OLE##RAN10C..E58S EST WEIGHT: 6.381 1 OF 1 15202
15203_drw.pdf | 1 | 1 | HOSE, FUEL LINE, 221FR-5 X 20" LG, NO ENDS | 14398
15203_drw.pdf | 2 | 1 | ASSEMBLY, HOSE, FUEL LINE, CFP5E SUPPLY | 15263
15203_drw.pdf | 3 | 1 | ASSEMBLY, HOSE, FUEL LINE, CFP5E JUMPER | 15264
15203_drw.pdf | 4 | 1 | ASSEMBLY, HOSE, FUEL LINE, CFP5E RETURN | 15265
15203_drw.pdf | 9
15203_drw.pdf | 10
15203_drw.pdf | 11
15203_drw.pdf | 12
15203_drw.pdf | 13 | 2 | CLAMP, WORM, .25 - .63 | 14992-04
15203_drw.pdf | 14 | 2 | CLAMP, WORM, .31 - .88 | 14992-06
15203_drw.pdf | to the the document as | receiver accepts in | confidence. the writing by CUMMINS FIRE POWER LLC CORPORATE OFFICE | DESIGN UPFIT CENTER
15203_drw.pdf | ittrawdiellse(c1r)etnoitnfuosrematthieondotchuemreenitn,or(2a)nynoctopcyoptyhetrheeofdoocrumtehnet, or the | ittrawdiellse(c1r)etnoitnfuosrematthieondotchuemreenitn,or(2a)nynoctopcyoptyhetrheeofdoocrumtehnet, confidential | WHITE BEAR LAKE, MN or trade WWW.CUMMINSFIREPOWER.COM | DEPERE, WISCONSIN
15203_drw.pdf |  | cPoopwieersLtLhCereof, | anKd IT, FUEL LINES, CFP5E
15203_drw.pdf | DIMENSION | TOLERANCESFA1RE0/20/30/40/50 | TOLERANCESFA1RE0/20/30/40/50 - EXT ONLY
15203_drw.pdf |  |  | DWG UNITS: DRAWN BY: DAN | 10-JUL-09
15204_drw.pdf | 1 | 1 | ASSEMBLY, HOSE, FUEL LINE, CFP59 | 15266
15204_drw.pdf | 3
15204_drw.pdf | 4
15204_drw.pdf | 5
15204_drw.pdf | 6 | 1 | CLAMP, WORM, .25 - .63
15204_drw.pdf | SEALANT | SEALANT | ON ALL NPT THREADS.
15204_drw.pdf | is the
15205_drw.pdf | ITEM
15205_drw.pdf | 1 | 1 | ASSEMBLY, HOSE, FUEL LINE, CFP59 SUPPLY | 15268
15205_drw.pdf | 2 | 1 | ASSEMBLY, HOSE, FUEL LINE, CFP59 RETURN | 15269
15205_drw.pdf | 3
15205_drw.pdf | 4
15205_drw.pdf |  |  |  | 14992-06
15205_drw.pdf | confidential Fire Power and | and trade and is given retaining of | secret information, is the to the receiver in confidence. document accepts the CUMMINS FIRE POWER LLC CORPORATE OFFICE AND | DESIGN UPFIT CENTER
15205_drw.pdf | and agrees ittrawdiellse(c1r)etnoitnfuosrematthieondotchuemreenitn,or(2a)nynoctopcyoptyhetrheeofdoocrumtehnet, | that, except ittrawdiellse(c1r)etnoitnfuosrematthieondotchuemreenitn,or(2a)nynoctopcyoptyhetrheeofdoocrumtehnet, | as authorized in writing by 1600 BUERKLE ROAD WHITE BEAR LAKE, MN trade | LAWRENCE DRIVE DEPERE, WISCONSIN
15205_drw.pdf | therein, and dmoactuemreinatl,coorpiuepdonthdeermeafnrdo,m.retCuOrPnYRtIhGeHTdoCcuummmeinnts,Failrle | (4) upon dmoactuemreinatl,coorpiuepdonthdeermeafnrdo,m.retCuOrPnYRtIhGeHTdoCcuummmeinnts,Failrle | of the need to retain cPoopwieersLtLhCereof, anKd CFP59
15205_drw.pdf |  | ALL | DIMENSION TOLERANCESFA1RE5/25/45 - EXT ONLY
15205_drw.pdf | # | 1IM$PERIAL | METRIC UNITS DWG UNITS: DRAWN BY: DAN DATE: | 07-JUL-09
15205_drw.pdf |  | # 0.005 F..OXXRXXMXT==OLE##RAN00C..E00S3105 | .XX= # 0.2 F..OXXRXM==TOL##ERA00N..C84ES DRAWING | NO:
15205_drw.pdf |  | F..AXXBXXXTO==LER##ANC00E..S006300 | F..AXXBXT==OLE##RAN10C..E58S EST WEIGHT: 42238.628 1 OF 1 15205
15207_drw.pdf | 1 | 1 | ASSEMBLY, HOSE, FUEL LINE, CFP83 | 15273
15207_drw.pdf | 3
15207_drw.pdf | 4
15207_drw.pdf | 5
15207_drw.pdf | 6
15207_drw.pdf | 8 | 1 | CLAMP, WORM, .31 - .88 | 14992-06
15207_drw.pdf | 3
15207_drw.pdf | SEALANT | SEALANT | ON ALL NPT THREADS.
15207_drw.pdf | is the
15209_drw.pdf | 1 | 1 | ASSEMBLY, HOSE, FUEL LINE, CFP11E SUPPLY | 15278
15209_drw.pdf | 3 | 1 | ASSEMBLY, HOSE, FUEL LINE, CFP11E JUMPER | 15282
15209_drw.pdf | 4 | 2 | ELBOW, #8 FLARE X FLARE SWIVEL | 8_C6X-S
15209_drw.pdf | 6
15209_drw.pdf | 7
15209_drw.pdf | 9
15209_drw.pdf | 10
15210_drw.pdf | 1 | 1 | HOSE, FUEL COOLER INPUT, CFP15E | 12523
15210_drw.pdf |  |  | LINE, CFP15E | 15280
15210_drw.pdf | 4 | 1 | ASSEMBLY, HOSE, FUEL LINE, CFP15E | 15281
15210_drw.pdf | 5
15210_drw.pdf | 6
15210_drw.pdf | 9 | 1 | VALVE,CHECK,BRASS, 1/2" MNPT X MNPT | 14411
15210_drw.pdf | 10 | 1 | NUT,HEX, 0.50-13 | 20100-050
15210_drw.pdf | 11 | 1 | NUT,HEX, M8-1.25 | 20120-M8
15210_drw.pdf | 12 | 1 | SCREW,HH, M8-1.25x25 | 20308-025
15210_drw.pdf | 14 | 1 | CLAMP, LOOM, 1.00 ID | 26964-16
15210_drw.pdf |  |  | 9
15210_drw.pdf |  |  | 7
15210_drw.pdf |  |  | 6
15210_drw.pdf | 6
15210_drw.pdf |  | APPLY | THREAD SEALANT ON ALL NPT
15210_drw.pdf | is
15210_drw.pdf | in accepts the |  | CORPORATE OFFICE AND | UPFIT CENTER
15212_drw.pdf |  | 12" | #10 FEM JIC X #10 221FR X
15212_drw.pdf |  | 12" | EXTENSION, #12 FEM JIC X #12 221FR X
15232_drw.pdf | 1 | 4 | LUMBER, 1-3/4 x 4 x 96 LONG, HW, SIZE THKNESS EXACT | 15232-01
15232_drw.pdf | 2 | 5 | LUMBER, 1-3/4 x 4 x 22.50 LONG, HW, SIZE THKNESS EXACT | 15232-02
15232_drw.pdf |  |  | 20.25
15232_drw.pdf |  |  | HOLD
15232_drw.pdf | contains Cummins | confidential LLC and is | trade secret information, is the given to the receiver in confidence. CUMMINS NPOWER LLC | CUSTOM DESIGN
15232_drw.pdf | by confidence | and and agrees that, | of the document accepts the except as authorized in writing by 1600 BUERKLE ROAD WHITE BEAR LAKE, MN | LAWRENCE DRIVE WISCONSIN
15232_drw.pdf | to information | either the and (4) | document or the confidential or trade upon completion of the need to retain WWW.CUMMINSNPOWER.COM aNlPlowceorpiLeLsC thereof,
15232_drw.pdf | OTHERWISE | SPECIFIED | ALL DIMENSION TOLERANCESEALREGIN 4WM
15232_drw.pdf |  | 1IM$PERIAL | UNITSMETRIC UNITS DWG UNITS: DRAWN BY: MAC DATE: | 22JULY2009
15232_drw.pdf |  | 1.-2XXX5= # F..OXXRXXMX | IN/LB/S PRO-ENGINEERREF 0.005 .XX= # 0.2 F..OXXRXM==TOL##ERA00N..C84ES DRAWING | DRWG: NO:
15232_drw.pdf |  |  | F..AXXBXT==OLE##RAN10C..E58S EST WEIGHT: 132.069 1 OF 1 15232
15234_drw.pdf | 1 | 1 | AIR HEATER STARTING AID | AH9154
15234_drw.pdf | 2 | 1 | APPROVAL, AGENCY, - | AP9455
15234_drw.pdf | 3 | 1 | CRANKCASE BREATHER | BR9215
15234_drw.pdf | 4 | 1 | COOLANT HEATER STARTING AID | CH9068
15234_drw.pdf | 5 | 1 | DRIVE, FRO GER TRA ACC | DF9098
15234_drw.pdf | 6 | 1 | LOCATION, DRAIN, - | DL9146
15234_drw.pdf | 7 | 1 | SOFTWARE, CUS INTERFACE, - | DO9779
15234_drw.pdf | 8 | 1 | ALTERNATOR | EE9242
15234_drw.pdf | 9 | 1 | MOUNTING, ALTERNATOR | EH97403
15234_drw.pdf | 10 | 1 | FRONT ENGINE SUPPORT | EM9305
15234_drw.pdf | 11 | 1 | FAN DRIVE, 1.1:1 RATIO | FA9313
15234_drw.pdf | 12 | 1 | FUEL FILTER | FF9587
15234_drw.pdf | 13 | 1 | FLYWHEEL HOUSING | FH9352
15234_drw.pdf | 14 | 1 | FUEL INLET FITTING | FI9020
15234_drw.pdf | 15 | 1 | RATING, FUEL, - | FR91509
15234_drw.pdf | 16 | 1 | CHECK VALVE | FS9356
15234_drw.pdf | 17 | 1 | PUMP, FUEL TRANSFER | FS9745
15234_drw.pdf | 18 | 1 | FLYWHEEL | FW9525
15234_drw.pdf | 19 | 1 | CABIN HEATER PLUMBING | HC9046
15234_drw.pdf | 20 | 1 | AIR INTAKE HOSE | IC9276
15234_drw.pdf | 21 | 1 | AIR INTAKE HOSE | IC9407
15234_drw.pdf | 22 | 1 | AIR TRANSFER CONNECTION | IT9043
15234_drw.pdf | 23 | 1 | LIFTING ARRANGEMENT | LA9151
15234_drw.pdf | 24 | 1 | LUBRICATING OIL FILTER | LF9093
15234_drw.pdf | 25 | 1 | FILTER, LUBRICATING OIL | LF9130
15234_drw.pdf | 26 | 1 | OIL LEVEL GAUGE | LG90102
15234_drw.pdf | 27 | 1 | OIL, LUBRICATING | LO9015
15234_drw.pdf | 28 | 1 | OIL, ENGINE, - | LO9702
15234_drw.pdf | 29 | 1 | PUMP, LUBRICATING OIL | LP9724
15234_drw.pdf | 30 | 1 | LITERATURE, - | LT9304
15234_drw.pdf | 31 | 1 | OIL FILL ARRANGEMENT | OB9364
15234_drw.pdf | 32 | 1 | OIL PAN | OP9307
15234_drw.pdf | 33
15234_drw.pdf | 34 | 1 | HEAD, CYLINDER | PP98939
15234_drw.pdf | 35 | 1 | PLUMBING, INJECTOR | PP99120
15234_drw.pdf | 36 | 1 | RADIATOR PLUMBING | RP9042
15234_drw.pdf | 37 | 1 | SOFTWARE, CALIBRATION, - | SC9393
15234_drw.pdf | 38 | 1 | ARRANGEMENT, SHIPPING, - | SK9022
15234_drw.pdf | 39
15234_drw.pdf | 40 | 1 | PAINT, - | SS9473
15234_drw.pdf | 41 | 1 | STARTING MOTOR | ST9289
15234_drw.pdf | 42 | 1 | VOLTAGE, ENGINE OPERATING | SV9001
15234_drw.pdf | 43 | 1 | ARRANGEMENT, TURBOCHARGER, - | TB91120
15234_drw.pdf | 44 | 1 | TORQUE CONVERTER OIL COOLER | TK9022
15234_drw.pdf | 45 | 1 | ARRANGEMENT, VALVE COVER, _ | VC9156
15234_drw.pdf | 46 | 1 | LOCATION, CRN RESISTOR, - | WF9123
15234_drw.pdf | 47 | 1 | WATER INLET CONNECTION | 3944141
15234_drw.pdf | 48 | 1 | WATER OUTLET CONNECTION | WO9052
15234_drw.pdf | 49 | 1 | CONNECTION, EXHAUST OUTLET | XS9353
15238_drw.pdf | 1 | 1 | PAD, GTA8.3 RADIATOR KNEE BRACE | 15084
15238_drw.pdf | 2 | 1 | CHANNEL,2X1X3/16, GTA8.3,RAD RH BRACE | 15085
15238_drw.pdf | 3 | 1 | PAD, GTA8.3 RADIATOR KNEE BRACE | 15088
15238_drw.pdf |  |  | 16.68
15238_drw.pdf |  |  | NOTES:
15238_drw.pdf |  |  | 2. REMOVE WELD SPATER, BURRS AND | EDGES
15238_drw.pdf |  |  | A 3. FINISH: PRIME AND PAINT ONAN GREEN
15238_drw.pdf |  |  | FOLLOWING CNP PAINT SPECS: 21055 | 60027
15238_drw.pdf | contains Cummins | confidential LLC and is | trade secret information, is the given to the receiver in confidence. CUMMINS NPOWER LLC | CUSTOM DESIGN
15238_drw.pdf | by confidence | and and agrees that, | of the document accepts the except as authorized in writing by 1600 BUERKLE ROAD WHITE BEAR LAKE, MN | LAWRENCE DRIVE WISCONSIN
15238_drw.pdf | to information | either the and (4) | document or the confidential or trade upon completion of the need to retain aNlPlowceorpiLeLsC thereof, WWW.CUMMINSNPOWER.COM
15238_drw.pdf | OTHERWISE | SPECIFIED | ALL DIMENSION TOLERANCESGATREA8.3,RAD LH
15238_drw.pdf |  | 1IM$PERIAL | UNITS METRIC UNITS DWG UNITS: DRAWN BY: PBS DATE: | 08JUL2009
15238_drw.pdf |  | 1.-2XXX5= # | IN/LB/S PRO-ENGINEERREF 0.005 .XX= # 0.2 F..OXXRXM==TOL##ERA00N..C84ES DRAWING | DRWG: NO:
15238_drw.pdf |  |  | F..AXXBXT==OLE##RAN10C..E58S EST WEIGHT: 8.253 1 OF 1 15238
15239_drw.pdf | 1 | 1 | PAD, GTA8.3 RADIATOR KNEE BRACE | 15084
15239_drw.pdf | 2 | 1 | PAD, GTA8.3 RADIATOR KNEE BRACE | 15088
15239_drw.pdf | 3 | 1 | CHANNEL,2X1X3/16, GTA8.3,RAD RH BRACE | 15237
15239_drw.pdf |  |  | NOTES:
15239_drw.pdf |  |  | 2. REMOVE WELD SPATER, BURRS AND SHARP
15239_drw.pdf |  |  | 3. FINISH: PRIME AND PAINT ONAN GREEN
15239_drw.pdf |  |  | FOLLOWING CNP PAINT SPECS: 21055 AND
15239_drw.pdf | contains Cummins | confidential LLC and is | trade secret information, is the given to the receiver in confidence. CUMMINS NPOWER LLC | CUSTOM DESIGN
15239_drw.pdf | by confidence | and and agrees that, | of the document accepts the except as authorized in writing by 1600 BUERKLE ROAD WHITE BEAR LAKE, MN | LAWRENCE DRIVE WISCONSIN
15239_drw.pdf | to information | either the and (4) | document or the confidential or trade upon completion of the need to retain aNlPlowceorpiLeLsC thereof, WWW.CUMMINSNPOWER.COM
15239_drw.pdf | OTHERWISE | SPECIFIED | ALL DIMENSION TOLERANCESGATREA8.3,RAD RH
15239_drw.pdf |  | 1IM$PERIAL | UNITS METRIC UNITS DWG UNITS: DRAWN BY: PBS DATE: | 08JUL2009
15239_drw.pdf |  | 1.-2XXX5= # F..OXXRXXMX | IN/LB/S PRO-ENGINEERREF 0.005 .XX= # 0.2 F..OXXRXM==TOL##ERA00N..C84ES DRAWING | DRWG: NO:
15239_drw.pdf |  |  | F..AXXBXT==OLE##RAN10C..E58S EST WEIGHT: 8.253 1 OF 1 15239
15247_drw.pdf |  |  | 2 X2.00
15247_drw.pdf |  |  | C
15247_drw.pdf |  |  | VINYL STENCILS FOR
15247_drw.pdf |  |  | VINYL TO BE PAPER BACKED | WITH A
15247_drw.pdf | contains Cummins | confidential LLC and is | trade secret information, is the given to the receiver in confidence. CUMMINS NPOWER LLC | CUSTOM DESIGN
15247_drw.pdf | by confidence | and and agrees that, | of the document accepts the except as authorized in writing by 1600 BUERKLE ROAD WHITE BEAR LAKE, MN | LAWRENCE DRIVE WISCONSIN
15247_drw.pdf | to information | either the and (4) | document or the confidential or trade upon completion of the need to retain aNlPlowceorpiLeLsC thereof, WWW.CUMMINSNPOWER.COM
15247_drw.pdf | OTHERWISE | SPECIFIED | ALL DIMENSION TOLERANCESEALRETA
15247_drw.pdf |  | 1IM$PERIAL | UNITS METRIC UNITS DWG UNITS: DRAWN BY: MJD DATE: | 09-JUL-09
15247_drw.pdf |  | 1.-2XXX5= # | IN/LB/S PRO-ENGINEERREF 0.005 .XX= # 0.2 F..OXXRXM==TOL##ERA00N..C84ES DRAWING | DRWG:- NO:
15247_drw.pdf |  |  | F..AXXBXT==OLE##RAN10C..E58S EST WEIGHT: 0.000 1 OF 1 15247
15250_drw.pdf | ITEM
15250_drw.pdf | 1 | 4 | WELDNUT, 1/4"-20 NC, _ | 14520
15250_drw.pdf | 2 | 1 | GUARD,RAIN 8.25, WELDNUT HALF | 15251
15250_drw.pdf | 3 | 1 | GUARD,RAIN, FLANGE HALF | 15252
15250_drw.pdf |  |  | 0.380
15257_drw.pdf | ITEM
15257_drw.pdf | 1 | 1 | FTG, 10626-6-6,FEMALE JIC 37° SWIVEL, PARKER OR | EQUI1V0A6L2E6N-T6-6_CCR
15257_drw.pdf | 2 | 1 | HOSE, 221FR-6 X 12" LG, - | 15257-001
15257_drw.pdf | NOTES:
15257_drw.pdf | 1) | PARKER | 221FR FUEL LINE OR EQUAL
15257_drw.pdf | 2) | PARKER | 26 SERIES CRIMPED FITTINGS OR EQUAL
15257_drw.pdf |  | YELLOW | 0.18" BLACK PRINT
15257_drw.pdf | confidential Fire Power and | and trade and is given retaining of | secret information, is the to the receiver in confidence. document accepts the CUMMINS FIRE POWER LLC CORPORATE OFFICE AND | DESIGN UPFIT CENTER
15257_drw.pdf | and agrees ittrawdiellse(c1r)etnoitnfuosrematthieondotchuemreenitn,or(2a)nynoctopcyoptyhetrheeofdoocrumtehnet, | that, except ittrawdiellse(c1r)etnoitnfuosrematthieondotchuemreenitn,or(2a)nynoctopcyoptyhetrheeofdoocrumtehnet, | as authorized in writing by 1600 BUERKLE ROAD WHITE BEAR LAKE, MN trade | LAWRENCE DRIVE DEPERE, WISCONSIN
15257_drw.pdf | therein, and dmoactuemreinatl,coorpiuepdonthdeermeafnrdo,m.retCuOrPnYRtIhGeHTdoCcuummmeinnts,Failrle | (4) upon dmoactuemreinatl,coorpiuepdonthdeermeafnrdo,m.retCuOrPnYRtIhGeHTdoCcuummmeinnts,Failrle | of the need to retain cPoopwieersLtLhCereof, anAd LINE
15257_drw.pdf |  | ALL | DIMENSION TOLERANCESCAFREP33 SUPPLY
15257_drw.pdf | # | 1IM$PERIAL | METRIC UNITS DWG UNITS: DRAWN BY:- DATE: | -
15257_drw.pdf |  | # 0.005 T==OLE##RAN00C..E00S3105 | .XX= # 0.2 F..OXXRXM==TOL##ERA00N..C84ES DRAWING | NO:
15257_drw.pdf |  | F..AXXBXXXTO==LER##ANC00E..S006300 | F..AXXBXT==OLE##RAN10C..E58S EST WEIGHT: 42238.628 1 OF 1 15257
15258_drw.pdf | 1 | 1 | HOSE, 221FR-5 X 30" LG, - | 15258-001
15258_drw.pdf | 2 | 1 | FTG, 10626-4-5, FEMALE JIC, PARKER OR EQUIVALENT | 16826-4-5
15258_drw.pdf |  | 1) | PARKER 221FR FUEL LINE OR EQUAL
15258_drw.pdf |  | 4) | YELLOW LABEL W/ 0.18" BLACK PRINT
15258_drw.pdf |  |  | BLANK END
15258_drw.pdf | contains Cummins Fire | confidential and Power LLC and | trade secret information, is the is given to the receiver in confidence. CUMMINS FIRE POWER LLC | CUSTOM DESIGN
15258_drw.pdf | by confidence | and and agrees that, | of the document accepts the except as authorized in writing by 1600 BUERKLE ROAD WHITE BEAR LAKE, MN | LAWRENCE DRIVE WISCONSIN
15258_drw.pdf | to information | either the and (4) | document or the confidential or trade upon completion of the need to retain WWW.CUMMINSFIREPOWER.COM cPoopwieersLtLhCereof,
15258_drw.pdf | OTHERWISE | SPECIFIED | ALL DIMENSION TOLERANCESCAFREP33 RETURN
15258_drw.pdf |  | 1IM$PERIAL | UNITS METRIC UNITS DWG UNITS: DRAWN BY:- DATE: | -
15258_drw.pdf |  | 12.XXX5= # F..OXXRXXMX | IN/LB/S PRO-ENGINEERREF 0.005 .XX= # 0.2 F..OXXRXM==TOL##ERA00N..C84ES DRAWING | DRWG:- NO:
15258_drw.pdf |  |  | F..AXXBXT==OLE##RAN10C..E58S EST WEIGHT: 42238.628 1 OF 1 15258
15259_drw.pdf | 1 | 1 | FTG, 10626-4-6, FEMALE JIC, PARKER OR EQUIVALENT, DO | NO1T06U2S6E-4-6
15259_drw.pdf | 2 | 1 | HOSE, 221FR-6 X 26" LG, - | 15259-001
15259_drw.pdf |  |  | 2) PARKER 26 SERIES CRIMPED FITTINGS OR EQUAL
15259_drw.pdf |  |  | 3) PUSH PLUG ON JIC ENDS
15259_drw.pdf | contains Cummins Fire | confidential and Power LLC and | trade secret information, is the is given to the receiver in confidence. CUMMINS FIRE POWER LLC | CUSTOM DESIGN
15259_drw.pdf | by confidence | and and agrees that, | of the document accepts the except as authorized in writing by 1600 BUERKLE ROAD WHITE BEAR LAKE, MN | LAWRENCE DRIVE WISCONSIN
15259_drw.pdf | to information | either the and (4) | document or the confidential or trade upon completion of the need to retain WWW.CUMMINSFIREPOWER.COM cPoopwieersLtLhCereof,
15259_drw.pdf | OTHERWISE | SPECIFIED | ALL DIMENSION TOLERANCESCAFREP33 SUPPLY
15259_drw.pdf |  | 1IM$PERIAL | UNITS METRIC UNITS DWG UNITS: DRAWN BY: DAN DATE: | 07-JUL-09
15259_drw.pdf |  | 12.XXX5= # F..OXXRXXMX | IN/LB/S PRO-ENGINEERREF 0.005 .XX= # 0.2 F..OXXRXM==TOL##ERA00N..C84ES DRAWING | DRWG:- NO:
15259_drw.pdf |  |  | F..AXXBXT==OLE##RAN10C..E58S EST WEIGHT: 5.981 1 OF 1 15259
15260_drw.pdf | 1 | 1 | FTG, 10626-4-6, FEMALE JIC, PARKER OR EQUIVALENT, DO | NO1T06U2S6E-4-6
15260_drw.pdf | 2 | 1 | HOSE, 221FR-6 X 17" LG, - | 15260-001
15260_drw.pdf |  |  | NOTES:
15260_drw.pdf |  |  | 3) PUSH PLUG ON JIC ENDS
15260_drw.pdf |  |  | 4) YELLOW LABEL W/ 0.18" BLACK PRINT
15260_drw.pdf | contains Cummins Fire | confidential and Power LLC and | trade secret information, is the is given to the receiver in confidence. CUMMINS FIRE POWER LLC | CUSTOM DESIGN
15260_drw.pdf | by confidence | and and agrees that, | of the document accepts the except as authorized in writing by 1600 BUERKLE ROAD WHITE BEAR LAKE, MN | LAWRENCE DRIVE WISCONSIN
15260_drw.pdf | to information | either the and (4) | document or the confidential or trade upon completion of the need to retain WWW.CUMMINSFIREPOWER.COM cPoopwieersLtLhCereof,
15260_drw.pdf | OTHERWISE | SPECIFIED | ALL DIMENSION TOLERANCESCAFREP33 RETURN
15260_drw.pdf |  | 1IM$PERIAL | UNITS METRIC UNITS DWG UNITS: DRAWN BY: DAN DATE: | 07-JUL-09
15260_drw.pdf |  | 12.XXX5= # F..OXXRXXMX | IN/LB/S PRO-ENGINEERREF 0.005 .XX= # 0.2 F..OXXRXM==TOL##ERA00N..C84ES DRAWING | DRWG:- NO:
15260_drw.pdf |  |  | F..AXXBXT==OLE##RAN10C..E58S EST WEIGHT: 3.827 1 OF 1 15260
15261_drw.pdf | 1 | 1 | HOSE END, 10626-6-6, FEMALE JIC,, PARKER OR EQUIVALENT | 10626-6-6_OLD
15261_drw.pdf | 2 | 1 | FTG, 13926-6-6,FEMALE JIC 37° SWIVEL, 90° ELBOW, PARKER OR
15261_drw.pdf | 3 | 1 | HOSE, 221FR-6 X 12" LG, - | 15261-001
15261_drw.pdf |  |  | 1) PARKER 221FR FUEL LINE OR EQUAL
15261_drw.pdf |  |  | 2) PARKER 26 SERIES CRIMPED FITTINGS OR EQUAL
15261_drw.pdf |  |  | 3) PUSH PLUG ON JIC ENDS
15262_drw.pdf | 1 | 1 | FTG, 10626-4-6, FEMALE JIC, PARKER OR EQUIVALENT, DO | NO1T06U2S6E-4-6
15262_drw.pdf | 2 | 1 | HOSE, 221FR-6 X 24" LG, - | 15262-001
15262_drw.pdf |  | NOTES:
15262_drw.pdf |  | 1) | PARKER 221FR FUEL LINE OR EQUAL
15262_drw.pdf |  | 3) | PLUG ON JIC ENDS
15262_drw.pdf |  | 4) | YELLOW LABEL W/ 0.18" BLACK PRINT
15262_drw.pdf | contains Cummins Fire | confidential and Power LLC and | trade secret information, is the is given to the receiver in confidence. CUMMINS FIRE POWER LLC | CUSTOM DESIGN
15262_drw.pdf | by confidence | and and agrees that, | of the document accepts the except as authorized in writing by 1600 BUERKLE ROAD WHITE BEAR LAKE, MN | LAWRENCE DRIVE WISCONSIN
15262_drw.pdf | to information | either the and (4) | document or the confidential or trade upon completion of the need to retain WWW.CUMMINSFIREPOWER.COM cPoopwieersLtLhCereof,
15262_drw.pdf | OTHERWISE | SPECIFIED | ALL DIMENSION TOLERANCESCAFREP39 RETURN
15262_drw.pdf |  | 1IM$PERIAL | UNITS METRIC UNITS DWG UNITS: DRAWN BY: DAN DATE: | 07-JUL-09
15262_drw.pdf |  | 12.XXX5= # F..OXXRXXMX | IN/LB/S PRO-ENGINEERREF 0.005 .XX= # 0.2 F..OXXRXM==TOL##ERA00N..C84ES DRAWING | DRWG:- NO:
15262_drw.pdf |  |  | F..AXXBXT==OLE##RAN10C..E58S EST WEIGHT: 2.836 1 OF 1 15262
15265_drw.pdf | 1 | 1 | HOSE END, 10626-6-6, FEMALE JIC,, PARKER OR | EQUIVALEN1T0626-6-6_OLD
15265_drw.pdf | 2 | 1 | HOSE, 221FR-6 X 18" LG | 15265-001
15265_drw.pdf | NOTES:
15265_drw.pdf |  |  | FUEL LINE OR EQUAL
15265_drw.pdf | PUSH | PLUG | ON JIC ENDS
15265_drw.pdf | YELLOW |  | W/ 0.18" BLACK PRINT
15265_drw.pdf | contains Cummins Fire | confidential and Power LLC and | trade secret information, is the is given to the receiver in confidence. CUMMINS FIRE POWER LLC | CUSTOM DESIGN
15265_drw.pdf | by confidence | and and agrees that, | of the document accepts the except as authorized in writing by 1600 BUERKLE ROAD WHITE BEAR LAKE, MN | LAWRENCE DRIVE WISCONSIN
15265_drw.pdf | to information | either the and (4) | document or the confidential or trade upon completion of the need to retain WWW.CUMMINSFIREPOWER.COM cPoopwieersLtLhCereof,
15265_drw.pdf | OTHERWISE | SPECIFIED | ALL DIMENSION TOLERANCESCAFREP5E RETURN
15265_drw.pdf |  | 1IM$PERIAL | UNITS METRIC UNITS DWG UNITS: DRAWN BY: MAC DATE: | 10-24-2008
15265_drw.pdf |  | 12.XXX5= # F..OXXRXXMX | IN/LB/S PRO-ENGINEERREF 0.005 .XX= # 0.2 F..OXXRXM==TOL##ERA00N..C84ES DRAWING | DRWG: NO:
15265_drw.pdf |  |  | F..AXXBXT==OLE##RAN10C..E58S EST WEIGHT: 211.334 1 OF 1 15265
15266_drw.pdf | 1 | 1 | FTG, 10626-4-6, FEMALE JIC, PARKER OR EQUIVALENT, DO NOT USE | 10626-4-6
15266_drw.pdf | 2 | 1 | FTG, 13926-6-6,FEMALE JIC 37° SWIVEL, 90° ELBOW, PARKER OR
15266_drw.pdf | 3 | 1 | HOSE, 221FR-6 X 12" LG, - | 15266-001
15266_drw.pdf |  |  | 2) PARKER 26 SERIES CRIMPED FITTINGS OR EQUAL
15266_drw.pdf |  |  | 3) PUSH PLUG ON JIC ENDS
15266_drw.pdf |  |  | 4) YELLOW LABEL W/ 0.18" BLACK PRINT
15267_drw.pdf | 1 | 1 | HOSE, 221FR-5 X 18" LG, - | 15267-001
15267_drw.pdf | 2 | 1 | FTG, 10626-4-5, FEMALE JIC, PARKER OR EQUIVALENT | 16826-4-5
15267_drw.pdf |  |  | 2) PARKER 26 SERIES CRIMPED FITTINGS OR EQUAL
15267_drw.pdf |  |  | 3) PUSH PLUG ON JIC ENDS
15267_drw.pdf | contains Cummins Fire | confidential and Power LLC and | trade secret information, is the is given to the receiver in confidence. CUMMINS FIRE POWER LLC | CUSTOM DESIGN
15267_drw.pdf | by confidence | and and agrees that, | of the document accepts the except as authorized in writing by 1600 BUERKLE ROAD WHITE BEAR LAKE, MN | LAWRENCE DRIVE WISCONSIN
15267_drw.pdf | to information | either the and (4) | document or the confidential or trade upon completion of the need to retain WWW.CUMMINSFIREPOWER.COM cPoopwieersLtLhCereof,
15267_drw.pdf | OTHERWISE | SPECIFIED | ALL DIMENSION TOLERANCESCAFREP59 RETURN
15267_drw.pdf |  | 1IM$PERIAL | UNITS METRIC UNITS DWG UNITS: DRAWN BY: DAN DATE: | 07-JUL-09
15267_drw.pdf |  | 12.XXX5= # F..OXXRXXMX | IN/LB/S PRO-ENGINEERREF 0.005 .XX= # 0.2 F..OXXRXM==TOL##ERA00N..C84ES DRAWING | DRWG:- NO:
15267_drw.pdf |  |  | F..AXXBXT==OLE##RAN10C..E58S EST WEIGHT: 3.886 1 OF 1 15267
15268_drw.pdf | 1 | 1 | FTG, 10626-4-6, FEMALE JIC, PARKER OR EQUIVALENT, DO NOT USE | 10626-4-6
15268_drw.pdf | 2 | 1 | FTG, 13926-6-6,FEMALE JIC 37° SWIVEL, 90° ELBOW, PARKER OR
15268_drw.pdf | 3 | 1 | HOSE, 221FR-6 X 12" LG, - | 15268-001
15268_drw.pdf |  |  | 1) PARKER 221FR FUEL LINE OR EQUAL
15268_drw.pdf |  |  | 2) PARKER 26 SERIES CRIMPED FITTINGS OR
15268_drw.pdf |  |  | 3) PUSH PLUG ON JIC ENDS
15269_drw.pdf | 1 | 1 | FTG, 10626-4-6, FEMALE JIC, PARKER OR EQUIVALENT, DO | NO1T06U2S6E-4-6
15269_drw.pdf | 2 | 1 | HOSE, 221FR-6 X 24" LG, - | 15269-001
15269_drw.pdf |  |  | 1) PARKER 221FR FUEL LINE OR EQUAL
15269_drw.pdf |  |  | 2) PARKER 26 SERIES CRIMPED FITTINGS OR
15269_drw.pdf |  |  | 3) PUSH PLUG ON JIC ENDS
15269_drw.pdf | contains Cummins Fire | confidential and Power LLC and | trade secret information, is the is given to the receiver in confidence. CUMMINS FIRE POWER LLC | CUSTOM DESIGN
15269_drw.pdf | by confidence | and and agrees that, | of the document accepts the except as authorized in writing by 1600 BUERKLE ROAD WHITE BEAR LAKE, MN | LAWRENCE DRIVE WISCONSIN
15269_drw.pdf | to information | either the and (4) | document or the confidential or trade upon completion of the need to retain WWW.CUMMINSFIREPOWER.COM cPoopwieersLtLhCereof,
15269_drw.pdf | OTHERWISE | SPECIFIED | ALL DIMENSION TOLERANCESCAFREP59 RETURN
15269_drw.pdf |  | 1IM$PERIAL | UNITS METRIC UNITS DWG UNITS: DRAWN BY: DAN DATE: | 07-JUL-09
15269_drw.pdf |  | 12.XXX5= # F..OXXRXXMX | IN/LB/S PRO-ENGINEERREF 0.005 .XX= # 0.2 F..OXXRXM==TOL##ERA00N..C84ES DRAWING | DRWG:- NO:
15269_drw.pdf |  |  | F..AXXBXT==OLE##RAN10C..E58S EST WEIGHT: 42238.628 1 OF 1 15269
15270_drw.pdf | 1 | 1 | FTG, FEMALE JIC 37° SWIVEL, 90° ELBOW, PARKER | 13926-8-8
15270_drw.pdf | 2 | 1 | FILL ME IN, FILL ME IN | 15270-001
15270_drw.pdf | 3 | 1 | FTG, 16826-8-8, FEMALE | 16826-8-8
15270_drw.pdf |  |  | NOTES:
15270_drw.pdf |  |  | 1) PARKER 221FR FUEL LINE OR EQUAL
15270_drw.pdf |  |  | 4) YELLOW LABEL W/ 0.18" BLACK PRINT
15271_drw.pdf | 1 | 1 | FTG, 13926-6-6,FEMALE JIC 37° SWIVEL, 90° ELBOW, PARKER OR | EQUIVA1L3E9N2T6-6-6_CCR
15271_drw.pdf | 2 | 1 | HOSE, 221FR-6 X 13" LG | 15271-001
15271_drw.pdf |  |  | 1) PARKER 221FR FUEL LINE OR EQUAL
15271_drw.pdf |  |  | 2) PARKER 26 SERIES CRIMPED FITTINGS OR
15271_drw.pdf |  |  | 3) PUSH PLUG ON JIC ENDS
15272_drw.pdf | 1 | 1 | HOSE END, 10626-6-6, FEMALE JIC,, PARKER OR | EQUIVALEN1T0626-6-6_OLD
15272_drw.pdf | 2 | 1 | HOSE, 221FR-6 X 12" LG | 15272-001
15272_drw.pdf |  |  | NOTES:
15272_drw.pdf |  |  | 1) PARKER 221FR FUEL LINE OR EQUAL
15272_drw.pdf |  |  | 2) PARKER 26 SERIES CRIMPED FITTINGS OR
15272_drw.pdf |  |  | 4) YELLOW LABEL W/ 0.18" BLACK PRINT
15272_drw.pdf | contains Cummins Fire | confidential and Power LLC and | trade secret information, is the is given to the receiver in confidence. CUMMINS FIRE POWER LLC | CUSTOM DESIGN
15272_drw.pdf | by confidence | and and agrees that, | of the document accepts the except as authorized in writing by 1600 BUERKLE ROAD WHITE BEAR LAKE, MN | LAWRENCE DRIVE WISCONSIN
15272_drw.pdf | to information | either the and (4) | document or the confidential or trade upon completion of the need to retain WWW.CUMMINSFIREPOWER.COM cPoopwieersLtLhCereof,
15272_drw.pdf | OTHERWISE | SPECIFIED | ALL DIMENSION TOLERANCESCAFREP7E RETURN
15272_drw.pdf |  | 1IM$PERIAL | UNITS METRIC UNITS DWG UNITS: DRAWN BY: DAN DATE: | 10-JUL-09
15272_drw.pdf |  | 12.XXX5= # F..OXXRXXMX | IN/LB/S PRO-ENGINEERREF 0.005 .XX= # 0.2 F..OXXRXM==TOL##ERA00N..C84ES DRAWING | DRWG: NO:
15272_drw.pdf |  |  | F..AXXBXT==OLE##RAN10C..E58S EST WEIGHT: 3.276 1 OF 1 15272
15273_drw.pdf | 1 | 1 | FTG, FEMALE JIC 37° SWIVEL, 90° ELBOW, PARKER | 13926-8-8
15273_drw.pdf | 2 | 1 | HOSE, 221FR-8 X 16" LG, - | 15273-001
15273_drw.pdf | 3 | 1 | FTG, 16826-8-8, FEMALE | 16826-8-8
15273_drw.pdf |  |  | NOTES:
15273_drw.pdf |  |  | 1) PARKER 221FR FUEL LINE OR EQUAL
15273_drw.pdf |  |  | 2) PARKER 26 SERIES CRIMPED FITTINGS OR EQUAL
15273_drw.pdf |  |  | 3) PUSH PLUG ON JIC ENDS
15274_drw.pdf | ITEM
15274_drw.pdf | 1 | 1 | HOSE, 221FR-6 X 32" LG, - | 15274-001
15274_drw.pdf | 2 | 1 | FTG, 16826-4-6, FEMALE JIC, PARKER OR EQUIVALENT | 16826-4-6
15274_drw.pdf |  |  | 2
15274_drw.pdf | TphriospedrotcyumoefntCucmomnitnasinFsirceonPfoiwdeerntLiLaClaanndditsragdievesnectroetthienfroercmeaitvieorn,iniscotnhfeidence. and | TphriospedrotcyumoefntCucmomnitnasinFsirceonPfoiwdeerntLiLaClaanndditsragdievesnectroetthienfroercmeaitvieorn,iniscotnhfeidence. of the | CUMMINS FIRE POWER LLC document accepts the CORPORATE OFFICE AND | DESIGN UPFIT CENTER
15274_drw.pdf | secret | therein, | itnhewrreiotfinogr btyhe (2) not copy the document, 1600 BUERKLE ROAD WHITE BEAR LAKE, MN | LAWRENCE DRIVE DEPERE, WISCONSIN
15274_drw.pdf | dmoactuemreinatl,coorpiuepdonthdeermeafnrdo,m.retCuOrPnYRtIhGeHTdoCcuummmeinnts,Failrle | dmoactuemreinatl,coorpiuepdonthdeermeafnrdo,m.retCuOrPnYRtIhGeHTdoCcuummmeinnts,Failrle | cPoopwieersLtLhCereof, andASSEMBLY, LINE
15274_drw.pdf | SPECIFIED | ALL | DIMENSION TOLERANCES ACREFP83 RETURN
15274_drw.pdf | # 1 |  | MUENTIRTISC DWG UNITS: DRAWN BY: DAN DATE: | 07-JUL-09
15274_drw.pdf |  |  | FO..RXXMX T==OL##ERAN00C..E84S DRAWING | NO:
15274_drw.pdf |  | ..FXXAXXBX | T==OLE##RAN00C..E00S6300 F..AXXBXT==OLE##RAN10C..E58S EST WEIGHT: 7.252 1 OF 1 15274
15275_drw.pdf | 1 | 1 | FTG, 13926-10-10,FEMALE JIC 37° SWIVEL, 90° ELBOW, PARKER OR | EQU1I3V9A2L6E-N1T0-10_CCR
15275_drw.pdf | 2 | 1 | HOSE, 221FR-10 X 12" LG, - | 15275-001
15275_drw.pdf | 3 | 1 | HOSE END, 16826-10-10, FEMALE | 16826-10-10_CCR
15275_drw.pdf |  |  | NOTES:
15275_drw.pdf |  |  | 1) PARKER 221FR FUEL LINE OR EQUAL
15275_drw.pdf |  |  | 2) PARKER 26 SERIES CRIMPED FITTINGS OR EQUAL
15275_drw.pdf |  |  | 3) PUSH PLUG ON JIC ENDS
15276_drw.pdf |  |  | B B WEAR SLEEVE:
15276_drw.pdf |  |  | VALUE ADDED WS150
15277_drw.pdf |  |  | B B
15277_drw.pdf |  |  | WEAR SLEEVE: HOSE VALUE ADDED WS125
15278_drw.pdf | 1 | 1 | FTG, 13926-10-10,FEMALE JIC 37° SWIVEL, 90° ELBOW, PARKER OR | EQU1I3V9A2L6E-N1T0-10_CCR
15278_drw.pdf | 2 | 1 | HOSE, 221FR-10 X 12" LG, - | 15278-001
15278_drw.pdf | 3 | 1 | HOSE END, 16826-10-10, FEMALE | 16826-10-10_CCR
15278_drw.pdf |  |  | 1) PARKER 221FR FUEL LINE OR EQUAL
15278_drw.pdf |  |  | 2) PARKER 26 SERIES CRIMPED FITTINGS OR
15278_drw.pdf |  |  | 3) PUSH PLUG ON JIC ENDS
15279_drw.pdf | 1 | 1 | HOSE, 221FR-8 X 12" LG, - | 15279-001
15279_drw.pdf | 2 | 2 | FTG, 16826-8-8, FEMALE | 16826-8-8
15279_drw.pdf |  |  | 1) PARKER 221FR FUEL LINE OR EQUAL
15279_drw.pdf |  |  | 2) PARKER 26 SERIES CRIMPED FITTINGS OR | EQUAL
15279_drw.pdf | contains Cummins Fire | confidential and Power LLC and | trade secret information, is the is given to the receiver in confidence. CUMMINS FIRE POWER LLC | CUSTOM DESIGN
15279_drw.pdf | by confidence | and and agrees that, | of the document accepts the except as authorized in writing by 1600 BUERKLE ROAD WHITE BEAR LAKE, MN | LAWRENCE DRIVE WISCONSIN
15279_drw.pdf | to information | either the and (4) | document or the confidential or trade upon completion of the need to retain WWW.CUMMINSFIREPOWER.COM cPoopwieersLtLhCereof,
15279_drw.pdf | OTHERWISE | SPECIFIED | ALL DIMENSION TOLERANCESCAFREP11E RETURN
15279_drw.pdf |  | 1IM$PERIAL | UNITS METRIC UNITS DWG UNITS: DRAWN BY: DAN DATE: | 08-JUL-09
15279_drw.pdf |  | 12.XXX5= # | IN/LB/S PRO-ENGINEERREF 0.005 .XX= # 0.2 F..OXXRXM==TOL##ERA00N..C84ES DRAWING | DRWG:- NO:
15279_drw.pdf |  |  | F..AXXBXT==OLE##RAN10C..E58S EST WEIGHT: 3.223 1 OF 1 15279
15280_drw.pdf |  | X | LG, -
15280_drw.pdf |  |  | FEMALE
15281_drw.pdf | 1 | 1 | HOSE, 221FR-10 X 16" LG, - | 15281-001
15281_drw.pdf | 2 | 2 | HOSE END, 16826-10-10, FEMALE | 16826-10-10_CCR
15281_drw.pdf |  |  | 2) PARKER 26 SERIES CRIMPED FITTINGS OR
15281_drw.pdf |  |  | 3) PUSH PLUG ON JIC ENDS
15281_drw.pdf | contains Cummins Fire | confidential and Power LLC and | trade secret information, is the is given to the receiver in confidence. CUMMINS FIRE POWER LLC | CUSTOM DESIGN
15281_drw.pdf | by confidence | and and agrees that, | of the document accepts the except as authorized in writing by 1600 BUERKLE ROAD WHITE BEAR LAKE, MN | LAWRENCE DRIVE WISCONSIN
15281_drw.pdf | to information | either the and (4) | document or the confidential or trade upon completion of the need to retain WWW.CUMMINSFIREPOWER.COM cPoopwieersLtLhCereof,
15281_drw.pdf | OTHERWISE | SPECIFIED | ALL DIMENSION TOLERANCESCAFREP15E RETURN
15281_drw.pdf |  | 1IM$PERIAL | UNITS METRIC UNITS DWG UNITS: DRAWN BY: DAN DATE: | 09-JUL-09
15281_drw.pdf |  | 12.XXX5= # F..OXXRXXMX | IN/LB/S PRO-ENGINEERREF 0.005 .XX= # 0.2 F..OXXRXM==TOL##ERA00N..C84ES DRAWING | DRWG:- NO:
15281_drw.pdf |  |  | F..AXXBXT==OLE##RAN10C..E58S EST WEIGHT: 3.797 1 OF 1 15281
15282_drw.pdf | 1 | 1 | FTG, FEMALE JIC 37° SWIVEL, 90° ELBOW, PARKER | 13926-8-8
15282_drw.pdf | 2 | 1 | HOSE, 221FR-8 X 26" LG | 15282-001
15282_drw.pdf | 3 | 1 | FTG, 16826-8-8, FEMALE | 16826-8-8
15282_drw.pdf |  |  | NOTES:
15282_drw.pdf |  |  | 1) PARKER 221FR FUEL LINE OR EQUAL
15282_drw.pdf |  |  | 2) PARKER 26 SERIES CRIMPED FITTINGS OR EQUAL
15286solasy_drw.pdf | 1 | 1 | BRACKET,ASSEMBLY, SOLENOID MOUNTING | 15288
15286solasy_drw.pdf | 2 | 1 | SOLENOID,SEALED,12V, 1 IN TRAVEL,THRD MTD | 15286
15286solasy_drw.pdf | 3 | 1 | SOLENOID,SEALED,12V, 1 IN TRAVEL,THRD MTD | 15286-EXT
15286solasy_drw.pdf | 4 | 1 | BRACKET,SOLENOID, MOUNTING | 15287
15286solasy_drw.pdf | 5 | 2 | ARM,CHOKE TOGGLE, 3.00 INCHES LONG | 15290
15286solasy_drw.pdf | 6 | 1 | SPRING,CHOKE RETURN, 1.00 X 1.20 FREE LENGTH | 15349
15286solasy_drw.pdf | 7 | 1 | CHOKE LEVER, - | 15286CHKLVL
15299_drw.pdf | 1 | 2 | HOSE END, 0688-12-12 JIC SWIVEL | 0688-12-12
15299_drw.pdf | 2 | 1 | HOSE, 601-12 X 11" LONG | 15299-001001
15299_drw.pdf |  |  | 400 PSI BURST MINIMUM
15299_drw.pdf |  | 2) | PARKER 88 SERIES FITTINGS OR EQUAL
15299_drw.pdf |  | 3) | PUSH PLUG ON JIC ENDS
15299_drw.pdf | contains Cummins Fire | confidential and Power LLC and | trade secret information, is the is given to the receiver in confidence. CUMMINS FIRE POWER LLC | CUSTOM DESIGN
15299_drw.pdf | by confidence | and and agrees that, | of the document accepts the except as authorized in writing by 1600 BUERKLE ROAD WHITE BEAR LAKE, MN | LAWRENCE DRIVE WISCONSIN
15299_drw.pdf | to information | either the and (4) | document or the confidential or trade upon completion of the need to retain WWW.CUMMINSFIREPOWER.COM cPoopwieersLtLhCereof,
15299_drw.pdf | OTHERWISE | SPECIFIED | ALL DIMENSION TOLERANCES ARE
15299_drw.pdf |  | 1IM$PERIAL | UNITS METRIC UNITS DWG UNITS: DRAWN BY: DAN DATE: | 20-JUL-09
15299_drw.pdf |  | 12.XXX5= # F..OXXRXXMX | IN/LB/S PRO-ENGINEERREF 0.005 .XX= # 0.2 F..OXXRXM==TOL##ERA00N..C84ES DRAWING | DRWG:- NO:
15299_drw.pdf |  |  | F..AXXBXT==OLE##RAN10C..E58S EST WEIGHT: 42238.628 1 OF 1 15299
15301_drw.pdf | ITEM
15301_drw.pdf | 1 | 1 | HOSE, WATER, 12 JIC BOTH ENDS X 32", CFP7E | 11148-08
15301_drw.pdf |  |  | COOLING LOOP | 15299
15301_drw.pdf | 4
15301_drw.pdf | 5 | 2 | BRACKET, MOUNTING, COOLING
15301_drw.pdf | 6 | 1 | BRACKET, PIPE SUPPORT, ISOLATED FIRE PUMP | 15300
15301_drw.pdf | 7 | 1 | CAP, PVC, NPT FEMALE, 3/4" NPT | 16663-12
15301_drw.pdf | 8 | 8 | WASHER,FLAT, 0.25 | 20000-025
15301_drw.pdf | 9 | 8 | WASHER,FLAT, M10 | 20020-M10
15301_drw.pdf | 10 | 4 | NUT,HEX,PT, M10-1.50 | 20140-M10
15301_drw.pdf |  |  | SCREW,HH, M10-1.50x30 | 20310-030
15301_drw.pdf |  |  |  | 71550
15301_drw.pdf | APPLY | THREAD | SEALANT
15301_drw.pdf | and LLC and retaining | trade secret given to the of the | information, is the receiver in confidence. accepts the CUMMINS FIRE POWER LLC CORPORATE OFFICE AND | DESIGN UPFIT CENTER
15301_drw.pdf | agrees that, ittrawdiellse(c1r)etnoitnfuosrematthieondotchuemreenitn,or(2a)nynoctopcyoptyhetrheeofdoocrumtehnet, | except as ittrawdiellse(c1r)etnoitnfuosrematthieondotchuemreenitn,or(2a)nynoctopcyoptyhetrheeofdoocrumtehnet, | in writing by 1600 BUERKLE ROAD 875 WHITE BEAR LAKE, MN | LAWRENCE DRIVE WISCONSIN
15301_drw.pdf | the and (4) upon | or the completion | of the need to retain cPoopwieersLtLhCereof,
15301_drw.pdf |  | DIMENSION | TOLERANCESCAFREP5E
15301_drw.pdf | 1IM$PERIAL | UNITS | METRIC UNITS DWG UNITS: DRAWN BY: DAN DATE: | 20-JUL-09
15301_drw.pdf | # | 0.005 | M.AXCHI=NE#TOL0E.R4ANCES IN/LB/S PRO-ENGINEERINIT .XX= # 0.2 | ECO:
15301_drw.pdf | F..OXXRXXMX |  | F..OXXRXM==TOL##ERA00N..C84ES SCALE: 0.250 SHEET 1
15313_drw.pdf | 1 | 1 | PLATE,BOTTOM,SW BOX, WITH PEM NUTS | 15310
15313_drw.pdf | 2 | 1 | GRIP, CORD, PG11 | 12978
15313_drw.pdf | 3 | 1 | LABEL,IGNITION SW, OFF,RUN,START | 15308
15313_drw.pdf | 4 | 1 | ENCLOSURE,CONTROL,SWITCH BOX | 15309
15313_drw.pdf | 5 | 1 | SWITCH,MOMENTARY, PUSH BUTTON,BLACK | 15311
15313_drw.pdf | contains Cummins | confidential LLC and is | trade secret information, is the given to the receiver in confidence. CUMMINS NPOWER LLC | CUSTOM DESIGN
15313_drw.pdf | by confidence | and and agrees that, | of the document accepts the except as authorized in writing by 1600 BUERKLE ROAD WHITE BEAR LAKE, MN | LAWRENCE DRIVE WISCONSIN
15313_drw.pdf | to information | either the and (4) | document or the confidential or trade upon completion of the need to retain aNlPlowceorpiLeLsC thereof, WWW.CUMMINSNPOWER.COM
15313_drw.pdf | OTHERWISE | SPECIFIED | ALL DIMENSION TOLERANCESOAFREF,RUN,START,CHOKE
15313_drw.pdf |  | 1IM$PERIAL | UNITS METRIC UNITS DWG UNITS: DRAWN BY: HGP DATE: | 29JUL2009
15313_drw.pdf |  | 1.-2XXX5= # F..OXXRXXMX | IN/LB/S PRO-ENGINEERREF 0.005 .XX= # 0.2 F..OXXRXM==TOL##ERA00N..C84ES DRAWING | DRWG:- NO:
15313_drw.pdf |  |  | F..AXXBXT==OLE##RAN10C..E58S EST WEIGHT: 13.403 1 OF 1 15313
15324_drw.pdf | ITEM
15324_drw.pdf | 1 | 1 | BRACKET, CHANNEL, SUPT RIGHT REAR, ISL100, QSC & QSL | TIER 315325
15324_drw.pdf | 2 | 1 | PLATE, SUPT, REAR, ISL100, QSC & QSL TIER 3 | 15326
15324_drw.pdf |  |  | 1
15324_drw.pdf |  | 0.25
15324_drw.pdf | contains | confidential and | trade secret information, is the CUMMINS NPOWER LLC | DESIGN
15324_drw.pdf | by receiving confidence and | and retaining agrees that, | of the document accepts the except as authorized in writing by CORPORATE OFFICE 1600 BUERKLE ROAD | UPFIT CENTER LAWRENCE DRIVE
15324_drw.pdf | to others therein, | either the and (4) upon | or the confidential or trade completion of the need to retain WWW.CUMMINSNPOWER.COM thereof,
15324_drw.pdf |  |  | andASSEMBLY, SUPT, LEG RIGHT REAR, ISL100 DIMENSION TOLERANCES TIER 3
15324_drw.pdf | # | 1 $MSAUCRHFIANCEEDS | IMUPNEIRTISAL MUENTIRTISC DWG UNITS: DRAWN BY: MAC DATE: | 28JJULY2009
15324_drw.pdf | PROJECTION |  | MA..CXXHXXIXNE== TO##LER00A..00NC10E05SMAC..HXXIXNE==TO##LER00A..N42CES IN/LB/S PRO-ENGINEERINIT | ECO: 2015-811
15324_drw.pdf |  |  | SCALE: 0.375 SHEET ..FXXAXXBX T==OLE##RAN00C..E00S6300 F..AXXBXT==OLE##RAN10C..E58S 1 OF 1
15328_drw.pdf | ITEM
15328_drw.pdf | 1 | 1 | PLATE, SUPT, REAR, ISL100, QSC & QSL TIER 3 | 15326
15328_drw.pdf | 2 | 1 | BRACKET, CHANNEL, SUPT LEFT REAR, ISL100, QSC & QSL | TIER 315331
15328_drw.pdf |  |  | A
15328_drw.pdf |  |  | NOTE:
15328_drw.pdf |  |  | 1. CLEAN ALL EDGES FOR BURRS
15328_drw.pdf |  |  | 2.
15328_drw.pdf | NPower LLC | and trade and is given | secret information, is the to the receiver in confidence. CUMMINS NPOWER LLC | DESIGN CENTER
15328_drw.pdf | and ittrawdiellse(c1r)etnoitnfuosrematthieondotchuemreenitn,or(2a)nynoctopcyoptyhetrheeofdoocrumtehnet, | that, except ittrawdiellse(c1r)etnoitnfuosrematthieondotchuemreenitn,or(2a)nynoctopcyoptyhetrheeofdoocrumtehnet, | as authorized in writing by 1600 BUERKLE ROAD 875 WHITE BEAR LAKE, MN | LAWRENCE DRIVE DEPERE, WISCONSIN
15328_drw.pdf | to others therein, | the (4) upon | or the confidential or trade completion of the need to retain WWW.CUMMINSNPOWER.COM aNlPlowceorpiLeLsC thereof,
15328_drw.pdf |  | ALL | DIMENSION TOLERANCES AQRESC & QSL TIER 3
15328_drw.pdf | # 1 | $MSAUCRHFIANCEEDS | IMUPNEIRTISAL MUENTIRTISC DWG UNITS: DRAWN BY: MAC DATE: | 28JULY2009
15328_drw.pdf | PROJECTION | 125 | TO##LER00A..00NC10E05SMAC..HXXIXNE==TO##LER00A..N42CES IN/LB/S PRO-ENGINEERINIT ..FXXOXXRXM==TO-L##ERA00N..C00E31S05 DRAWING | NO:
15328_drw.pdf |  |  | ..FXXAXXBX T==OLE##RAN00C..E00S6300 F..AXXBXT==OLE##RAN10C..E58S EST WEIGHT: 11.405 1 OF 1 15328
15335_drw.pdf | 1 | 1 | ANGLE, L3X3 X 0.25 X SIZE ASTM A-36 | 15335_01
15335_drw.pdf | 2 | 1 | ANGLE, L3X3 X 0.25 X SIZE ASTM A-36 | 15335_02
15335_drw.pdf | 3 | 1 | SHEET, HRS, 0.25" | 15335_03
15335_drw.pdf | 4 | 1 | SHEET, HRS, 0.25" | 15335_05
15335_drw.pdf | 5 | 1 | ANGLE, L3X3 X 0.25 X SIZE ASTM A-36 | 15335_06
15335_drw.pdf | 6 | 1 | ANGLE, L3X3 X 0.25 X SIZE ASTM A-36 | 15335_07
15335_drw.pdf | 7 | 1 | SHEET, HRS, 0.25" | 15335_08
15335_drw.pdf |  |  | 3
15335_drw.pdf |  | 6
15335_drw.pdf | 2.245.25
15335_drw.pdf |  |  | R1.25
15335_drw.pdf |  |  | 2.00
15335_drw.pdf |  |  | 3.00
15335_drw.pdf |  |  |  | 0.75
15336_drw.pdf | 1 | 1 | ADAPTER, 316 STAINLESS STEEL, 4" FLANGE TO 3" HOSE | 13817
15336_drw.pdf | 2 | 1 | TUBE, 2 BEND, STAINLESS STEEL, FIREPUMP, CFP30E | 13818
15336_drw.pdf | 3
15336_drw.pdf | 4 | 4 | CLAMP, T-BOLT, 3.28-3.59 | 13164-0350
15336_drw.pdf | 5 | 1 | FITTING, STAINLESS STEEL, 2-1/2" NPT X 3" HOSE | 13781
15336_drw.pdf | 6 | 2 | HOSE, 3" x 6" LONG | 77300GL-6
15336_drw.pdf | contains Cummins Fire | confidential and Power LLC and | trade secret information, is the is given to the receiver in confidence. CUMMINS FIRE POWER LLC | CUSTOM DESIGN
15336_drw.pdf | by confidence | and and agrees that, | of the document accepts the except as authorized in writing by 1600 BUERKLE ROAD WHITE BEAR LAKE, MN | LAWRENCE DRIVE WISCONSIN
15336_drw.pdf | to information | either the and (4) | document or the confidential or trade upon completion of the need to retain WWW.CUMMINSFIREPOWER.COM cPoopwieersLtLhCereof,
15336_drw.pdf | OTHERWISE | SPECIFIED | ALL DIMENSION TOLERANCESCAFREP30E (OPTIONAL)
15336_drw.pdf |  | 1IM$PERIAL | UNITS METRIC UNITS DWG UNITS: DRAWN BY: DAN DATE: | 29-JUL-09
15336_drw.pdf |  | 12.XXX5= # F..OXXRXXMX | IN/LB/S PRO-ENGINEERREF 0.005 .XX= # 0.2 F..OXXRXM==TOL##ERA00N..C84ES DRAWING | DRWG:- NO:
15336_drw.pdf |  |  | F..AXXBXT==OLE##RAN10C..E58S EST WEIGHT: 42238.628 1 OF 1 15336
15338_drw.pdf | ITEM
15338_drw.pdf | 1 | 1 | VALVE, OIL DRAIN, M27-2.0 WITH NIPPLE | 13215
15338_drw.pdf | 2 | 1 | CLAMP, WORM, .69-1.25 | 14990-12
15338_drw.pdf | 3 | 1 | HOSE,.75IN IDx25FT, CUT TO 24IN LONG | A042F382
15338_drw.pdf | Fire Power | and trade LLC and is | secret information, is the to the receiver in confidence. CUMMINS FIRE POWER LLC | DESIGN
15338_drw.pdf | receiving and and | retaining of that, except | the document accepts the as authorized in writing by CORPORATE OFFICE 1600 BUERKLE ROAD | UPFIT CENTER LAWRENCE DRIVE
15338_drw.pdf | to others therein, | the document (4) upon | or the confidential or trade completion of the need to retain WWW.CUMMINSFIREPOWER.COM and
15338_drw.pdf |  | ALL | ASSEMBLY, OIL DRAIN W/ VALVE DIMENSION TOLERANCES
15338_drw.pdf | # 1 | $MSAUCRHFIANCEEDS | IMUPNEIRTISAL MUENTIRTISC DWG UNITS: DRAWN BY: DAN DATE: | 30-JUL-09
15338_drw.pdf | PROJECTION |  | MA..CXXHXXIXNE== TO##LER00A..N00C10E05SMAC..HXXIXNE== TO##LER00A..N42CES IN/LB/S PRO-ENGINEERINIT | ECO:-
15338_drw.pdf |  |  | ..FXXOXXRXM==TOL##ERA00N..C00E31S05 FO..RXXMX T==OL##ERAN00C..E84S SCALE: 0.500 SHEET DRAWING 1 OF 1 | NO:
15341_drw.pdf | ITEM
15341_drw.pdf | 1 | 1 | ASSEMBLY, VALVE COVER MODIFICATION, FIREPUMP, CFP9E | 11917
15341_drw.pdf | 4 | 3 | ROD, FULL THREAD, M10-1.50, 50MM LONG, PLAIN STEEL | 15353
15341_drw.pdf | 5 | 2 | BOLT, SOCKET HD CAP, M10-1.5 x 35, FULL THRD, 18-8 STNL STL | 15354
15341_drw.pdf | 6 | 13 | WASHER, FLAT, M6, CLASS 10.9, - | 67553
15341_drw.pdf | 7 | 11 | NUT, M10 -1.50, 17mm W x 8mm T | 67560
15341_drw.pdf |  |  | 7
15341_drw.pdf |  |  | 6
15341_drw.pdf |  |  | 0.17
15344_drw.pdf | 1 | 2 | ANGLE, HRS, 8.0 X 8.0 X 0.50 | 15344_01
15344_drw.pdf | 2 | 1 | CHANNEL, A-36, 10 x 2.60 x .240, 15.3# STEEL | 15344_02
15344_drw.pdf | 3 | 1 | SHEET, HRS, 0.375 | 15344_03
15344_drw.pdf | 4 | 2 | ANGLE, HRS, 3.0 X 3.0 X 0.25 | 15344_04
15344_drw.pdf | 5 | 2 | SHEET, HRS, 0.375 | 15344_05
15344_drw.pdf | 6 | 2 | PLATE, HRS, .375 THICK | 15344_06
15344_drw.pdf | 7 | 1 | ANGLE, HRS, 3.0 X 3.0 X 0.50 | 15344_07
15344_drw.pdf | 8 | 1 | CHANNEL, A-36, 10 x 2.60 x .24, 15.3# STEEL | 15344_08
15344_drw.pdf | 9 | 4 | PLATE, HRS, .375 THICK | 15344_09
15345_drw.pdf | 1 | 1 | GUSSET, HEAT EXCHANGER STAND, CFP30E | 22567
15345_drw.pdf | 2 | 2 | LEG, HEAT EXCHANGER STAND, CFP30E | 22568
15345_drw.pdf | 3 | 1 | CROSS MEMBER, HEAT EXCHANGER STAND, CFP30E | 22569
15345_drw.pdf | 4 | 1 | PLATE, HEAT EXCHANGER STAND, CFP30E | 22571
15345_drw.pdf | 5 | 1 | CROSS, MEMBER, HEAT EXCHANGER STAND, CFP30E | 22572
15345_drw.pdf | 6 | 2 | LEG, HEAT EXCHANGER STAND, CFP30E | 22573
15345_drw.pdf | 7 | 1 | CROSS MEMBER, HEAT EXCHANGER STAND, CFP30E | 22574
15345_drw.pdf | 8 | 1 | LEG, HEAT EXCHANGE STAND, CFP30E | 22575
15345_drw.pdf | 9 | 1 | GUSSET, HEAT EXCHANGER STAND, CFP30E | 22576
15345_drw.pdf | 10 | 2 | GUSSET, HEAT EXCHANGER STAND, CFP30E | 22577
15345_drw.pdf | 11 | 2 | CAP, HEAT EXCHANGER STAND, CFP30E | 22578
15345_drw.pdf | 12 | 3 | FOOT, HEAT EXCHANGER STAND, CFP30E | 22579
15345_drw.pdf | 13 | 3 | CAP, HEAT EXCHANGER STAND, CFP30E | 22613
15345_drw.pdf |  |  | 5
15345_drw.pdf | 1
15345_drw.pdf |  |  | 6
15345_drw.pdf |  |  | 7
15346_drw.pdf | 1
15346_drw.pdf | 2
15346_drw.pdf | 3
15346_drw.pdf | 4
15346_drw.pdf | 8 | 1 | HOSE, 78100GL X 12" LG | 78100GL_008
15346_drw.pdf | 9 | 1 | SWITCH GAUGE, LIQUID LEVEL | EL150K1
15346_drw.pdf | 10 | 1 | BUSHING,REDUCER, 1 X 3/4 BIP | LTL-SRB134
15346_drw.pdf | 11 | 1 | VENT LINE HOSE, 1/4" ID, - | R-801-4X17INCH
15363_drw.pdf | 1 | 1 | PLATE,CATALYST MNT, UD3300 | 15364
15363_drw.pdf | 2 | 1 | GUSSET,CATALYST MNT, UD3300 | 15365
15363_drw.pdf |  |  | .25
15363_drw.pdf |  |  | .25
15363_drw.pdf |  |  | (3.25)
15363_drw.pdf | contains Cummins | confidential LLC and is | trade secret information, is the given to the receiver in confidence. CUMMINS NPOWER LLC | CUSTOM DESIGN
15363_drw.pdf | by confidence | and and agrees that, | of the document accepts the except as authorized in writing by 1600 BUERKLE ROAD WHITE BEAR LAKE, MN | LAWRENCE DRIVE WISCONSIN
15363_drw.pdf | to information | either the and (4) | document or the confidential or trade upon completion of the need to retain aNlPlowceorpiLeLsC thereof, WWW.CUMMINSNPOWER.COM
15363_drw.pdf | OTHERWISE | SPECIFIED | ALL DIMENSION TOLERANCESUADRE3300
15363_drw.pdf |  | 1IM$PERIAL | UNITS METRIC UNITS DWG UNITS: DRAWN BY: GVD DATE: | 06AUG2009
15363_drw.pdf |  | 1.-2XXX5= # F..OXXRXXMX | IN/LB/S PRO-ENGINEERREF 0.005 .XX= # 0.2 F..OXXRXM==TOL##ERA00N..C84ES DRAWING | DRWG:- NO:
15363_drw.pdf |  |  | F..AXXBXT==OLE##RAN10C..E58S EST WEIGHT: 3.599 1 OF 1 15363
15377_drw.pdf | ITEM
15377_drw.pdf | 1 | 1 | WELDMENT, OPERATOR STATION MOUNTING, CFP59/CFP7E | 15069
15377_drw.pdf | 2 | 2 | CONTACTOR, MANUAL OVERIDE, CFP | 8824
15377_drw.pdf | 3 | 1 | BATTERY ISOLATOR, FIRE PUMP | 8838
15377_drw.pdf | 4 | 1 | FACTORY SETTINGS TAG, FIREPUMP | 9526-02
15377_drw.pdf | 5 | 1 | FIELD SETTINGS TAG, FIREPUMP | 9526-03
15377_drw.pdf | 6 | 1 | DATA TAG, FIREPUMP | 9534
15377_drw.pdf | 7 | 2 | CLAMP, T-BOLT, 4.28-4.59 | 13164-0450
15377_drw.pdf | 8 | 1 | PLATE, CONTACTOR MOUNTING | 15086
15377_drw.pdf | 9 | 1 | BRACE, OPERATOR STATION MOUNTING BRACKET | 15319
15377_drw.pdf | 10 | 2 | ISOLATOR, PLATE MOUNT, 3 LB (YELLOW MARK) | 15400
15377_drw.pdf | 11 | 2 | ISOLATOR, PLATE MOUNT, 6 LB (RED MARK) | 15412
15377_drw.pdf | 12 | 12 | RIVET, ALUMINUM, STEEL SHANK, 0.156 DIA, 0.25-0.38 | GRIP 15414
15377_drw.pdf | 13 | 2 | FENDER WASHER, 0.281 X 1.25 | 15421
15377_drw.pdf | 14 | 4 | SCREW, SELF LOCKING, 0.25-20 X 1.00, PH OR BH | 15422
15377_drw.pdf | 15 | 1 | BRACE, KNEE | 15423
15377_drw.pdf | 16 | 2 | GROMMET, 0.25 GRIP, 1.50 DIA X 0.94 SLOT | 15653
15377_drw.pdf | 17
15377_drw.pdf | 18 | 1 | WASHER,FLAT, M10 | 20020-M10
15377_drw.pdf | 19 | 4 | WASHER,FLAT, M5 | 20020-M5
15377_drw.pdf | 20 | 8 | WASHER,FLAT, M6 | 20020-M6
15377_drw.pdf | 21 | 11 | NUT,HEX, 0.25-20 | 20100-025
15377_drw.pdf | 22 | 4 | NUT,HEX, M5-0.80 | 20120-M5
15377_drw.pdf | 23 | 8 | NUT,HEX, M6-1.00 | 20120-M6
15377_drw.pdf | 24 | 2 | NUT,HEX,PT, M10-1.50 | 20140-M10
15377_drw.pdf | 25 | 11 | SCREW,HH, 0.25-20x1.00 | 20225-100
15377_drw.pdf | 26 | 4 | SCREW,HH, M5-0.80x16 | 20305-016
15377_drw.pdf | 27 | 5 | SCREW,HH, M10-1.50x25 | 20310-025
15377_drw.pdf | 28 | 1 | SCREW,HH, M10-1.50x30 | 20310-030
15377_drw.pdf | 29 | 1 | SCREW,HH, M10-1.50x35 | 20310-035
15377_drw.pdf | 30 | 2 | SCREW,HH, M12-1.75x25 | 20312-025
15377_drw.pdf | 31 | 1 | DIGTAL CONTROL PANEL, ELECTRONIC CFP ENGINES | 21315
15377_drw.pdf | 32 | 1 | CLAMP, U-BOLT, GUILLOTINE, 4.00", PLATED | 89548K
15377_drw.pdf |  | 1 | COUPLING, RUBBER, 4", NELSON***USE 3316608-S | 89835K
15377_drw.pdf |  |  | TUBE, AIR INTAKE | A042A658
15377_drw.pdf |  |  | RESTRICTION INDICATOR, 1/8" NPT | D-RAX00-2352
15377_drw.pdf |  | 20
15378_drw.pdf | 1 | 2 | PLATE,SUPPORT, ROOF MOUNTED BRIDGE | 15379
15378_drw.pdf | 2 | 2 | ANGLE,SUPPORT, ROOF MOUNTED BRIDGE | 15380
15378_drw.pdf | 3 | 1 | ANGLE,SUPPORT, ROOF MOUNTED BRIDGE | 15381
15378_drw.pdf |  |  | (9.25)
15378_drw.pdf |  |  | 9.00
15382_drw.pdf | 1 | 1 | WELDMENT, OPERATOR STATION MOUNTING, CFP59/CFP7E | 15069
15382_drw.pdf | 2 | 2 | GROMMET, 0.25 GRIP, 2.125 DIA HOLE OT 1.50 DIA X 0.94 | SLOT 15653
15382_drw.pdf | 3 | 2 | CONTACTOR, MANUAL OVERIDE, CFP | 8824
15382_drw.pdf | 8 | 1 | CLAMP, T-BOLT, 3.28-3.59 | 13164-0350
15382_drw.pdf | 9 | 1 | CLAMP, T-BOLT, 4.28-4.59 | 13164-0450
15382_drw.pdf | 10 | 1 | CONTROL PANEL, MECHANICAL ENGINE | 15136
15382_drw.pdf | 11 | 1 | BRACE, OPERATOR STATION MOUNTING BRACKET | 15319
15382_drw.pdf | 12 | 1 | TUBE, AIR INTAKE | 15367
15382_drw.pdf | 13 | 1 | PLATE, CONTACTOR MOUNTING, CFP39/59 | 15368
15382_drw.pdf | 14 | 2 | ISOLATOR, PLATE MOUNT, 3 LB (YELLOW MARK) | 15400
15382_drw.pdf | 15 | 2 | ISOLATOR, PLATE MOUNT, 6 LB (RED MARK) | 15412
15382_drw.pdf |  |  | GRIP | 15413
15382_drw.pdf | 20 | 1 | EDGING, VINYL W/ METAL CORE, 0.25" GRIP,
15382_drw.pdf | 21
15382_drw.pdf | 22 | 2 | WASHER,FLAT, M10 | 20020-M10
15382_drw.pdf | 23 | 4 | WASHER,FLAT, M5 | 20020-M5
15382_drw.pdf | 24 | 8 | WASHER,FLAT, M6 | 20020-M6
15382_drw.pdf | 25 | 10 | NUT,HEX, 0.25-20 | 20100-025
15382_drw.pdf | 26 | 4 | NUT,HEX, M5-0.80 | 20120-M5
15382_drw.pdf | 27 | 8 | NUT,HEX, M6-1.00 | 20120-M6
15382_drw.pdf | 28 | 2 | NUT,HEX,PT, M10-1.50 | 20140-M10
15382_drw.pdf | 33 | 4 | SCREW,HH, M12-1.75x25 | 20312-025
15382_drw.pdf | 34
15382_drw.pdf | 35 | 1 | RESTRICTION INDICATOR, 1/8" NPT | D-RAX00-2352
15382_drw.pdf | 36 | 1 | U-BOLT CLAMP, 4.0" | U-400
15387_drw.pdf | 1 | 1 | TUBE, 8.0" O.D. x 16 GA, - | 15387-1
15387_drw.pdf | 2 | 1 | TUBE, 8.0" O.D. x 16 GA, - | 15387-2
15387_drw.pdf |  |  |  | 0.25
15387_drw.pdf |  | WELDED
15387_drw.pdf |  |  | WELDED
15387_drw.pdf |  |  | HOSE BEAD
15387_drw.pdf |  |  | 8.00
15387_drw.pdf | TphriospedrotcyumoefntCucmomnitnasinFsirceonPfoiwdeerntLiLaClaanndditsragdievesnectroetthienfroercmeaitvieorn,iniscotnhfeidence. | TphriospedrotcyumoefntCucmomnitnasinFsirceonPfoiwdeerntLiLaClaanndditsragdievesnectroetthienfroercmeaitvieorn,iniscotnhfeidence. | CUMMINS FIRE POWER LLC | CUSTOM DESIGN
15387_drw.pdf | by confidence | and and agrees that, | of the document accepts the except as authorized in writing by 1600 BUERKLE ROAD WHITE BEAR LAKE, MN | LAWRENCE DRIVE WISCONSIN
15387_drw.pdf | to information | either the and (4) | document or the confidential or trade upon completion of the need to retain cPoopwieersLtLhCereof, WWW.CUMMINSFIREPOWER.COM
15387_drw.pdf | OTHERWISE | SPECIFIED | ALL DIMENSION TOLERANCES1A6RE GA TUBE
15387_drw.pdf |  | 1IM$PERIAL | UNITS METRIC UNITS DWG UNITS: DRAWN BY: MAC DATE: | 02SEPT2009
15387_drw.pdf |  | 12.XXX5= # | IN/LB/S PRO-ENGINEERREF 0.005 .XX= # 0.2 F..OXXRXM==TOL##ERA00N..C84ES DRAWING | DRWG:- NO:
15387_drw.pdf |  |  | F..AXXBXT==OLE##RAN10C..E58S EST WEIGHT: 42238.628 1 OF 1 15387
15389_drw.pdf | 1 | 1 | SWITCH, WATER TEMP, 200F SETTING, #3408632 | 8860
15389_drw.pdf | 2 | 1 | SWITCH, OIL PRESSURE, 16 PSI, #3408607 | 8861
15389_drw.pdf | 3 | 1 | SENSOR, MAG PICK UP, #5MT2005 | 9569
15389_drw.pdf | 4
15389_drw.pdf | 5 | 1 | SWITCH, PROXIMITY, 2M CABLE, 12-24V | 12865
15389_drw.pdf | 6 | 1 | WASHER, PRESSURE SEALING WASHER, - | 13769
15389_drw.pdf | 7 | 1 | SWITCH, LOW COOLANT TEMP, 110° F SET POINT | 18105
15389_drw.pdf | 8
15389_drw.pdf | 9
15389_drw.pdf | 10 | 1 | NIPPLE, PIPE, 1/8" NPT, SCH 40, BLACK | LTL-CPN18
15389_drw.pdf | 11 | 1 | BUSHING, 1/2" x 3/4" NPT | LTL-SRB3412
15390_drw.pdf | 1 | 1 | SWITCH, WATER TEMP, 200F SETTING, #3408632 | 8860
15390_drw.pdf | 2 | 1 | SWITCH, OIL PRESSURE, 16 PSI, #3408607 | 8861
15390_drw.pdf | 3 | 1 | SENSOR, MAG PICK UP, #5MT2005 | 9569
15390_drw.pdf | 4
15390_drw.pdf | 5 | 1 | SWITCH, PROXIMITY, 2M CABLE, 12-24V | 12865
15390_drw.pdf | 6 | 1 | WASHER, PRESSURE SEALING WASHER, - | 13769
15390_drw.pdf | 7 | 1 | SWITCH, LOW COOLANT TEMP, 110° F SET POINT | 18105
15390_drw.pdf | 8
15390_drw.pdf | 9 | 1 | BUSHING, 1/2" x 3/4" NPT | LTL-SRB3412
15390_drw.pdf |  | 8
15395_drw.pdf | 1 | 1 | WELDMENT, OPERATOR STATION MOUNTING, CFP59/CFP7E | 15069
15395_drw.pdf | 2 | 2 | GROMMET, 0.25 GRIP, 2.125 DIA HOLE OT 1.50 DIA X 0.94 | SLOT 15653
15395_drw.pdf | 3 | 2 | CONTACTOR, MANUAL OVERIDE, CFP | 8824
15395_drw.pdf | 8 | 3 | CLAMP, T-BOLT, 4.28-4.59 | 13164-0450
15395_drw.pdf | 9 | 1 | CONTROL PANEL, MECHANICAL ENGINE | 15136
15395_drw.pdf | 10 | 1 | BRACE, OPERATOR STATION MOUNTING BRACKET | 15319
15395_drw.pdf | 11 | 1 | TUBE, AIR INTAKE | 15367
15395_drw.pdf | 12 | 1 | PLATE, CONTACTOR MOUNTING, CFP39/59 | 15368
15395_drw.pdf | 13 | 2 | ISOLATOR, PLATE MOUNT, 3 LB (YELLOW MARK) | 15400
15395_drw.pdf | 14 | 2 | ISOLATOR, PLATE MOUNT, 6 LB (RED MARK) | 15412
15395_drw.pdf | 15 | 12 | RIVET, ALUMINUM, 0.187 DIA., 0.25-0.38 GRIP | 15413
15395_drw.pdf |  |  | DIA, 0.25-0.38 | 15414
15395_drw.pdf | 20
15395_drw.pdf | 21 | 2 | WASHER,FLAT, M10 | 20020-M10
15395_drw.pdf | 22 | 4 | WASHER,FLAT, M5 | 20020-M5
15395_drw.pdf | 23 | 8 | WASHER,FLAT, M6 | 20020-M6
15395_drw.pdf | 24 | 10 | NUT,HEX, 0.25-20 | 20100-025
15395_drw.pdf | 25 | 4 | NUT,HEX, M5-0.80 | 20120-M5
15395_drw.pdf | 26 | 8 | NUT,HEX, M6-1.00 | 20120-M6
15395_drw.pdf | 27 | 2 | NUT,HEX,PT, M10-1.50 | 20140-M10
15395_drw.pdf | 28 | 10 | SCREW,HH, 0.25-20x1.00 | 20225-100
15395_drw.pdf | 33 | 1 | HUMP HOSE, 4.0"DIA, - | 3316608S_CCR
15395_drw.pdf | 34 | 1 | CLAMP, U-BOLT, GUILLOTINE, 4.00", PLATED | 89548K
15395_drw.pdf | 35 | 1 | RESTRICTION INDICATOR, 1/8" NPT | D-RAX00-2352
15396_drw.pdf | 1 | 1 | WELDMENT, OPERATOR STATION MOUNTING, CFP59/CFP7E | 15069
15396_drw.pdf | 2 | 1 | GROMMET, 0.25 GRIP, 2.125 DIA HOLE OT 1.50 DIA X 0.94 SLOT | 15653
15396_drw.pdf | 3 | 1 | GROMMET, 0.25 GRIP, 2.125 DIA HOLE OT 1.50 DIA X 0.94 SLOT | 15653
15396_drw.pdf | 4 | 2
15396_drw.pdf | 8 | 1 | DATA TAG, FIREPUMP | 9534
15396_drw.pdf | 9 | 2 | CLAMP, T-BOLT, 3.03-3.34 | 13164-0325
15396_drw.pdf | 10 | 1 | CONTROL PANEL, MECHANICAL ENGINE | 15136_OLD
15396_drw.pdf | 11 | 1 | BRACE, OPERATOR STATION MOUNTING BRACKET | 15319
15396_drw.pdf | 12 | 1 | PLATE, CONTACTOR MOUNTING, CFP39/59 | 15368
15396_drw.pdf | 13 | 1 | TUBE, AIR INTAKE | 15394
15396_drw.pdf | 14 | 2 | ISOLATOR, PLATE MOUNT, 3 LB (YELLOW MARK) | 15400
15396_drw.pdf | 15 | 2 | ISOLATOR, PLATE MOUNT, 6 LB (RED MARK) | 15412
15396_drw.pdf | 16 | 12 | RIVET, ALUMINUM, 0.187 DIA., 0.25-0.38 GRIP | 15413
15396_drw.pdf | 17 | 12 | RIVET, ALUMINUM, STEEL SHANK, 0.156 DIA, 0.25-0.38 GRIP | 15414
15396_drw.pdf | 18 | 2 | FENDER WASHER, 0.281 X 1.25 | 15421
15396_drw.pdf |  |  |  | 89833K
15396_drw.pdf | 23 | 1 | RESTRICTION INDICATOR, 1/8" NPT | D-RAX00-2352
15396_drw.pdf | 24 | 1 | U-BOLT CLAMP, 3.0" | U-300
15404_drw.pdf | 1 | 17 | WELDNUT, 1/4"-20 NC, _ | 14520
15404_drw.pdf | 2 | 1 | SHEET,FRNT,CONDUIT BOX, HCI4F | 15403
15404_drw.pdf | contains Cummins | confidential LLC and is | trade secret information, is the given to the receiver in confidence. CUMMINS NPOWER LLC | CUSTOM DESIGN
15404_drw.pdf | by confidence | and and agrees that, | of the document accepts the except as authorized in writing by 1600 BUERKLE ROAD WHITE BEAR LAKE, MN | LAWRENCE DRIVE WISCONSIN
15404_drw.pdf | to information | either the and (4) | document or the confidential or trade upon completion of the need to retain WWW.CUMMINSNPOWER.COM aNlPlowceorpiLeLsC thereof,
15404_drw.pdf | OTHERWISE | SPECIFIED | ALL DIMENSION TOLERANCESHACRE4F
15404_drw.pdf |  | 1IM$PERIAL | UNITSMETRIC UNITS DWG UNITS: DRAWN BY: GVD DATE: | 14AUG2009
15404_drw.pdf |  | 1.-2XXX5= # | IN/LB/S PRO-ENGINEERINIT 0.005 .XX= # 0.2 F..OXXRXM==TOL##ERA00N..C84ES DRAWING | ECO:- NO:
15404_drw.pdf |  |  | F..AXXBXT==OLE##RAN10C..E58S EST WEIGHT: 30.809 1 OF 1 15404
15406_drw.pdf | 1 | 1 | MOUNT,PCC2100, - | 14788
15406_drw.pdf | 2 | 1 | PANEL,FLR,CONDUIT BOX, HCI4 | 14789
15406_drw.pdf | 3 | 1 | PANEL,FRNT,CONDUIT BOX, HC4F | 15404
15406_drw.pdf | 4 | 1 | LOUVER,CONDUIT BOX, UCI274/HCI4/HCI5 | 17310
15406_drw.pdf | 5 | 1 | PANEL,SIDE,CONDUIT BOX, UCI274/HCI4/HCI5 | 17315
15406_drw.pdf | 6 | 1 | PANEL,SIDE,CONDUIT BOX, UCI274/HCI4/HCI5 W/CTRL | 17528
15406_drw.pdf | 7 | 1 | PANEL,RR,CONDUIT BOX, UCI274/HCI4/HCI5 | A042A301
15406_drw.pdf | 8 | 1 | PANEL,TOP,CONDUIT BOX, UCI274,HCI4,HCI5 | 13694
15406_drw.pdf | 9 | 1 | PLATE,COVER, - | 17356
15406_drw.pdf | 10 | 2 | BRKT,CONDUIT BOX, - | 17393
15406_drw.pdf | 11 | 2 | BRKT,CONDUIT BOX, - | 17394
15406_drw.pdf | 12 | 1 | PLATE,COVER, - | 17530
15406_drw.pdf | 13 | A/R | PROFILE,UL RECOGNIZED SEALING | 14456
15407_drw.pdf | 1 | 1 | PANEL,RR,CONDUIT BOX, UCI274/HCI4/HCI5 W/CTRL | 14341
15407_drw.pdf | 2 | 2 | PANEL,SIDE,CONDUIT BOX, UCI274/HCI4/HCI5 | 14699
15407_drw.pdf | 3 | 3 | LOUVER,CONDUIT BOX, UCI274/HCI4/HCI5 | 14705
15407_drw.pdf | 4 | 1 | MOUNT,PCC2100, - | 14788
15407_drw.pdf | 5 | 1 | PANEL,FLR,CONDUIT BOX, HCI4 | 14789
15407_drw.pdf | 6 | 1 | PANEL,FRNT,CONDUIT BOX, HC4F | 15404
15407_drw.pdf | 7 | 1 | PANEL,TOP,CONDUIT BOX, UCI274,HCI4,HCI5 | 13694
15407_drw.pdf | 8 | 1 | BRKT,CONDUIT BOX,RH, UCI274/HCI4/HCI5 | 14735
15407_drw.pdf | 9 | 1 | BRKT,CONDUIT BOX,LH, UCI274/HCI4/HCI5 | 14737
15407_drw.pdf | 10 | 1 | PANEL,COVER, UCI274/HCI4/HCI5 | 14787
15407_drw.pdf | 11 | A/R | PROFILE,UL RECOGNIZED SEALING | 14456
15410_drw.pdf | ITEM
15410_drw.pdf | 1 | 1 | WELDMENT, RIGHT FRONT LEG, 6B TO CFP7E | 15033
15410_drw.pdf | 2 | 1 | WELDMENT, LEFT FRONT LEG, 6B TO CFP7E LEGACY | 15034
15410_drw.pdf | 3 | 1 | WELDMENT, RIGHT REAR LEG, 6B TO CFP7E LEGACY | 15035
15410_drw.pdf | 4 | 1 | WELDMENT, LEFT REAR LEG, 6B TO CFP7E LEGACY | 15036
15410_drw.pdf |  |  | BRACKET, FUEL PREFILTER, CFP5E | 14370
15410_drw.pdf |  |  | 3
15410_drw.pdf | 1
15410_drw.pdf |  |  | 4
15410_drw.pdf |  |  | 2
15410_drw.pdf | confidential Fire Power and | and trade and is given retaining of | secret information, is the to the receiver in confidence. document accepts the CUMMINS FIRE POWER LLC CORPORATE OFFICE AND | DESIGN UPFIT CENTER
15410_drw.pdf | and agrees ittrawdiellse(c1r)etnoitnfuosrematthieondotchuemreenitn,or(2a)nynoctopcyoptyhetrheeofdoocrumtehnet, | that, except ittrawdiellse(c1r)etnoitnfuosrematthieondotchuemreenitn,or(2a)nynoctopcyoptyhetrheeofdoocrumtehnet, | as authorized in writing by 1600 BUERKLE ROAD WHITE BEAR LAKE, MN | LAWRENCE DRIVE DEPERE, WISCONSIN
15410_drw.pdf | therein, and dmoactuemreinatl,coorpiuepdonthdeermeafnrdo,m.retCuOrPnYRtIhGeHTdoCcuummmeinnts,Failrle | (4) upon dmoactuemreinatl,coorpiuepdonthdeermeafnrdo,m.retCuOrPnYRtIhGeHTdoCcuummmeinnts,Failrle | of the need to retain cPoopwieersLtLhCereof, anAd MOUNTING
15410_drw.pdf |  | ALL | DIMENSION TOLERANCESCAFREP7E LEGACY
15410_drw.pdf | # |  | METRIC UNITS DWG UNITS: DRAWN BY: DAN DATE: | 18-AUG-09
15410_drw.pdf |  | # 0.005 T==OLE##RAN00C..E00S3105 | .XX= # 0.2 F..OXXRXM==TOL##ERA00N..C84ES DRAWING | NO:
15410_drw.pdf |  | F..AXXBXXXTO==LER##ANC00E..S006300 | F..AXXBXT==OLE##RAN10C..E58S EST WEIGHT: 44.214 1 OF 1 15410
15411_drw.pdf | ITEM
15411_drw.pdf | 1 | 1 | GUARD, STUB SHAFT, SAE #3 FLYWHEEL, FIREPUMP | 8611
15411_drw.pdf | 2 | 1 | STUB SHAFT, SAE #3 FLYWHEEL, FIRE PUMP | 15058
15411_drw.pdf | 3 | 4 | WASHER, RETAINING, 3/8" | 16662-06
15411_drw.pdf | 4 | 4 | SCREW, CAP, HEX HEAD, M10-1.5 x 20 | HHCS_M10-20
15411_drw.pdf |  |  | SCREW, CAP, HEX HEAD, M16 x 30 | HHCS_M16_30
15411_drw.pdf |  |  |  | 1
15411_drw.pdf | FLYWHEEL)
15411_drw.pdf |  |  | 160-175 FT*LB
15411_drw.pdf |  |  | 5
15411_drw.pdf | confidential Fire Power and | and trade and is given retaining of | secret information, is the to the receiver in confidence. document accepts the CUMMINS FIRE POWER LLC CORPORATE OFFICE AND | DESIGN UPFIT CENTER
15411_drw.pdf | and agrees ittrawdiellse(c1r)etnoitnfuosrematthieondotchuemreenitn,or(2a)nynoctopcyoptyhetrheeofdoocrumtehnet, | that, except ittrawdiellse(c1r)etnoitnfuosrematthieondotchuemreenitn,or(2a)nynoctopcyoptyhetrheeofdoocrumtehnet, | as authorized in writing by 1600 BUERKLE ROAD WHITE BEAR LAKE, MN trade | LAWRENCE DRIVE DEPERE, WISCONSIN
15411_drw.pdf | therein, and dmoactuemreinatl,coorpiuepdonthdeermeafnrdo,m.retCuOrPnYRtIhGeHTdoCcuummmeinnts,Failrle | (4) upon dmoactuemreinatl,coorpiuepdonthdeermeafnrdo,m.retCuOrPnYRtIhGeHTdoCcuummmeinnts,Failrle | of the need to retain cPoopwieersLtLhCereof, anAd
15411_drw.pdf |  | ALL | DIMENSION TOLERANCESCAFREP7E LEGACY
15411_drw.pdf | # | 1IM$PERIAL | METRIC UNITS DWG UNITS: DRAWN BY: DAN DATE: | 18-AUG-09
15411_drw.pdf |  | # 0.005 T==OLE##RAN00C..E00S3105 | .XX= # 0.2 F..OXXRXM==TOL##ERA00N..C84ES DRAWING | NO:
15411_drw.pdf |  | F..AXXBXXXTO==LER##ANC00E..S006300 | F..AXXBXT==OLE##RAN10C..E58S EST WEIGHT: 21.125 1 OF 1 15411
15418_drw.pdf | 1 | 1 | WELDMENT, OPERATOR STATION MOUNTING, CFP59/CFP7E | 15069
15418_drw.pdf | 2 | 2 | CONTACTOR, MANUAL OVERIDE, CFP | 8824
15418_drw.pdf | 3 | 1 | BATTERY ISOLATOR, FIRE PUMP | 8838
15418_drw.pdf | 4 | 1 | FACTORY SETTINGS TAG, FIREPUMP | 9526-02
15418_drw.pdf | 5 | 1 | FIELD SETTINGS TAG, FIREPUMP | 9526-03
15418_drw.pdf | 6 | 1 | DATA TAG, FIREPUMP | 9534
15418_drw.pdf | 7 | 2 | CLAMP, T-BOLT, 3.28-3.59 | 13164-0350
15418_drw.pdf | 12 | 2 | ISOLATOR, PLATE MOUNT, 6 LB (RED MARK) | 15412
15418_drw.pdf | 13 | 12 | RIVET, ALUMINUM, 0.187 DIA., 0.25-0.38 GRIP | 15413
15418_drw.pdf | 14 | 12 | RIVET, ALUMINUM, STEEL SHANK, 0.156 DIA, 0.25-0.38 GRIP | 15414
15418_drw.pdf | 15 | 2 | FENDER WASHER, 0.281 X 1.25 | 15421
15418_drw.pdf | 16 | 4 | SCREW, SELF LOCKING, 0.25-20 X 1.00, PH OR BH | 15422
15418_drw.pdf | 17 | 1 | BRACE, KNEE | 15423
15418_drw.pdf | 18 | 2 | GROMMET, 0.25 GRIP, 1.50 DIA X 0.94 SLOT | 15653
15418_drw.pdf | 19
15418_drw.pdf | 20 | 1 | WASHER,FLAT, M10 | 20020-M10
15418_drw.pdf | 21 | 4 | WASHER,FLAT, M5 | 20020-M5
15418_drw.pdf | 22 | 8 | WASHER,FLAT, M6 | 20020-M6
15418_drw.pdf | 23 | 11 | NUT,HEX, 0.25-20 | 20100-025
15418_drw.pdf | 24 | 4 | NUT,HEX, M5-0.80 | 20120-M5
15418_drw.pdf | 29 | 5 | SCREW,HH, M10-1.50x25 | 20310-025
15418_drw.pdf | 30 | 1 | SCREW,HH, M10-1.50x30 | 20310-030
15418_drw.pdf | 31 | 1 | SCREW,HH, M10-1.50x35 | 20310-035
15418_drw.pdf | 32 | 2 | SCREW,HH, M12-1.75x25 | 20312-025
15418_drw.pdf | 33 | 1 | CLAMP, U-BOLT, GUILLOTINE, 3.00" | 89545K
15418_drw.pdf | 34 | 1 | COUPLING, RUBBER, 3", NELSON***USE 3316606-S | 89833K
15418_drw.pdf | 35 | 1 | TUBE, AIR INTAKE | A042A663
15418_drw.pdf | 36 | 1 | RESTRICTION INDICATOR, 1/8" NPT | D-RAX00-2352
15419_drw.pdf | 1 | 1 | TUBE,EXHAUST OUTLET, UD 3300 | 15420
15419_drw.pdf | 2 | 1 | TUBE,EXHAUST OUTLET, _ | 3903552
15419_drw.pdf |  |  | AIR | TIGHT
15419_drw.pdf |  |  | 2
15419_drw.pdf | contains Cummins | confidential LLC and is | trade secret information, is the given to the receiver in confidence. CUMMINS NPOWER LLC | CUSTOM DESIGN
15419_drw.pdf | by confidence | and and agrees that, | of the document accepts the except as authorized in writing by 1600 BUERKLE ROAD WHITE BEAR LAKE, MN | LAWRENCE DRIVE WISCONSIN
15419_drw.pdf | to information | either the and (4) | document or the confidential or trade upon completion of the need to retain aNlPlowceorpiLeLsC thereof, WWW.CUMMINSNPOWER.COM
15419_drw.pdf | OTHERWISE | SPECIFIED | ALL DIMENSION TOLERANCESUADRE 3300
15419_drw.pdf |  | 1IM$PERIAL | UNITS METRIC UNITS DWG UNITS: DRAWN BY: GVD DATE: | 20AUG2009
15419_drw.pdf |  | 1.-2XXX5= # F..OXXRXXMX | IN/LB/S PRO-ENGINEERREF 0.005 .XX= # 0.2 F..OXXRXM==TOL##ERA00N..C84ES DRAWING | DRWG:- NO:
15419_drw.pdf |  |  | F..AXXBXT==OLE##RAN10C..E58S EST WEIGHT: 2.408 1 OF 1 15419
15427_drw.pdf | 1 | 1 | WELDMENT, OPERATOR STATION MOUNTING, CFP83 | 15072
15427_drw.pdf | 2 | 2 | LEG, ENGINE SUPPORT, REAR, FIREPUMP, 6B/4B | 15428
15427_drw.pdf | 3 | 2 | GROMMET, 0.25 GRIP, 2.125 DIA HOLE OT 1.50 DIA X 0.94 SLOT | 15653
15427_drw.pdf | 4 | 2
15427_drw.pdf | 8 | 1 | DATA TAG, FIREPUMP | 9534
15427_drw.pdf | 9 | 3 | CLAMP, T-BOLT, 4.28-4.59 | 13164-0450
15427_drw.pdf | 10 | 1 | CONTROL PANEL, MECHANICAL ENGINE | 15136
15427_drw.pdf | 11 | 2 | ISOLATOR, PLATE MOUNT, 3 LB (YELLOW MARK) | 15400
15427_drw.pdf | 12 | 2 | ISOLATOR, PLATE MOUNT, 6 LB (RED MARK) | 15412
15427_drw.pdf | 13 | 12 | RIVET, ALUMINUM, STEEL SHANK, 0.156 DIA, 0.25-0.38 GRIP | 15414
15427_drw.pdf | 14 | 2 | FENDER WASHER, 0.281 X 1.25 | 15421
15427_drw.pdf | 15 | 4 | SCREW, SELF LOCKING, 0.25-20 X 1.00, PH OR BH | 15422
15427_drw.pdf | 16 | 1 | PLATE, CONTACTOR MOUNTING, CFP8.3 | 15430
15427_drw.pdf | 17 | 1 | BRACE, CONTROL PANEL, CFP8.3 | 15526
15427_drw.pdf | 18 | 1 | TUBE, AIR INTAKE | 15529
15433_drw.pdf | ITEM
15433_drw.pdf | 1 | 2 | PLATE, PUMP BRACE, .25" x 2.50" x 18.00" | 13623-03
15433_drw.pdf | 4 | 2 | BRACKET, ENGINE SUPPORT, CFP23E | 15433-03
15433_drw.pdf | 5 | 4 | BRACE, ENGINE SUPPORT, CFP23E | 15433-04
15433_drw.pdf | 6 | 4 | BRACE, LIFTING SUPPORT, CFP23E | 15433-05
15433_drw.pdf | 7 | 2 | ANGLE, PUMP SUPPORT, 8 x 8 x .50, 42" LG | 15433-06
15439_drw.pdf | 1 | 1 | BRACKET, MOUNTING, ANALOG CONTROL PANEL | 14975
15439_drw.pdf | 2 | 1 | PLATE, OPERATOR STATION MOUNTING BRACKET, | SIDE 15078
15439_drw.pdf | 3 | 1 | PLATE, OPERATOR STATION MOUNTING BRACKET, | SIDE 15082
15439_drw.pdf | 4 | 1 | GUSSET, OPERATOR STATION MOUNTING BRACKET | 15083
15439_drw.pdf | 3
15439_drw.pdf |  |  | 20.61
15439_drw.pdf |  |  | .25 1 | 2
15439_drw.pdf | to the the document as | receiver accepts in | confidence. the writing by CUMMINS FIRE POWER LLC CORPORATE OFFICE | DESIGN UPFIT CENTER
15439_drw.pdf | ittrawdiellse(c1r)etnoitnfuosrematthieondotchuemreenitn,or(2a)nynoctopcyoptyhetrheeofdoocrumtehnet, or the | ittrawdiellse(c1r)etnoitnfuosrematthieondotchuemreenitn,or(2a)nynoctopcyoptyhetrheeofdoocrumtehnet, confidential | WHITE BEAR LAKE, MN or trade WWW.CUMMINSFIREPOWER.COM | DEPERE, WISCONSIN
15439_drw.pdf |  | cPoopwieersLtLhCereof, | anWd ELDMENT, OPERATOR STATION MTG
15439_drw.pdf | DIMENSION |  | TOLERANCESCAFREP5.9 WITH ANALOG PANEL
15439_drw.pdf |  |  | DWG UNITS: DRAWN BY:S DUBICK | 05-AUG-11
15440_drw.pdf | 1 | 2 | END PANEL, CRATE, RADIATOR COOLED, | 15443
15440_drw.pdf | 4 | 1 | SKID,ENCLOSED W/FLOOR, CFP15 & 23L,85 | X 1A40542E417
15440_drw.pdf |  |  | 2 B
15440_drw.pdf | B | 4
15440_drw.pdf | in accepts the in | confidence. by | CUMMINS FIRE POWER LLC CORPORATE OFFICE AND | DESIGN UPFIT CENTER
15440_drw.pdf | ittrawdiellse(c1r)etnoitnfuosrematthieondotchuemreenitn,or(2a)nynoctopcyoptyhetrheeofdoocrumtehnet, | ittrawdiellse(c1r)etnoitnfuosrematthieondotchuemreenitn,or(2a)nynoctopcyoptyhetrheeofdoocrumtehnet, | WHITE BEAR LAKE, MN | WISCONSIN
15442_drw.pdf | ITEM
15442_drw.pdf | 1 | 4 | HARDWOOD, 3x4x144 (3 x 3 5/8), HEAT TREATED & | MARK1E5D442_01
15442_drw.pdf |  |  | 3x4x84 (3 x 3 5/8), HEAT TREATED &
15442_drw.pdf |  |  | &
15442_drw.pdf | and LLC and is retaining | secret given to the the document | information, is the receiver in confidence. accepts the CUMMINS FIRE POWER LLC CORPORATE OFFICE AND | DESIGN UPFIT CENTER
15442_drw.pdf | that, ittrawdiellse(c1r)etnoitnfuosrematthieondotchuemreenitn,or(2a)nynoctopcyoptyhetrheeofdoocrumtehnet, | as ittrawdiellse(c1r)etnoitnfuosrematthieondotchuemreenitn,or(2a)nynoctopcyoptyhetrheeofdoocrumtehnet, | in writing by 1600 BUERKLE ROAD 875 WHITE BEAR LAKE, MN | LAWRENCE DRIVE WISCONSIN
15442_drw.pdf | the (4) upon | or the completion of | the need to retain cPoopwieersLtLhCereof, and
15442_drw.pdf | ALL | DIMENSION | TOLERANCES ACREFP23E RADIATOR COOLED
15442_drw.pdf | $MSAUCRHFIANCEEDS | IMUPNEIRTISAL | MUENTIRTISC DWG UNITS: DRAWN BY:S DUBICK DATE: | 03/15/10
15442_drw.pdf |  | MA..CXXHXXIXNE== | TO##LER00A..N42CES IN/LB/S PRO-ENGINEERINIT | ECO: 2010-109
15442_drw.pdf |  |  | FO..RXXMX T==OL##ERAN00C..E84S SCALE: 0.050 SHEET 1
15443_drw.pdf | ITEM
15443_drw.pdf | 1 | 5 | LUMBER, 2 x 4 x 84, HEAT TREATED & MARKED"HT" | 15443_02
15443_drw.pdf | 2 | 1 | PLYWOOD, 48" x 96" x 1/2", HEAT TREATED, MARKED | 15443_04
15443_drw.pdf | 3 | 1 | PLYWOOD, 36" x 96" x 1/2", HEAT TREATED, MARKED | 15443_05
15443_drw.pdf | 96.00
15443_drw.pdf | confidential Power LLC and | and trade and is given of the | information, is the to the receiver in confidence. document accepts the CUMMINS FIRE POWER LLC CORPORATE OFFICE AND | DESIGN UPFIT CENTER
15443_drw.pdf | and agrees ittrawdiellse(c1r)etnoitnfuosrematthieondotchuemreenitn,or(2a)nynoctopcyoptyhetrheeofdoocrumtehnet, | that, except ittrawdiellse(c1r)etnoitnfuosrematthieondotchuemreenitn,or(2a)nynoctopcyoptyhetrheeofdoocrumtehnet, | authorized in writing by 1600 BUERKLE ROAD WHITE BEAR LAKE, MN | LAWRENCE DRIVE DEPERE, WISCONSIN
15443_drw.pdf | therein, and dmoactuemreinatl,coorpiuepdonthdeermeafnrdo,m.retCuOrPnYRtIhGeHTdoCcuummmeinnts,Failrle | upon dmoactuemreinatl,coorpiuepdonthdeermeafnrdo,m.retCuOrPnYRtIhGeHTdoCcuummmeinnts,Failrle | of the need to retain cPoopwieersLtLhCereof, andEND RADIATOR COOLED
15443_drw.pdf | SPECIFIED | ALL | DIMENSION TOLERANCES ACREFP23E
15443_drw.pdf | # 1 |  | MUENTIRTISC DWG UNITS: DRAWN BY:S DUBICK DATE: | 03/15/10
15443_drw.pdf |  |  | FO..RXXMX T==OL##ERAN00C..E84S DRAWING | NO:
15443_drw.pdf |  | ..FXXAXXBX | T==OLE##RAN00C..E00S6300 F..AXXBXT==OLE##RAN10C..E58S EST WEIGHT: 243.799 1 OF 1 15443
15445_drw.pdf | ITEM
15445_drw.pdf | 1 | 4 | LUMBER, 2 x 4 x 84, HEAT TREATED & MARKED"HT" | 15445_01
15445_drw.pdf | 2 | 2 | LUMBER, 2 x 4 x 141, HEAT TREATED & MARKED"HT" | 15445_02
15445_drw.pdf | 3 | 3 | PLYWOOD, 48" x 96" x 1/2", HEAT TREATED, MARKED | 15445_04
15445_drw.pdf |  |  | 1.50
15445_drw.pdf | A
15445_drw.pdf |  |  | A 3.50
15445_drw.pdf | confidential Power LLC and | and trade and is given of the | information, is the to the receiver in confidence. CUMMINS FIRE POWER LLC document accepts the CORPORATE OFFICE AND | DESIGN UPFIT CENTER
15445_drw.pdf | and agrees ittrawdiellse(c1r)etnoitnfuosrematthieondotchuemreenitn,or(2a)nynoctopcyoptyhetrheeofdoocrumtehnet, | that, except ittrawdiellse(c1r)etnoitnfuosrematthieondotchuemreenitn,or(2a)nynoctopcyoptyhetrheeofdoocrumtehnet, | authorized in writing by 1600 BUERKLE ROAD WHITE BEAR LAKE, MN | LAWRENCE DRIVE DEPERE, WISCONSIN
15445_drw.pdf | therein, and dmoactuemreinatl,coorpiuepdonthdeermeafnrdo,m.retCuOrPnYRtIhGeHTdoCcuummmeinnts,Failrle | upon dmoactuemreinatl,coorpiuepdonthdeermeafnrdo,m.retCuOrPnYRtIhGeHTdoCcuummmeinnts,Failrle | of the need to retain cPoopwieersLtLhCereof, andSIDE RADIATOR COOLED
15445_drw.pdf | SPECIFIED | ALL | DIMENSION TOLERANCES ACREFP23E
15445_drw.pdf | # 1 |  | MUENTIRTISC DWG UNITS: DRAWN BY:S DUBICK DATE: | 03/15/10
15445_drw.pdf |  |  | FO..RXXMX T==OL##ERAN00C..E84S DRAWING | NO:
15445_drw.pdf |  | ..FXXAXXBX | T==OLE##RAN00C..E00S6300 F..AXXBXT==OLE##RAN10C..E58S EST WEIGHT: 634.038 1 OF 1 15445
15446_drw.pdf | 1 | 4 | LUMBER, 2 x 4 x 84, HEAT TREATED & | MARKED"HT"15446_01
15446_drw.pdf | 2 | 3 | PLYWOOD, 48" x 84" x 1/2", HEAT TREATED, | MARKE1D5446_04
15446_drw.pdf |  |  | NOTES:
15446_drw.pdf |  |  | * COMPONENTS ARE SHIPPED LOOSE
15446_drw.pdf |  |  | AND ATTACHED AT FINAL CLOSURE.
15446_drw.pdf | to the the document as | receiver accepts in | confidence. the writing by CUMMINS FIRE POWER LLC CORPORATE OFFICE | DESIGN UPFIT CENTER
15446_drw.pdf | ittrawdiellse(c1r)etnoitnfuosrematthieondotchuemreenitn,or(2a)nynoctopcyoptyhetrheeofdoocrumtehnet, or the | ittrawdiellse(c1r)etnoitnfuosrematthieondotchuemreenitn,or(2a)nynoctopcyoptyhetrheeofdoocrumtehnet, confidential | WHITE BEAR LAKE, MN or trade WWW.CUMMINSFIREPOWER.COM | DEPERE, WISCONSIN
15446_drw.pdf |  | cPoopwieersLtLhCereof, | anCd OVER, CRATE, RADIATOR COOLED
15446_drw.pdf | DIMENSION |  | TOLERANCESCAFREP23E
15446_drw.pdf |  |  | DWG UNITS: DRAWN BY:S DUBICK | 03/15/10
15448_drw.pdf | 1 | 4 | KIT,GASKET,NUT,BOLT, FULL FACE FIBER,6 | 23580_600
15448_drw.pdf | 2 | 1 | FLEX, EXHAUST, 6" ASA FLG X 4" ID CUFF X 18" | 6735-10
15448_drw.pdf | 3 | 1 | CATALYST,EXHAUST, 855 2.0/4.0/1.0 | 14809
15448_drw.pdf | 4 | 1 | SILENCER,DISK,CRITICAL, GTA855/855E | 14991
15448_drw.pdf | 5 | 1 | PIPE,EXHAUST,GTA855, W/CRITICAL SILENCER | 15450
15448_drw.pdf | 6 | 1 | PIPE,6" EXHAUST 90, GTA855 | 17046
15448_drw.pdf | 7
15448_drw.pdf | 8 | 1 | CLAMP, EXHAUST, 4", RIKER TEC-400 | TEC-400
15448_drw.pdf | 9 | 1 | WRAP,SILENCER | 17007
15448_drw.pdf | 10 | 1 | WRAP,EXHAUST | 17034
15448_drw.pdf |  |  | 1
15448_drw.pdf |  |  | 1
15448_drw.pdf |  |  | B
15448_drw.pdf |  |  | 3
15448_drw.pdf |  |  | 1
15449_drw.pdf | 1 | 4 | KIT,GASKET,NUT,BOLT, FULL FACE FIBER,6 | 23580_600
15449_drw.pdf | 2 | 1 | ELBOW, GT EXHAUST | 23-600
15449_drw.pdf | 3 | 1 | FLEX, EXHAUST, 6" ASA FLG X 4" ID CUFF X 18" | 6735-10
15449_drw.pdf | 4 | 1 | CATALYST,EXHAUST, 855 2.0/4.0/1.0 | 14809
15449_drw.pdf | 5 | 1 | SILENCER,DISK,HOSPITAL, GTA855/855E | 14993
15449_drw.pdf | 6 | 1 | PIPE,EXHAUST,GTA855, W/HOSPITAL SILENCER | 15451
15449_drw.pdf | 7
15449_drw.pdf | 8 | 1 | CLAMP, EXHAUST, 4", RIKER TEC-400 | TEC-400
15449_drw.pdf | 9 | 1 | WRAP,SILENCER | 18300
15449_drw.pdf | 10 | 1 | WRAP,EXHAUST | 18302
15449_drw.pdf | 7
15449_drw.pdf | 1
15449_drw.pdf |  |  | 2
15449_drw.pdf |  |  | 1
15452_drw.pdf | 1 | 1 | FLEX TUBE, FLANGE EXH., STYLE 2, STNL STL | 6735_92
15452_drw.pdf | 2 | 4 | KIT,GASKET,NUT,BOLT, FULL FACE FIBER,8 | 23580_800
15452_drw.pdf | 3 | 1 | RAIN CAP, 8", GT EXHAUST 22-800 | 22-800
15452_drw.pdf | 4 | 1 | CATALYST,EXHAUST, 855/19/28L 2.0/4.0/1.0 | 14810
15452_drw.pdf |  |  |  | TEC-500
15452_drw.pdf | 9 | 1 | WRAP,SILENCER | 17039
15452_drw.pdf | 10 | 1 | WRAP,EXHAUST | 17042
15452_drw.pdf |  |  | 1
15452_drw.pdf |  |  | 7
15453_drw.pdf | 1 | 1 | FLEX TUBE, FLANGE EXH., STYLE 2, STNL STL | 6735_92
15453_drw.pdf | 2 | 4 | KIT,GASKET,NUT,BOLT, FULL FACE FIBER,8 | 23580_800
15453_drw.pdf | 3 | 1 | RAIN CAP, 8", GT EXHAUST 22-800 | 22-800
15453_drw.pdf | 4 | 1 | ELBOW | 23-800
15453_drw.pdf | 5 | 1 | CATALYST,EXHAUST, 855/19/28L 2.0/4.0/1.0 | 14810
15453_drw.pdf | 6
15453_drw.pdf | 7 | 1 | PIPE,EXHAUST,GTA19, W/HOSPITAL SILENCER | 15455
15453_drw.pdf | 8 | 1 | CLAMP, EXHAUST, 5", RIKER TEC-500 | TEC-500
15453_drw.pdf | 9 | 1 | WRAP,SILENCER | 17041
15453_drw.pdf | 10 | 1 | WRAP,EXHAUST | 17043
15453_drw.pdf |  |  | 4
15453_drw.pdf |  |  | 1
15460_drw.pdf | ITEM
15460_drw.pdf | 1 | 1 | TUBE, AIR CLEANER, CFP9E | 15481
15460_drw.pdf | 2 | 1 | CLAMP, T-BOLT, 4.28-4.59 | 13164-0450
15460_drw.pdf |  |  | T-BOLT, 5.28-5.59 | 13164-0550
15460_drw.pdf |  |  |  | 16662-13
15460_drw.pdf | 6 | 2
15460_drw.pdf | 7 | 4 | SCREW,HH, M10-1.50x25
15460_drw.pdf | 8 | 1 | HUMP HOSE REDUCER, 5.0" x 4.0" | 3316618-S
15460_drw.pdf | 9 | 1 | AIR CLEANER, 5" CONNECTION, FLG# AH19220 | AH19220
15460_drw.pdf | 10 | 1 | RESTRICTION INDICATOR, 1/8" NPT | D-RAX00-2352
15460_drw.pdf | confidential and LLC and | trade secret is given to | information, is the receiver in confidence. CUMMINS FIRE POWER LLC | DESIGN
15460_drw.pdf | and agrees that, | of the except as | authorized in writing by 1600 BUERKLE ROAD 875 WHITE BEAR LAKE, MN | LAWRENCE DRIVE WISCONSIN
15460_drw.pdf | either the and (4) | document or the completion | confidential or trade of the need to retain WWW.CUMMINSFIREPOWER.COM
15460_drw.pdf |  |  | CONTROLS - AIR INTAKE TOLERANCES
15460_drw.pdf | 1 |  | MUENTIRTISC DWG UNITS: DRAWN BY: DAN DATE: | 27-AUG-09
15460_drw.pdf |  | MA.CXHXINE= .XXX = # | TO#LER0A.N0C1E0SMAC.HXINE=TO#LER0A.N4CES IN/LB/S PRO-ENGINEERINIT 0.005 .XX = # 0.2 | ECO:
15460_drw.pdf |  |  | FO..RXXMX T==OL##ERAN00C..E84S SCALE: 0.200 SHEET DRAWING | NO:
15461_drw.pdf | 1 | 1 | FRAME, WLDMNT, MID RISE EX LRG, CFP11E | 12383
15461_drw.pdf |  | 26.00
15461_drw.pdf |  |  | TYP
15461_drw.pdf |  |  | 32.00
15461_drw.pdf |  |  | 35.00
15461_drw.pdf | receiver in accepts in | confidence. by | CUMMINS FIRE POWER LLC CORPORATE OFFICE AND | DESIGN UPFIT CENTER
15461_drw.pdf | ittrawdiellse(c1r)etnoitnfuosrematthieondotchuemreenitn,or(2a)nynoctopcyoptyhetrheeofdoocrumtehnet, | ittrawdiellse(c1r)etnoitnfuosrematthieondotchuemreenitn,or(2a)nynoctopcyoptyhetrheeofdoocrumtehnet, | WHITE BEAR LAKE, MN | WISCONSIN
15463_drw.pdf | 1 | 20 | NUT, WELD OFFSET HOLE, M6 X 1 | 0870-2025
15463_drw.pdf | 2 | 1 | ENCLOSURE,CIR BRKR, SINGLE BREAKER | 15462
15463_drw.pdf |  |  | SCALE 0.125
15463_drw.pdf |  |  | NOTES:
15463_drw.pdf |  |  | OF FLANGES, BACK AND SIDES
15463_drw.pdf |  |  | QUANTITY LISTED ON PARTS
15463_drw.pdf |  |  | REMOVE BURRS AND CLEAN.
15463_drw.pdf |  |  | ENGINEERING STANDARDS 21055 | AND 60027
15463_drw.pdf | contains Cummins | confidential LLC and is | trade secret information, is the given to the receiver in confidence. CUMMINS NPOWER LLC | CUSTOM DESIGN
15463_drw.pdf | by confidence | and and agrees that, | of the document accepts the except as authorized in writing by 1600 BUERKLE ROAD WHITE BEAR LAKE, MN | LAWRENCE DRIVE WISCONSIN
15463_drw.pdf | to information | either the and (4) | document or the confidential or trade upon completion of the need to retain aNlPlowceorpiLeLsC thereof, WWW.CUMMINSNPOWER.COM
15463_drw.pdf | OTHERWISE | SPECIFIED | ALL DIMENSION TOLERANCESAASRESEMBLY,W/ NUTS
15463_drw.pdf |  | 1IM$PERIAL | UNITS METRIC UNITS DWG UNITS: DRAWN BY: HGP DATE: | 20AUG2009
15463_drw.pdf |  | 1.-2XXX5= # F..OXXRXXMX | IN/LB/S PRO-ENGINEERREF 0.005 .XX= # 0.2 F..OXXRXM==TOL##ERA00N..C84ES DRAWING | DRWG:- NO:
15463_drw.pdf |  |  | F..AXXBXT==OLE##RAN10C..E58S EST WEIGHT: 33.249 1 OF 1 15463
15464_drw.pdf | 1 | 1 | ENCLOSURE,CIR BRKR, ASSEMBLY,W/ NUTS | 15463
15464_drw.pdf | 2 | 1 | COVER,BOTTOM, CB ENCL,W/ NUTS | 15467
15464_drw.pdf | 3 | 1 | PANEL,CIRCUIT BRKR, MNTG,W/ NUTS | 15471
15464_drw.pdf | 4 | 1 | COVER,CIRCUIT BRKR, ENCLOSURE W/NUTS | 16667
15464_drw.pdf | 5 | 1 | STANDOFF - INSULATOR, - | 0332-2744-07
15464_drw.pdf | 6 | 1 | INSERT,CIRCUIT BRKR, ENCLOSURE SINGLE | 15465
15464_drw.pdf | 7 | 1 | COVER,CIRCUIT BRK, EN FRONT PANEL | 16666
15464_drw.pdf | 8 | 1 | CIRCUIT BREAKER, ABB T4NQ100BW, 60 AMP | T4N100BW
15464_drw.pdf |  |  | A
15464_drw.pdf |  |  | 1
15464_drw.pdf |  |  | NOTES:
15464_drw.pdf |  |  | 1. ITEM 7 CIRCUIT BREAKER CAN | EITHER
15464_drw.pdf |  |  | SHOWN IS FOR REFERENCE, | PER
15464_drw.pdf |  |  | WORK ORDER.
15464_drw.pdf |  | 0.125
15464_drw.pdf | contains Cummins | confidential LLC and is | trade secret information, is the given to the receiver in confidence. CUMMINS NPOWER LLC | CUSTOM DESIGN
15464_drw.pdf | by confidence | and and agrees that, | of the document accepts the except as authorized in writing by 1600 BUERKLE ROAD WHITE BEAR LAKE, MN | LAWRENCE DRIVE WISCONSIN
15464_drw.pdf | to information | either the and (4) | document or the confidential or trade upon completion of the need to retain aNlPlowceorpiLeLsC thereof, WWW.CUMMINSNPOWER.COM
15464_drw.pdf | OTHERWISE | SPECIFIED | ALL DIMENSION TOLERANCESCAIRERCUIT BRKR,SINGLE
15464_drw.pdf |  | 1IM$PERIAL | UNITS METRIC UNITS DWG UNITS: DRAWN BY: HGP DATE: | 14SEP2009
15464_drw.pdf |  | 1.-2XXX5= # | IN/LB/S PRO-ENGINEERREF 0.005 .XX= # 0.2 F..OXXRXM==TOL##ERA00N..C84ES DRAWING | DRWG:- NO:
15464_drw.pdf |  |  | F..AXXBXT==OLE##RAN10C..E58S EST WEIGHT: 68.446 1 OF 1 15464
15467_drw.pdf | 1 | 6 | NUT, WELD OFFSET HOLE, M6 X 1 | 0870-2025
15467_drw.pdf | 2 | 1 | COVER,BOTTOM, CIRCUIT BRKR ENCL | 15466
15467_drw.pdf |  |  | NOTES:
15467_drw.pdf |  |  | REMOVE BURRS AND CLEAN.
15467_drw.pdf |  |  | 4. PRIME AND PAINT ONAN GREEN PER
15467_drw.pdf | contains Cummins | confidential LLC and is | trade secret information, is the given to the receiver in confidence. CUMMINS NPOWER LLC | CUSTOM DESIGN
15467_drw.pdf | by confidence | and and agrees that, | of the document accepts the except as authorized in writing by 1600 BUERKLE ROAD WHITE BEAR LAKE, MN | LAWRENCE DRIVE WISCONSIN
15467_drw.pdf | to information | either the and (4) | document or the confidential or trade upon completion of the need to retain aNlPlowceorpiLeLsC thereof, WWW.CUMMINSNPOWER.COM
15467_drw.pdf | OTHERWISE | SPECIFIED | ALL DIMENSION TOLERANCESCABRE ENCL,W/ NUTS
15467_drw.pdf |  | 1IM$PERIAL | UNITS METRIC UNITS DWG UNITS: DRAWN BY: HGP DATE: | 25AUG2009
15467_drw.pdf |  | 1.-2XXX5= # F..OXXRXXMX | IN/LB/S PRO-ENGINEERREF 0.005 .XX= # 0.2 F..OXXRXM==TOL##ERA00N..C84ES DRAWING | DRWG:- NO:
15467_drw.pdf |  |  | F..AXXBXT==OLE##RAN10C..E58S EST WEIGHT: 5.042 1 OF 1 15467
15469-002_drw.pdf | 1 | 33 | NUT, WELD OFFSET HOLE, M6 X 1 | 0870-2025
15469-002_drw.pdf | 2 | 1 | PANEL,CONT BOX RH, SINGLE BRKR BOX MT | 15468-002
15470_drw.pdf | 1 | 1 | 10 GAUGE STEEL | A-36
15470_drw.pdf |  |  | 0.28
15470_drw.pdf |  |  | 6 PLACES
15470_drw.pdf |  |  | NOTES:
15470_drw.pdf |  |  | 1. MATERIAL: 10 GA A36
15470_drw.pdf |  |  | 3. ALL HOLES THRU UNLESS | NOTED
15470_drw.pdf |  |  | 4. DO NOT PAINT
15470_drw.pdf |  |  | 5. FOR USE WITH
15470_drw.pdf |  |  | T5 FRAME SIZE 3 POLES
15470_drw.pdf |  |  | 0.10
15470_drw.pdf | contains Cummins | confidential LLC and is | trade secret information, is the given to the receiver in confidence. CUMMINS NPOWER LLC | CUSTOM DESIGN
15470_drw.pdf | by confidence | and and agrees that, | of the document accepts the except as authorized in writing by 1600 BUERKLE ROAD WHITE BEAR LAKE, MN | LAWRENCE DRIVE WISCONSIN
15470_drw.pdf | to information | either the and (4) | document or the confidential or trade upon completion of the need to retain aNlPlowceorpiLeLsC thereof, WWW.CUMMINSNPOWER.COM
15470_drw.pdf | OTHERWISE | SPECIFIED | ALL DIMENSION TOLERANCESBAREEAKER MOUNTING
15470_drw.pdf |  | 1IM$PERIAL | UNITS METRIC UNITS DWG UNITS: DRAWN BY: HGP DATE: | 14SEP2009
15470_drw.pdf |  | 1.-2XXX5= # F..OXXRXXMX | IN/LB/S PRO-ENGINEERREF 0.005 .XX= # 0.2 F..OXXRXM==TOL##ERA00N..C84ES DRAWING | DRWG: NO:
15470_drw.pdf |  |  | F..AXXBXT==OLE##RAN10C..E58S EST WEIGHT: 5.534 1 OF 1 15470
15471_drw.pdf | 1 | 6 | NUT, WELD OFFSET HOLE, M6 X 1 | 0870-2025
15471_drw.pdf | 2 | 1 | PANEL,CIRCUIT, BREAKER MOUNTING | 15470
15471_drw.pdf |  |  | WELD
15471_drw.pdf |  |  | TO THE
15471_drw.pdf |  |  | OF FLANGE
15471_drw.pdf |  |  | 1. REMOVE BURRS AND CLEAN
15471_drw.pdf |  |  | 2. PRIME AND PAINT ONAN GREEN
15471_drw.pdf |  |  | PER ENGINEERING STANDARDS:
15471_drw.pdf |  |  | 3. FOR USE WITH BREAKERS:
15471_drw.pdf |  |  | T4 FRAME SIZE 3 POLES
15471_drw.pdf |  |  | T5 FRAME SIZE 3 POLES
15471_drw.pdf | contains Cummins | confidential LLC and is | trade secret information, is the given to the receiver in confidence. CUMMINS NPOWER LLC | CUSTOM DESIGN
15471_drw.pdf | by confidence | and and agrees that, | of the document accepts the except as authorized in writing by 1600 BUERKLE ROAD WHITE BEAR LAKE, MN | LAWRENCE DRIVE WISCONSIN
15471_drw.pdf | to information | either the and (4) | document or the confidential or trade upon completion of the need to retain aNlPlowceorpiLeLsC thereof, WWW.CUMMINSNPOWER.COM
15471_drw.pdf | OTHERWISE | SPECIFIED | ALL DIMENSION TOLERANCESMANRETG,W/ NUTS
15471_drw.pdf |  | 1IM$PERIAL | UNITS METRIC UNITS DWG UNITS: DRAWN BY: HGP DATE: | 26AUG2009
15471_drw.pdf |  | 1.-2XXX5= # F..OXXRXXMX | IN/LB/S PRO-ENGINEERREF 0.005 .XX= # 0.2 F..OXXRXM==TOL##ERA00N..C84ES DRAWING | DRWG:- NO:
15471_drw.pdf |  |  | F..AXXBXT==OLE##RAN10C..E58S EST WEIGHT: 5.628 1 OF 1 15471
15484_drw.pdf | ITEM
15484_drw.pdf | 1 | 1 | WELDMENT, OPERATOR STATION MOUNTING, CFP5E | 15075
15484_drw.pdf | 2 | 2 | GROMMET, 0.25 GRIP, 2.125 DIA HOLE OT 1.50 DIA X 0.94 | SLOT 15653
15484_drw.pdf | 3 | 2 | CONTACTOR, MANUAL OVERIDE, CFP | 8824
15484_drw.pdf | 4 | 1 | BATTERY ISOLATOR, FIRE PUMP | 8838
15484_drw.pdf |  | 1 | FACTORY SETTINGS TAG, FIREPUMP | 9526-02
15484_drw.pdf |  |  | SETTINGS TAG, FIREPUMP | 9526-03
15484_drw.pdf |  |  | FIREPUMP | 9534
15484_drw.pdf |  |  | 3 LB (YELLOW MARK) | 15400
15484_drw.pdf |  |  | (RED MARK) | 15412
15484_drw.pdf |  |  | DIA, 0.25-0.38 | 15414
15484_drw.pdf |  |  |  | 15421
15484_drw.pdf |  |  |  | 15422
15484_drw.pdf |  |  |  | 15486
15484_drw.pdf | 17 | 1
15484_drw.pdf | 18 | 4
15484_drw.pdf | 19 | 8 | WASHER,FLAT,
15484_drw.pdf | 20 | 8 | NUT,HEX, 0.25-20
15484_drw.pdf | 21 | 4 | NUT,HEX, M5-0.80
15484_drw.pdf | 22 | 8 | NUT,HEX, M6-1.00
15484_drw.pdf | 23 | 3 | NUT,HEX,PT, .38-16
15484_drw.pdf | 24 | 8 | SCREW,HH, 0.25-20x1.00
15484_drw.pdf | 25 | 3 | SCREW,HH, 0.38-16x1.25
15484_drw.pdf | 26 | 4 | SCREW,HH, 0.50-13x1.25 | 20250-125
15484_drw.pdf | 27 | 2 | SCREW,HH, 0.63-11x1.25 | 20263-125
15484_drw.pdf | 28 | 2 | SCREW,HH, 0.63-11x1.75 | 20263-175
15484_drw.pdf | 29 | 4 | SCREW,HH, M5-0.80x16 | 20305-016
15484_drw.pdf | 30 | 1 | SCREW,HH, M12-1.75x25 | 20312-025
15484_drw.pdf | 31 | 1 | DIGTAL CONTROL PANEL, ELECTRONIC CFP ENGINES | 21315
15484_drw.pdf | 32 | 1 | BRACKET, ACCESSORY MOUNTING, CFP15E | A042A108
15484_drw.pdf | and LLC and is retaining | secret given to the the document | information, is the receiver in confidence. accepts the CUMMINS FIRE POWER LLC CORPORATE OFFICE AND | DESIGN UPFIT CENTER
15484_drw.pdf | that, ittrawdiellse(c1r)etnoitnfuosrematthieondotchuemreenitn,or(2a)nynoctopcyoptyhetrheeofdoocrumtehnet, | as ittrawdiellse(c1r)etnoitnfuosrematthieondotchuemreenitn,or(2a)nynoctopcyoptyhetrheeofdoocrumtehnet, | in writing by 1600 BUERKLE ROAD 875 WHITE BEAR LAKE, MN | LAWRENCE DRIVE WISCONSIN
15484_drw.pdf | the (4) upon | or the completion of | the need to retain cPoopwieersLtLhCereof, and
15484_drw.pdf | ALL | DIMENSION | TOLERANCES ACREFP15E
15484_drw.pdf | $MSAUCRHFIANCEEDS | IMUPNEIRTISAL | MUENTIRTISC DWG UNITS: DRAWN BY: DAN DATE: | 12JAN2012
15484_drw.pdf |  | MA..CXXHXXIXNE== | TO##LER00A..N00C10E05SMAC..HXXIXNE==TO##LER00A..N42CES IN/LB/S PRO-ENGINEERINIT | ECO:
15484_drw.pdf |  | ..FXXOXXRXM | FO..RXXMX T==OL##ERAN00C..E84S SCALE: 0.125 SHEET 1
15501_drw.pdf | ITEM
15501_drw.pdf | 1 | 1 | ADAPTER, U-JOINT, SAE#1 FW, 1710/1810/U3172/ DRIVESHAFTS | 12578
15501_drw.pdf | 2 | 1 | SPACER, U-JOINT, SAE#1 FW, 1810 DRIVESHAFTS, QSM11 | 15501-01
15501_drw.pdf | DETAIL
15501_drw.pdf | SCALE | 1.000
15501_drw.pdf |  |  | 5.44
15501_drw.pdf |  |  | 0.052
15501_drw.pdf |  |  | 0.047
15501_drw.pdf |  |  | SEE DETAIL
15501_drw.pdf |  |  | 7.752
15501_drw.pdf |  |  | 8.20 7.750 5.00 | 18.38
15501_drw.pdf |  |  | A 0.43 0.54
15501_drw.pdf | contains Cummins Fire by receiving | and LLC and is and retaining | secret information, is the given to the receiver in confidence. of the document accepts the as authorized in writing by CUMMINS FIRE POWER LLC CORPORATE OFFICE AND | DESIGN UPFIT CENTER
15501_drw.pdf | to others | ittrawdiellse(c1r)etnoitnfuosrematthieondotchuemreenitn,or(2a)nynoctopcyoptyhetrheeofdoocrumtehnet, either the | WHITE BEAR LAKE, MN or the confidential or trade WWW.CUMMINSFIREPOWER.COM | DEPERE, WISCONSIN
15501_drw.pdf | dmoactuemreinatl,coorpiuepdonthdeermeafnrdo,m.retCuOrPnYRtIhGeHTdoCcuummmeinnts,Failrle | dmoactuemreinatl,coorpiuepdonthdeermeafnrdo,m.retCuOrPnYRtIhGeHTdoCcuummmeinnts,Failrle | cPoopwieersLtLhCereof, anAd DAPTER, U-JOINT ASM, SAE#1 FW
15501_drw.pdf | OTHERWISE | SPECIFIED | DIMENSION TOLERANCES1A8RE10 DRIVESHAFT, CFP11E
15501_drw.pdf | PROJECTION | M.AXCXHIN=ET#OLE0R.A0N1C0ES | DWG UNITS: M.AXCHI=NE#TOL0E.R4ANCES IN/LB/S PRO-ENGINEERINIT | ECO:
15501_drw.pdf |  | 12.XXX5= F..OXXRXXMXT==OLE##RAN00C..E00S3105 | F..OXXRXM==TOL##ERA00N..C84ES SCALE: 0.250 SHEET DRAWING | NO:
15501_drw.pdf |  | F..AXXBXXXTO==LER##ANC00E..S006300 | F..AXXBXT==OLE##RAN10C..E58S EST WEIGHT: 62.218 1 OF 1
15502_drw.pdf | 1 | 1 | ASSY, LOWER POWER MODULE | 15796
15502_drw.pdf | 2 | 1 | UPPER RH POWER MODULE, ASSEMBLY | 15801
15502_drw.pdf | 3 | 1 | UPPER LH POWER MODULE, ASSEMBLY | 15802
15502_drw.pdf | 4 | 1 | ASSY, COOLANT TUBES, POWER MODULE | 15805
15502_drw.pdf | 5 | 1 | DUCT, INTAKE | 16041
15502_drw.pdf | 6 | 1 | ASSY,FUEL, _ | 16086
15502_drw.pdf | 7 | 1 | ASSY, COOLANT HEATER, - | 16108
15502_drw.pdf | 8 | 2 | ASSY, POWER SKID | 16118
15502_drw.pdf | 9 | 1 | DUCT, INTAKE | 16184
15502_drw.pdf | 10 | 2 | DUCT, OUTLET | 16192
15502_drw.pdf | 11 | 1 | ASSY,TUBING,ENGINE TO ROOF,RH, - | 22729
15502_drw.pdf | 12 | 1 | ASSY,TUBING,ENGINE TO ROOF,LH, - | 22730
15502_drw.pdf | 13 | 4 | CLAMP, BRIDGE, FOR 14" DUCT | 16126-14
15502_drw.pdf | 14 | 4 | CLAMP, BRIDGE, FOR 20" DUCT | 16126-20
15502_drw.pdf | 15 | 2 | BRACKET, OUTLET DUCT | 16202
15502_drw.pdf | 16 | 2 | DUCTING,14" DIA X 45" (1143 MM), - | 16970_001
15502_drw.pdf | 17 | 2 | DUCTING,20" DIA X 26" (660.4MM) | 16971_001
15502_drw.pdf | 18
15504_drw.pdf | 1 | 1 | RAIL,LH, POWER SKID | 15867
15504_drw.pdf | 2 | 1 | RAIL,RH, POWER SKID | 15868
15504_drw.pdf | 3 | 1 | PLATE,ENG MOUNT, POWER SKID | 15869
15504_drw.pdf | 4 | 1 | PLATE,ENG SUPPORT, POWER SKID | 15870
15504_drw.pdf | 5 | 1 | PLATE,ENG SUPPORT, POWER SKID | 15871
15504_drw.pdf | 6 | 1 | PLATE,GEN SUPPORT, POWER SKID | 15872
15504_drw.pdf | 7 | 1 | GUSSET,ENG,LH, POWER SKID | 15873
15504_drw.pdf | 8 | 1 | GUSSET,ENG,RH, POWER SKID | 15874
15504_drw.pdf | 9 | 2 | PLATE,FRONT LIFT, POWER SKID | 15875
15504_drw.pdf | 10 | 2 | GUSSET,ENG SUPPORT, POWER SKID | 15876
15504_drw.pdf | 11 | 1 | BAR,ENG SUPPORT, POWER SKID | 15877
15504_drw.pdf | 12 | 1 | CHANNEL,CROSS SPT, POWER SKID | 15878
15504_drw.pdf | 13 | 1 | CHANNEL,CROSS SPT, POWER SKID | 15879
15504_drw.pdf | 14 | 1 | CHANNEL,CROSS SPT, POWER SKID | 15880
15504_drw.pdf | 15 | 11 | GUSSET,GENERATOR, POWER SKID | 15881
15504_drw.pdf | 16 | 2 | PLATE,REAR LIFT, POWER SKID | 15882
15504_drw.pdf | 17 | 2 | PLATE,ENG/GEN MOUNT, POWER SKID | 15883
15504_drw.pdf | 18 | 4 | PLATE,GEN MOUNT, POWER SKID | 15886
15504_drw.pdf | 19 | 1 | PLATE,ENG SUPPORT, POWER SKID | 16263
15504_drw.pdf | 20 | 1 | GUSSET,GENERATOR, POWER SKID | 16264
15507_drw.pdf | ITEM
15507_drw.pdf | 1 | 1 | WELDMENT, OPERATOR STATION MOUNTING, CFP11E | 15074
15507_drw.pdf | 2 | 2 | ISOLATOR, PLATE MOUNT, 3 LB (YELLOW MARK) | 15400
15507_drw.pdf | 3 | 2 | ISOLATOR, PLATE MOUNT, 6 LB (RED MARK) | 15412
15507_drw.pdf | 4 | 12 | RIVET, ALUMINUM, STEEL SHANK, 0.156 DIA, 0.25-0.38 | GRIP15414
15507_drw.pdf |  |  | FENDER WASHER, 0.281 X 1.25 | 15421
15507_drw.pdf |  |  | 0.25-20 X 1.00, PH OR BH | 15422
15507_drw.pdf |  |  |  | 15479
15507_drw.pdf | 11
15507_drw.pdf | 12 | 2 | SCREW,HH, 0.63-11x2.00
15507_drw.pdf | 13 | 3 | SCREW,HH, M10-1.50x30 | 20310-030
15507_drw.pdf | 14 | 1 | DIGTAL CONTROL PANEL, ELECTRONIC CFP ENGINES | 21315
15507_drw.pdf | confidential Power LLC and | and trade and is given of the | information, is the to the receiver in confidence. document accepts the CUMMINS FIRE POWER LLC CORPORATE OFFICE AND | DESIGN UPFIT CENTER
15507_drw.pdf | and agrees ittrawdiellse(c1r)etnoitnfuosrematthieondotchuemreenitn,or(2a)nynoctopcyoptyhetrheeofdoocrumtehnet, | that, except ittrawdiellse(c1r)etnoitnfuosrematthieondotchuemreenitn,or(2a)nynoctopcyoptyhetrheeofdoocrumtehnet, | authorized in writing by 1600 BUERKLE ROAD WHITE BEAR LAKE, MN | LAWRENCE DRIVE DEPERE, WISCONSIN
15507_drw.pdf | therein, and dmoactuemreinatl,coorpiuepdonthdeermeafnrdo,m.retCuOrPnYRtIhGeHTdoCcuummmeinnts,Failrle | upon dmoactuemreinatl,coorpiuepdonthdeermeafnrdo,m.retCuOrPnYRtIhGeHTdoCcuummmeinnts,Failrle | of the need to retain cPoopwieersLtLhCereof, and STATION
15507_drw.pdf | SPECIFIED | ALL | DIMENSION TOLERANCES ACREFP11E
15507_drw.pdf | # 1 |  | MUENTIRTISC DWG UNITS: DRAWN BY: DAN DATE: | 03-SEP-09
15507_drw.pdf |  |  | FO..RXXMX T==OL##ERAN00C..E84S DRAWING | NO:
15507_drw.pdf |  | ..FXXAXXBX | T==OLE##RAN00C..E00S6300 F..AXXBXT==OLE##RAN10C..E58S EST WEIGHT: 57.259 1 OF 1 15507
15514_drw.pdf | 1 | 1 | WELDMENT, OPERATOR STATION MOUNTING, CFP33-F25/35 | 15067
15514_drw.pdf | 2 | 2 | GROMMET, 0.25 GRIP, 2.125 DIA HOLE OT 1.50 DIA X 0.94 SLOT | 15653
15514_drw.pdf | 3 | 2 | CONTACTOR, MANUAL OVERIDE, CFP | 8824
15514_drw.pdf | 4 | 1
15514_drw.pdf | 8 | 1 | CLAMP, T-BOLT, 2.78-3.09 | 13164-0300
15514_drw.pdf | 9 | 1 | CLAMP, T-BOLT, 3.28-3.59 | 13164-0350
15514_drw.pdf | 10 | 1 | CONTROL PANEL, MECHANICAL ENGINE | 15136_OLD
15514_drw.pdf | 11 | 2 | ISOLATOR, PLATE MOUNT, 3 LB (YELLOW MARK) | 15400
15514_drw.pdf | 12 | 2 | ISOLATOR, PLATE MOUNT, 6 LB (RED MARK) | 15412
15514_drw.pdf | 13 | 12 | RIVET, ALUMINUM, 0.187 DIA., 0.25-0.38 GRIP | 15413
15514_drw.pdf | 14 | 12 | RIVET, ALUMINUM, STEEL SHANK, 0.156 DIA, 0.25-0.38 GRIP | 15414
15514_drw.pdf | 15 | 2 | FENDER WASHER, 0.281 X 1.25 | 15421
15514_drw.pdf | 16 | 4 | SCREW, SELF LOCKING, 0.25-20 X 1.00, PH OR BH | 15422
15514_drw.pdf | 17 | 1 | PLATE, CONTACTOR MOUNTING, CFP33 | 15515
15514_drw.pdf | 18 | 1 | TUBE, AIR INTAKE | 15516
15514_drw.pdf |  |  |  | 3H236
15514_drw.pdf | 23 | 1 | RESTRICTION INDICATOR, 1/8" NPT | D-RAX00-2352
15514_drw.pdf | 24 | 1 | U-BOLT CLAMP, 3.0" | U-300
15527_drw.pdf | 1 | 2 | FLEX TUBE, FLANGE EXH., STYLE 2, STNL STL | 6735_88
15527_drw.pdf | 2 | 2 | KIT,GASKET,NUT,BOLT, FULL FACE FIBER,4 | 23580_400
15527_drw.pdf | 3 | 6 | KIT,GASKET,NUT,BOLT, FULL FACE FIBER,8 | 23580_800
15527_drw.pdf | 4 | 2 | RAIN CAP, 8", GT EXHAUST 22-800 | 22-800
15527_drw.pdf | 5 | 2 | CATALYST,EXHAUST, 855/19/28L 2.0/4.0/1.0 | 14810
15527_drw.pdf | 6 | 1 | SILENCER,DISK,CRITICAL, GTA28 | 14944
15527_drw.pdf | 7 | 2 | PIPE,EXHAUST,GTA28, W/CRITICAL SILENCER | 15509
15527_drw.pdf | 8 | 2 | PIPE,8" EXHAUSE,90, - | 17038
15527_drw.pdf | 9 | 2 | CLAMP, EXHAUST, 4", RIKER TEC-400 | TEC-400
15527_drw.pdf | 10 | 2 | WRAP,EXHAUST | 17162
15527_drw.pdf | 11 | 1 | WRAP,SILENCER | 17163
15527_drw.pdf | 4
15527_drw.pdf | 2
15528_drw.pdf | 1 | 2 | FLEX TUBE, FLANGE EXH., STYLE 2, STNL STL | 6735_88
15528_drw.pdf | 2 | 2 | KIT,GASKET,NUT,BOLT, FULL FACE FIBER,4 | 23580_400
15528_drw.pdf | 3 | 6 | KIT,GASKET,NUT,BOLT, FULL FACE FIBER,8 | 23580_800
15528_drw.pdf | 4 | 2 | RAIN CAP, 8", GT EXHAUST 22-800 | 22-800
15528_drw.pdf | 5 | 2 | ELBOW | 23-800
15528_drw.pdf | 6 | 2 | CATALYST,EXHAUST, 855/19/28L 2.0/4.0/1.0 | 14810
15528_drw.pdf | 7 | 1 | SILENCER,DISK,HOSPITAL, GTA28 | 14995
15528_drw.pdf | 8 | 2 | PIPE,EXHAUST,GTA28, W/HOSPITAL SILENCER | 15510
15528_drw.pdf | 9 | 2 | WRAP,EXHAUST,GTA28 HOSPITAL | 17164
15528_drw.pdf | 10 | 1 | WRAP,SILENCER,GTA28 HOSPITAL | 17165
15528_drw.pdf |  |  | 2
15528_drw.pdf |  |  | 5
15530_drw.pdf | 1 | 2 | FLEX TUBE, FLANGE EXH., STYLE 2, STNL STL | 6735_86
15530_drw.pdf | 2 | 8 | KIT,GASKET,NUT,BOLT, FULL FACE FIBER,8 | 23580_800
15530_drw.pdf | 3 | 2 | RAIN CAP, 8", GT EXHAUST 22-800 | 22-800
15530_drw.pdf | 4 | 2 | CATALYST, 38L 2.0/4.0/1.0 | 14811
15530_drw.pdf | 5 | 2 | SILENCER,DISK,CRITICAL, GTA38/50 | 14947
15530_drw.pdf | 6 | 1 | PIPE,EXHAUST,GTA38, W/CRITICAL SILENCER | 15532
15530_drw.pdf | 7 | 1 | PIPE,EXHAUST,GTA38, W/CRITICAL SILENCER | 15533
15530_drw.pdf | 8 | 2 | PIPE,8" EXHAUSE,90, - | 17038
15530_drw.pdf | 9 | 2 | CLAMP, EXHAUST, 5", RIKER TEC-500 | TEC-500
15530_drw.pdf | 10 | 2 | WRAP,SILENCER | 16337
15530_drw.pdf | 11 | 1 | WRAP,EXHAUST | 16344
15530_drw.pdf | 12 | 1 | WRAP,EXHAUST | 16345
15531_drw.pdf | 1 | 2 | FLEX TUBE, FLANGE EXH., STYLE 2, STNL STL | 6735_86
15531_drw.pdf | 2 | 8 | KIT,GASKET,NUT,BOLT, FULL FACE FIBER,8 | 23580_800
15531_drw.pdf | 3 | 2 | RAIN CAP, 8", GT EXHAUST 22-800 | 22-800
15531_drw.pdf | 4 | 2 | CATALYST, 38L 2.0/4.0/1.0 | 14811
15531_drw.pdf | 5 | 2 | SILENCER,DISK,HOSPITAL, GTA38/50 | 14996
15531_drw.pdf | 6 | 1 | PIPE,EXHAUST,GTA38, W/HOSPITAL SILENCER | 15534
15531_drw.pdf | 7 | 1 | PIPE,EXHAUST,GTA38, W/HOSPITAL SILENCER | 15535
15531_drw.pdf | 8 | 2 | PIPE,8" EXHAUSE,90, - | 17038
15531_drw.pdf | 9 | 2 | CLAMP, EXHAUST, 5", RIKER TEC-500 | TEC-500
15531_drw.pdf | 10 | 2 | WRAP,SILENCER | 18305
15531_drw.pdf | 11 | 1 | WRAP,EXHAUST | 18306
15531_drw.pdf | 12 | 1 | WRAP,EXHAUST | 18307
15531_drw.pdf |  |  | 2
15531_drw.pdf |  |  | 3
15539_drw.pdf | 1 | 1 | CHANNEL,C6X8.2X110, LEFT SIDE RAIL | 15539-01L
15539_drw.pdf | 2 | 1 | CHANNEL,C6X8.2X110, RIGHT SIDE RAIL | 15539-01R
15539_drw.pdf | 3 | 2 | CHANNEL, C6X8.2X35.82, FRONT/REAR | 15539-02
15539_drw.pdf | 4 | 1 | ANGLE,4X4X.25X35.82, FRT ENG MEMBER | 15539-03
15539_drw.pdf | 5 | 1 | ANGLE,4X4X.25X35.82, RADIATOR MOUNT | 15539-04
15539_drw.pdf | 6 | 1 | ANGLE,4X4X.25X35.82, RR ENG SUPPORT | 15539-05
15539_drw.pdf | 7 | 1 | ANGLE,4X4X.25X35.82, GEN SUPPORT MEMBER | 15539-06
15539_drw.pdf |  |  | SCALE 0.060
15540_drw.pdf | 1 | 1 | EXHAUST, 90° HALF MARMON, 3" TURBO OUT, 3" MALE NPT | 8550_01
15540_drw.pdf | 2 | 1 | ASSEMBLY, RAW WATER COOLING, 3/4" NPT, FIREPUMP | 8682
15540_drw.pdf | 3 | 1 | ENGINE, B3.3 | 8720
15540_drw.pdf | 4 | 1 | ASSEMBLY, HEAT EXCHANGER, FIREPUMP, B3.3 | 8769
15540_drw.pdf | 5 | 1 | ASSEMBLY, SUPPORT, ENGINE, FIREPUMP, B3.3 | 8798
15540_drw.pdf | 6 | 1 | ASSEMBLY, COOLANT HEATING, B3.3 | 8813
15540_drw.pdf | 7 | 1 | ASSEMBLY, SENSOR PACKAGE, B3.3-G2, FIREPUMP | 9570-01
15540_drw.pdf | 8 | 1 | MISC PIPING, RAW WATER, CFP33, FIREPUMP | 9636
15540_drw.pdf | 9 | 1 | KIT, FUEL LINES, CFP33, F10/20/30 - EXT ONLY | 15200
15540_drw.pdf | 10 | 1 | ASSEMBLY, OPERATORS STATION, CFP33-F10/20/30 | 15646
15540_drw.pdf | 11 | 1 | THROTTLE CABLE, TURN LOCKING, RO9D3.5X06 | 15650
15540_drw.pdf | 12 | 1 | BRACKET, MOUNTING, GUARD, FIREPUMP | 8593
15540_drw.pdf | 13 | 1 | GUARD, PULLEY, B3_3, G2, FIREPUMP | 9537
15540_drw.pdf | 14 | 1 | CLIP, THROTTLE SOLENOID OVERIDE, B3.3, FIREPUMP | 10124
15540_drw.pdf | 15 | 1 | CLAMP, T-BOLT, 3.28-3.59 | 13164-0350
15540_drw.pdf | 16 | 1 | AIR CLEANER, 3" CONNECTION, CF# AH1138 OR EQUAL | 15606
15540_drw.pdf | 17 | 1 | HEAT SHIELD, CFP33-f10/20/30 | 15648
15540_drw.pdf | 18 | 4 | WASHER, RETAINING, 3/8" | 16662-06
15540_drw.pdf | 19 | 4 | WASHER, RETAINING, M6 | 16662-11
15540_drw.pdf | 20 | 1 | TAG, ENGINE WEIGHT | 16825
15540_drw.pdf | 21
15540_drw.pdf | 22 | 1 | FITTING, BANJO, 14MM x HOSE BARB | D42400
15540_drw.pdf | 23 | 4 | SCREW, CAP, HEX HEAD, M10-1.5 | HHCS_M10
15540_drw.pdf | 24 | 4 | SCREW, CAP, HEX HEAD, M6 | HHCS_M6
15540_drw.pdf | 25 | 4 | WASHER, M10 | WASHER_M10
15540_drw.pdf | 26 | 2 | WASHER, M6 | WASHER_M6
15540_drw.pdf |  |  | 9526-03
15540_drw.pdf |  | DECAL | 9526-05
15540_drw.pdf | DATA | TAG | 9534
15540_drw.pdf |  |  | INSTRUCTIONS
15540_drw.pdf |  |  | DECAL 15162
15541_drw.pdf | 1 | 1 | EXHAUST, 90° HALF MARMON, 3" TURBO OUT, 3" MALE NPT | 8550_01
15541_drw.pdf | 2 | 1 | ASSEMBLY, RAW WATER COOLING, 3/4" NPT, FIREPUMP | 8682
15541_drw.pdf | 3 | 1 | ENGINE, B3.3 | 8721
15541_drw.pdf | 4 | 1 | ASSEMBLY, HEAT EXCHANGER, FIREPUMP, B3.3 | 8769
15541_drw.pdf | 5 | 1 | ASSEMBLY, SUPPORT, ENGINE, FIREPUMP, B3.3 | 8798
15541_drw.pdf | 6 | 1 | ASSEMBLY, COOLANT HEATING, B3.3 | 8813
15541_drw.pdf | 7 | 1 | ASSEMBLY, SENSOR PACKAGE, B3.3, FIREPUMP | 9570
15541_drw.pdf | 8 | 1 | MISC PIPING, RAW WATER, CFP33, FIREPUMP | 9636
15541_drw.pdf | 9 | 1 | KIT, FUEL LINES, CFP33, F15/25 - EXT ONLY | 15201
15541_drw.pdf | 10 | 1 | ASSEMBLY, OPERATORS STATION, CFP33-F25/35 | 15514
15541_drw.pdf | 11 | 1 | BRACKET, MOUNTING, GUARD, FIREPUMP | 8593
15541_drw.pdf | 12 | 1 | GUARD, PULLEY, B3_3, CONSTRUCTION ENGINE, FIREPUMP | 8805
15541_drw.pdf | 13 | 1 | CLAMP, T-BOLT, 3.28-3.59 | 13164-0350
15541_drw.pdf | 14 | 1 | HEAT SHIELD, CFP33 | 15518
15541_drw.pdf | 15 | 1 | AIR CLEANER, 3" CONNECTION, CF# AH1138 OR EQUAL | 15606
15541_drw.pdf | 16 | 4 | WASHER, RETAINING, 3/8" | 16662-06
15541_drw.pdf | 17 | 4 | WASHER, RETAINING, M6 | 16662-11
15541_drw.pdf | 18 | 1 | TAG, ENGINE WEIGHT | 16825
15541_drw.pdf | 19
15541_drw.pdf | 20 | 4 | SCREW, CAP, HEX HEAD, M10-1.5 | HHCS_M10
15541_drw.pdf | 21 | 4 | SCREW, CAP, HEX HEAD, M6 | HHCS_M6
15541_drw.pdf | 22 | 4 | WASHER, M10 | WASHER_M10
15541_drw.pdf | 23 | 2 | WASHER, M6 | WASHER_M6
15541_drw.pdf |  |  | TYPICAL GUARDING FASTENERS
15541_drw.pdf |  |  | A
15541_drw.pdf |  |  | SETTINGS DECALS
15541_drw.pdf |  |  | 9526-02& 9526-03
15541_drw.pdf |  |  | HIGH CURRENT
15541_drw.pdf |  |  | DECAL 9526-05
15541_drw.pdf | MANUAL | START
15541_drw.pdf | INSTRUCTIONS | INSTRUCTIONS
15541_drw.pdf | DECAL
15542_drw.pdf | 1 | 1 | EXHAUST, 90° HALF MARMON, 3" TURBO OUT, 3" MALE NPT | 8550_01
15542_drw.pdf | 2 | 1 | ASSEMBLY, COOLANT HEATER, CFP5.9 | 8556
15542_drw.pdf | 3 | 1 | ASSEMBLY, THROTTLE POSITION, CFP39, FIREPUMP | 8585-02
15542_drw.pdf | 4 | 1 | GUARD, PULLEY, FIREPUMP, 6B/4B | 8601
15542_drw.pdf | 5 | 1 | ASSEMBLY, HEAT EXCHANGER W/O CAC, FIREPUMP, NFP-659 | 8650
15542_drw.pdf | 6 | 1 | ASSEMBLY, RAW WATER COOLING, 3/4" NPT, FIREPUMP | 8682
15542_drw.pdf | 7 | 1 | ASSEMBLY, ENGINE, 4B3.9C110 | 8723
15542_drw.pdf | 8 | 1 | ASSEMBLY, ENGINE MOUNTING, ISOLATED, FIREPUMP, 4B | 8955
15542_drw.pdf | 9 | 1 | MISC PIPING, RAW WATER, CFP39, FIREPUMP | 9635
15542_drw.pdf | 10 | 1 | ASSEMBLY, SOLENOID OVERIDE, FIREPUMP | 9839
15542_drw.pdf | 11 | 1 | KIT, FUEL LINES, CFP39, F15 - EXT ONLY | 15202
15542_drw.pdf | 12 | 1 | ASSEMBLY, OPERATORS STATION, CFP39 | 15396
15542_drw.pdf | 13 | 1 | HARNESS, WIRE, CFP3.9 | 15734
15542_drw.pdf | 14 | 1 | KIT, SENSOR ADAPTER, CFP MECHANICAL | A042A558
15542_drw.pdf | 15 | 1 | CLAMP, T-BOLT, 3.28-3.59 | 13164-0350
15542_drw.pdf | 16 | 1 | HEAT SHIELD, CFP59 | 15383
15542_drw.pdf | 17 | 1 | BRACKET, HEAT SHIELD | 15393
15542_drw.pdf | 18 | 1 | AIR CLEANER, 3" CONNECTION, CF# AH1107 OR EQUAL | 15607
15542_drw.pdf | 19 | 1 | TAG, ENGINE WEIGHT | 16825
15542_drw.pdf | 20
15542_drw.pdf |  |  | SETTINGS DECALS
15542_drw.pdf |  |  | 9526-02& 9526-03
15542_drw.pdf |  |  | HIGH CURRENT
15542_drw.pdf |  |  | DECAL 9526-04
15542_drw.pdf | MANUAL
15542_drw.pdf |  | INSTRUCTIONS
15543_drw.pdf | ITEM
15543_drw.pdf | 1 | 1 | EXHAUST, 90° HALF MARMON, 3" TURBO OUT, 4" MALE NPT | 8550_10
15543_drw.pdf | 2 | 1 | ASSEMBLY, RAW WATER COOLING, 3/4" NPT, FIREPUMP | 8682
15543_drw.pdf | 3 | 1 | ASSEMBLY, ENGINE, QSB4.5 | 13211
15543_drw.pdf | 4 | 1 | ASSEMBLY, HOSE CONNECTION, RAW WATER, FIRE PUMP | 13254
15543_drw.pdf | 5
15543_drw.pdf | 6 | 1 | TUBE, CAC INTAKE CONNECTION, CFP5E / 7E | 13348
15543_drw.pdf | 7 | 1 | ASSEMBLY, VALVE COVER, PROXIMITY LOCATION CFP_5E | 13772
15543_drw.pdf | 8 | 1 | ASSEMBLY, ENGINE MOUNTING, ISOLATED, CFP5E | 13847
15543_drw.pdf | 9 | 1 | ASSEMBLY, FUEL RAIL MODIFICATION, FIREPUMP, CFP5E | 14202
15543_drw.pdf | 10 | 1 | KIT, FUEL LINES, CFP5E, F10/20/30/40/50 - EXT ONLY | 15203
15543_drw.pdf | 11 | 1 | ASSEMBLY, MISC PIPING, CFP5E | 15301
15543_drw.pdf | 12 | 1 | KIT, SENSOR & ADAPTERS, CFP5E | 15389
15543_drw.pdf | 13 | 1 | ASSEMBLY, PULLEY GUARD, CFP7E | 16745
15543_drw.pdf | 14 | 1 | ASSEMBLY, HEAT EXCHANGERS, CFP7E
15543_drw.pdf | 15 | 1 | ASSEMBLY, CONTROL PANEL MOUNTING, CFP
15543_drw.pdf | 16 | 1 | KIT, WIRE HARNESS, CFP5E
15543_drw.pdf | 17 | 1 | ASSEMBLY,
15543_drw.pdf | 18 | 1
15543_drw.pdf |  |  |  | 15496
15543_drw.pdf |  |  | ENGINES | 15749
15543_drw.pdf |  |  |  | 16662-13
15543_drw.pdf |  |  | WEIGHT | 16825
15543_drw.pdf |  | 8 | WASHER,FLAT, M10 | 20020-M10
15543_drw.pdf | 28 | 6 | SCREW,HH, M10-1.50x25 | 20310-025
15543_drw.pdf | 29 | 1 | DIGTAL CONTROL PANEL, ELECTRONIC CFP ENGINES | 22791
15543_drw.pdf | 30 | 1 | CABLES, BATTERY, CFP5E, 7E, 9E, 11E | 24234
15543_drw.pdf | 31 | 1 | FILTER HEAD, CUMMINS | 142784-S
15543_drw.pdf | 32 | 2 | FITTING, QUICK DISCONNECT | 133042.000
15543_drw.pdf | 33 | 1 | CLAMP, U-BOLT, GUILLOTINE, 3.00" | 89545K
15543_drw.pdf | 34 | 1 | PAINT, SPRAY BOMB, CUMMINS RED, ES044 RAL 3001 | A15730-A12
15543_drw.pdf | 35 | 3 | COOLANT, FC EG PM, 1 GALLON, - | CC2743
15543_drw.pdf | 36 | 1 | FILTER, FUEL | FS1212
15543_drw.pdf | 37 | 2 | CLIP,CSHN,1.00 ID, ***USE 13754*** | 13745
15543_drw.pdf | 38 | 1 | PLUG, 1/4 NPT, STEEL | LTL-SCSP14
15543_drw.pdf | SETTINGS
15543_drw.pdf | 9526-02&
15544_drw.pdf | ITEM
15544_drw.pdf | 1 | 1 | EXHAUST, 90° HALF MARMON, 3" TURBO OUT, 4" MALE | NPT8550_10
15544_drw.pdf |  | 1 | ASSEMBLY, MOUNTING, ENGINE, FIREPUMP, 6B | 8579
15544_drw.pdf |  |  | FIREPUMP, 6B/4B | 8601
15544_drw.pdf |  |  | FIREPUMP, | 8650
15544_drw.pdf |  |  |  | 8682
15544_drw.pdf | 7 | 1 | MISC
15544_drw.pdf | 8 | 1 | KIT, FUEL SOLENOID OVERIDE,
15544_drw.pdf | 9 | 1 | KIT, FUEL LINES, CFP59, F10/20/30/40/50 - EXT
15544_drw.pdf | 10 | 1 | ASSEMBLY, CONTROL PANEL MOUNTING, CFP POWER | 21249
15544_drw.pdf | 11 | 1 | ASSEMBLY, ACC, REAR MTG, CFP59, F10/F20/F40/F50 | 24245
15544_drw.pdf | 12 | 1 | HEATER, COOLANT, ASSEMBLY, CFP5.9 | 24246
15544_drw.pdf | 13 | 1 | KIT, SENSOR ADAPTER, CFP MECHANICAL | A042A558
15544_drw.pdf | 14 | 1 | STRAP, GROUNDING, 4 AWG, 12", 1/2" STUD, WC90397-1 | 9757
15544_drw.pdf | 15 | 1 | HEAT SHIELD, CFP59 | 15383
15544_drw.pdf | 16 | 1 | BRACKET, HEAT SHIELD | 15384
15544_drw.pdf | 17 | 1 | MANUAL, O&M, CFP5.9/CFP8.3 | 15495
15544_drw.pdf |  |  | RETAINING, M10 | 16662-13
15544_drw.pdf |  |  |  | 16825
15544_drw.pdf |  |  |  | 16960
15544_drw.pdf | 22 | 6
15544_drw.pdf | 23 | 1 | CONTROL PANEL,
15544_drw.pdf | 24 | 1 | HARNESS, WIRING, CFP5.9
15544_drw.pdf | 25 | 1 | CABLES, BATTERY, CFP5E, 7E, 9E, 11E | 24234
15544_drw.pdf | 26 | 1 | PAINT, SPRAY BOMB, CUMMINS RED, ES044 RAL 3001 | A15730-A12
15544_drw.pdf | 27 | 4 | COOLANT, FC EG PM, 1 GALLON, - | CC2743
15544_drw.pdf | 28 | 1 | CLAMP, P-STYLE, 0.50" W/ 0.50 HOLE, LTL-CCV1317 | LTL-CCV1317
15544_drw.pdf | 29 | 1 | PLUG, 1/4 NPT, STEEL | LTL-SCSP14
15544_drw.pdf |  |  | SETTINGS
15544_drw.pdf |  | DATA | TAG 9534
15545_drw.pdf | ITEM
15545_drw.pdf | 1 | 1 | EXHAUST, 90° HALF MARMON, 3" TURBO OUT, 4" MALE | NPT8550_10
15545_drw.pdf |  | 1 | ASSEMBLY, MOUNTING, ENGINE, FIREPUMP, 6B | 8579
15545_drw.pdf |  |  | THROTTLE POSITION, FIREPUMP | 8585
15545_drw.pdf |  |  |  | 8601
15545_drw.pdf |  |  |  | 8650
15545_drw.pdf | 7 | 1 | ENGINE,
15545_drw.pdf | 8 | 1 | MISC PIPING, RAW WATER, 6B
15545_drw.pdf | 9 | 1 | ASSEMBLY, SOLENOID OVERIDE, FIREPUMP
15545_drw.pdf | 10 | 1 | KIT, FUEL LINES, CFP83, F10/20/30/40 - EXT ONLY | 15207
15545_drw.pdf | 11 | 1 | ASSEMBLY, CONTROL PANEL MOUNTING, CFP POWER | 21249
15545_drw.pdf | 12 | 1 | HEATER, COOLANT, ASSEMBLY, CFP5.9 | 24246
15545_drw.pdf | 13 | 1 | ASSEMBLY, ACC, REAR MTG, CFP59, F15/F25 | 24247
15545_drw.pdf | 14 | 1 | KIT, SENSOR ADAPTER, CFP MECHANICAL | A042A558
15545_drw.pdf | 15 | 1 | STRAP, GROUNDING, 4 AWG, 12", 1/2" STUD, WC90397-1 | 9757
15545_drw.pdf | 16 | 1 | HEAT SHIELD, CFP59 | 15383
15545_drw.pdf | 17 | 1 | BRACKET, HEAT SHIELD | 15384
15545_drw.pdf |  |  | O&M, CFP5.9/CFP8.3 | 15495
15545_drw.pdf |  |  |  | 16662-13
15545_drw.pdf |  |  |  | 16825
15545_drw.pdf | 22 | 10
15545_drw.pdf | 23 | 6 | SCREW,HH, M10-1.50x25
15545_drw.pdf | 24 | 1 | CONTROL PANEL, MECHANICAL ENGINE
15545_drw.pdf | 25 | 1 | HARNESS, WIRING, CFP5.9 | 23926
15545_drw.pdf | 26 | 1 | CABLES, BATTERY, CFP5E, 7E, 9E, 11E | 24234
15545_drw.pdf | 27 | 1 | PAINT, SPRAY BOMB, CUMMINS RED, ES044 RAL 3001 | A15730-A12
15545_drw.pdf | 28 | 4 | COOLANT, FC EG PM, 1 GALLON, - | CC2743
15545_drw.pdf | 29 | 1 | CLAMP, P-STYLE, 0.50" W/ 0.50 HOLE, LTL-CCV1317 | LTL-CCV1317
15545_drw.pdf | 30 | 1 | PLUG, 1/4 NPT, STEEL | LTL-SCSP14
15545_drw.pdf |  |  | SETTINGS DECALS
15545_drw.pdf |  |  | 9526-02& 9526-03
15545_drw.pdf |  |  | 9534
15546_drw.pdf | 1 | 1 | EXHAUST, 90° HALF MARMON, 3" TURBO OUT, 3" MALE | NPT8550_01
15546_drw.pdf | 3 | 1 | ASSEMBLY, MOUNTING, ENGINE, FIREPUMP, 6B
15546_drw.pdf | 4 | 1 | ASSEMBLY, THROTTLE POSITION, FIREPUMP | 8585
15546_drw.pdf | 5 | 1 | GUARD, PULLEY, FIREPUMP, 6B/4B | 8601
15546_drw.pdf |  |  | HEAT EXCHANGER W/O CAC, FIREPUMP, | 8650
15546_drw.pdf | 8 | 1 | ASSEMBLY, ENGINE, 6BTA-C174, FIREPUMP | 8726
15546_drw.pdf | 9 | 1 | MISC PIPING, RAW WATER, 6B | 9634
15546_drw.pdf | 10 | 1 | ASSEMBLY, SOLENOID OVERIDE, FIREPUMP | 9839
15546_drw.pdf | 12 | 1 | ASSEMBLY, CONTROL PANEL MOUNTING, CFP POWER | 21249
15546_drw.pdf | 13 | 1 | ASSEMBLY, ACC, REAR MTG, CFP59, F15/F25 | 24247
15546_drw.pdf | 14 | 1 | KIT, SENSOR ADAPTER, CFP MECHANICAL | A042A558
15546_drw.pdf |  |  | GROUNDING, 4 AWG, 12", 1/2" STUD, | 9757
15546_drw.pdf | 17 | 1 | BRACKET, HEAT SHIELD | 15384
15546_drw.pdf | 18 | 1 | MANUAL, O&M, CFP5.9/CFP8.3 | 15495
15546_drw.pdf | 19 | 1 | HARNESS, WIRING, CFP5.9 | 15733
15546_drw.pdf | 21 | 6 | WASHER, RETAINING, M10 | 16662-13
15546_drw.pdf | 22 | 1 | TAG, ENGINE WEIGHT | 16825
15546_drw.pdf | 23 | 1 | DECAL, MANUAL START/STOP, MECHANICAL ENGINES | 16960
15546_drw.pdf |  |  | M10 | 20020-M10
15546_drw.pdf | 26 | 1 | CONTROL PANEL, MECHANICAL ENGINE | 22793
15546_drw.pdf | 27
15546_drw.pdf | 28 | 1 | PAINT, SPRAY BOMB, CUMMINS RED, ES044 RAL 3001 | A15730-A12
15546_drw.pdf | 30 | 1 | CLAMP, P-STYLE, 0.50" W/ 0.50 HOLE, | LTL-CCV1317
15546_drw.pdf | 31 | 1 | PLUG, 1/4 NPT, STEEL | LTL-SCSP14
15547_drw.pdf | ITEM
15547_drw.pdf | 1 | 1 | EXHAUST, 90° HALF MARMON, 3" TURBO OUT, 4" MALE | NPT8550_10
15547_drw.pdf | 2 | 1 | ASSEMBLY, RAW WATER COOLING, 3/4" NPT, FIREPUMP | 8682
15547_drw.pdf | 3 | 1 | ASSEMBLY, ENGINE SUPPORT, CFP7E | 12905
15547_drw.pdf | 4 | 1 | ASSEMBLY, ENGINE, QSB6.7 | 13208
15547_drw.pdf | 5 | 1 | ASSEMBLY, HOSE CONNECTION, RAW WATER, FIRE PUMP | 13254
15547_drw.pdf | 6 | 1 | TUBE, CAC OUTPUT , CFP7E | 13308
15547_drw.pdf | 7 | 1 | ASSEMBLY, ECM & MOUNTING, CFP7E | 13309
15547_drw.pdf | 8 | 1 | TUBE, CAC INTAKE CONNECTION, CFP5E / 7E | 13348
15547_drw.pdf | 9 | 1 | ASSEMBLY, VALVE COVER, PROXIMITY LOCATION CFP_7E | 13849
15547_drw.pdf | 10 | 1 | ASSEMBLY, FUEL RAIL MODIFICATION, FIREPUMP, CFP7E | 14197
15547_drw.pdf | 11 | 1 | ASSEMBLY, MISC PIPING, CFP7E | 14376
15547_drw.pdf | 12 | 1 | HOSE, VENT LINE, PARKER 801, 1/4" ID X 13" LG | 15130
15547_drw.pdf | 13 | 1 | KIT, FUEL LINES, CFP7E, F10/20/30/40/50/60 - EXT | ONLY15206
15547_drw.pdf | 14 | 1 | KIT, SENSORS & ADAPTERS, CFP7E | 15390
15547_drw.pdf | 15 | 1 | ASSEMBLY, PULLEY GUARD, CFP7E | 16745
15547_drw.pdf | 16 | 1 | ASSEMBLY, HEAT EXCHANGERS, CFP7E | 16746
15547_drw.pdf | 17 | 1 | ASSEMBLY, CONTROL PANEL MOUNTING, CFP POWER UNITS | 21249
15547_drw.pdf | 18 | 1 | KIT, WIRE HARNESS, CFP7E | 23928
15547_drw.pdf | 19 | 1 | ASSEMBLY, ACC, REAR MTG, CFP7E | 24235
15547_drw.pdf | 20 | 1 | ASSEMBLY, COOLANT HEATER, CFP7E | 24239
15547_drw.pdf | 21 | 1 | STRAP, GROUNDING, 4 AWG, 12", 1/2" STUD, WC90397-1 | 9757
15547_drw.pdf | 22
15547_drw.pdf | 23 | 1 | BRACKET, MOUNTING, HEAT SHIELD, CFP7E | 14396
15547_drw.pdf | 24 | 2 | CLAMP, WORM, .25 - .63 | 14992-04
15547_drw.pdf | 25 | 1 | HEAT SHIELD, CFP5E/7E | 15416
15547_drw.pdf | 26 | 1 | MANUAL, O&M, CFP5E-7E | 15496
15547_drw.pdf | 27 | 1 | DECAL, MANUAL START/STOP, ELECTRONIC ENGINES | 15749
15547_drw.pdf | 28 | 4 | WASHER, RETAINING, M10 | 16662-13
15547_drw.pdf | 29 | 1 | TAG, ENGINE WEIGHT | 16825
15547_drw.pdf | 30 | 8 | WASHER,FLAT, M10 | 20020-M10
15547_drw.pdf | 31 | 4 | SCREW,HH, 0.25-20x0.75 | 20225-075
15547_drw.pdf | 32 | 2 | SCREW,HH, M10-1.50x20 | 20310-020
15547_drw.pdf | 33 | 4 | SCREW,HH, M10-1.50x25 | 20310-025
15547_drw.pdf | 34 | 1 | DIGTAL CONTROL PANEL, ELECTRONIC CFP ENGINES | 22791
15547_drw.pdf | 35 | 1 | CABLES, BATTERY, CFP5E, 7E, 9E, 11E | 24234
15548_drw.pdf | 1 | 1 | ASSEMBLY, ENGINE, 6CTAC8.3-G2 | 8738
15548_drw.pdf | 2 | 1 | EXHAUST, 90 HALF MARMON, 4" TURBO OUT, 4" MALE NPT | 8780_01
15548_drw.pdf | 3
15548_drw.pdf | 4 | 1 | ASSEMBLY, HEAT EXCHANGER, FIREPUMP 6C8.3 | 8919
15548_drw.pdf | 5 | 1 | ASSEMBLY, SENSOR PACKAGE, CFP8.3/9E | 9574
15548_drw.pdf | 6 | 1 | GUARD, PULLEY, 6C, FIREPUMP | 9625
15548_drw.pdf | 7 | 1 | MISC PIPING, RAW WATER, 6C, 1", FIREPUMP | 9637
15548_drw.pdf | 8 | 1 | COOLING LOOP, 1" NPT HX, FIREPUMP | 9659
15548_drw.pdf | 9
15548_drw.pdf | 10 | 1 | KIT, FUEL LINES, CFP83, F10/20/30/40 - EXT ONLY | 15207
15548_drw.pdf | 11 | 1 | ASSEMBLY, CONTROL PANEL, CFP8.3 | 15427
15548_drw.pdf | 12 | 1 | HEATER, COOLANT ASSEMBLY, CFP8.3 | 15964
15548_drw.pdf | 13 | 1 | CLAMP, T-BOLT, 4.28-4.59 | 13164-0450
15548_drw.pdf | 14 | 1 | HEAT SHIELD, CFP59 | 15383
15548_drw.pdf | 15 | 1 | BRACKET, HEAT SHIELD | 15431
15548_drw.pdf | 16 | 1 | AIR CLEANER, 4" CONNECTION, CF# AH1196 OR EQUAL | 15609
15548_drw.pdf | 17 | 6 | WASHER, RETAINING, 3/8" | 16662-06
15548_drw.pdf | 18 | 1 | TAG, ENGINE WEIGHT | 16825
15548_drw.pdf | 19 | 1 | CLAMP, HALF MARMON | 3905216
15548_drw.pdf | 20 | 6 | SCREW, CAP, HEX HEAD, M10-1.5 x 30 | HHCS_M10-30
15548_drw.pdf | 21 | 6 | WASHER, M10 | WASHER_M10
15548_drw.pdf |  |  | SETTINGS DECALS
15548_drw.pdf |  |  | CURRENT DECAL
15548_drw.pdf |  |  | DATA TAG 9534
15548_drw.pdf |  |  | 15162
15548_drw.pdf |  |  | - -B-
15550_drw.pdf | ITEM
15550_drw.pdf | 1 | 1 | ASSEMBLY, ENGINE, QSL9 | 8739
15550_drw.pdf |  |  | HALF MARMON, 4" TURBO OUT, 4" MALE | NPT8780_01
15550_drw.pdf | 4
15550_drw.pdf | 5 | 1 | COOLING LOOP, 1" NPT HX,
15550_drw.pdf | 6 | 1 | ASSEMBLY, CHARGE AIR, CFP9E | 10516
15550_drw.pdf | 7 | 1 | MISC PIPING, CFP9E | 10764
15550_drw.pdf | 8 | 1 | ASSEMBLY, CAC PLUMBING, CFP9E, FIREPUMP | 10765
15550_drw.pdf | 9 | 1 | ASSEMBLY, GUARD, PULLEY, CFP9E | 10920
15550_drw.pdf | 10 | 1 | ASSEMBLY, VALVE COVER MODIFICATION, FIREPUMP, | CFP9E11917
15550_drw.pdf |  |  | F10/20/30/40/50/60 - | ONL1Y5208
15550_drw.pdf | 14 | 1 | KIT, SENSOR
15550_drw.pdf | 15 | 1 | ASSEMBLY, HEAT EXCHANGER SUPPORT, CFP9E
15550_drw.pdf | 16 | 1 | ASSEMBLY, SECONDARY ECM, CFP9E | 15613
15550_drw.pdf | 17 | 1 | KIT, WIRE HARNESS, CFP9E | 21222
15550_drw.pdf | 18 | 1 | ASSEMBLY, CONTACTORS, CFP9E | 21836
15550_drw.pdf | 19 | 1 | STRAP, GROUNDING, 4 AWG, 12", 1/2" STUD, WC90397-1 | 9757
15550_drw.pdf | 20 | 1 | BRACKET, COOLING LOOP SUPPORT, UPPER, CFP9E | 13583
15550_drw.pdf |  |  |  | 15383
15550_drw.pdf |  |  |  | 15431
15550_drw.pdf | 23 | 1
15550_drw.pdf | 24 | 2 | WASHER, RETAINING, M10
15550_drw.pdf | 25 | 1 | TAG, ENGINE WEIGHT | 16825
15550_drw.pdf | 26 | 6 | WASHER,FLAT, M10 | 20020-M10
15550_drw.pdf | 27 | 4 | SCREW,HH, 0.38-16x1.00 | 20238-100
15550_drw.pdf | 28 | 2 | SCREW,HH, M8-1.25x25 | 20308-025
15550_drw.pdf | 29 | 4 | SCREW,HH, M10-1.50x25 | 20310-025
15550_drw.pdf |  |  | HEAD, CUMMINS | 142784-S
15550_drw.pdf |  |  |  | 3947799
15550_drw.pdf | 33 | 1 | STRAP, GROUND, 6"
15550_drw.pdf | 34 | 5 | COOLANT, FC EG PM, 1 GALLON, -
15550_drw.pdf | 35 | 1 | FILTER, FUEL | FS1212
15550_drw.pdf | 36 | 1 | PLUG, 1/4 NPT, STEEL | LTL-SCSP14
15550_drw.pdf |  | SETTINGS | DECALS
15550_drw.pdf |  | 9526-02&
15551_drw.pdf | 1 |  | 1 ASSEMBLY, ENGINE, QSM11, FIREPUMP | 8740
15551_drw.pdf | 3 |  | 1 ASSEMBLY, HEAT EXCHANGER, CFP11E | 8792
15551_drw.pdf | 4 |  | 1 ASSEMBLY, COOLANT HEATER, CFP11E, 2250W | 60HZ8950
15551_drw.pdf | 6 |  | 1 EXHAUST,L 90 HALF MARMON, 5" MALE NPT | 9514-01
15551_drw.pdf | 7 |  | 1 ASSEMBLY, PULLEY GUARD, CFP11E | 9631
15551_drw.pdf | 9 |  | 1 ASSEMBLY, CAC WATER CONNECTION, CFP11E | 11048
15551_drw.pdf | 10 |  | 1 ASSEMBLY, MISC PIPING, CFP11E | 11049
15551_drw.pdf | 12 |  | 1 KIT, FUEL LINES, CFP11E, F10/20 - EXT ONLY | 15209
15551_drw.pdf | 13 |  | 1 ASSEMBLY, OPERATOR STATION, CFP11E | 15507
15551_drw.pdf | 14 |  | 1 KIT, SENSOR & ADAPTER, CFP_11E | 15603
15551_drw.pdf | 16 |  | 1 ASSEMBLY, HEAT SHIELD, CFP11E | 16690
15551_drw.pdf | 17 |  | 1 ASSEMBLY, AIR CLEANER, CFP11E | 16694
15551_drw.pdf | 19 |  | 1 CLAMP, T-BOLT, 5.00-5.31 | 13164-0525
15551_drw.pdf | 20 |  | 1 HEAT SHIELD, SENSOR, CFP11E | 15625
15551_drw.pdf | 22 |  | 1 TAG, ENGINE WEIGHT | 16825
15551_drw.pdf |  |  | 20
15552_drw.pdf | 1 | 1 | ENGINE, QSX15-C665, SPEC CFP15E F10-F40 | 8742
15552_drw.pdf | 2 | 1 | EXHAUST,L 90 HALF MARMON, 6" 125# ANSI | 9514-06
15552_drw.pdf | 3 | 1 | ASSEMBLY, SUPPORT, CFP15E FIRE PUMP | 10835
15552_drw.pdf | 4 | 1 | ASSEMBLY, COOLANT HEATER, 3KW ADJ VOLTAGE, | CFP151E0849
15552_drw.pdf | 5 | 1 | ASSEMBLY, AIR CLEANER, CFP15E | 10856-01
15552_drw.pdf | 11 | 1 | ASSEMBLY, SECONDARY ECM, CFP15E | 15617
15552_drw.pdf | 12 | 1 | ASSEMBLY, GUARDING, CFP15E | 16707
15552_drw.pdf | 13 | 1 | KIT, WIRE HARNESS, CFP5E | 21228
15552_drw.pdf | 14 | 1 | BRACKET, RADIATOR TUBE | 11581
15552_drw.pdf | 15
15552_drw.pdf | 16 | 1 | DECAL, VALVE ORIENTATION, CFP15E | 11818
15552_drw.pdf | 17 | 1 | DECAL, MANUAL START/STOP, ELECTRONIC ENGINES | 15749
15552_drw.pdf | 18 | 1 | TAG, ENGINE WEIGHT | 16825
15552_drw.pdf | 19 | 1 | WASHER,FLAT, M10 | 20020-M10
15552_drw.pdf | 20 | 1 | NUT,HEX,PT, M10-1.50 | 20140-M10
15552_drw.pdf | 21 | 1 | SCREW,HH, M10-1.50x30 | 20310-030
15553_drw.pdf | ITEM
15553_drw.pdf | 1 | 1 | ASSEMBLY, SUPPORT, CFP15E FIRE PUMP | 10835
15553_drw.pdf | 2 | 1 | ASSEMBLY, COOLANT HEATER, 3KW ADJ VOLTAGE, CFP15E | 10849
15553_drw.pdf | 3 | 1 | ASSEMBLY, AIR CLEANER, CFP15E | 10856-02
15553_drw.pdf | 4 | 1 | MISC PIPING, CFP15 | 10913
15553_drw.pdf | 5
15553_drw.pdf | 6 | 1 | ENGINE, QSX15-G9-755, SPEC CFP15 F50-F70 | 11712
15553_drw.pdf | 7 | 1 | ASSEMBLY, FUEL PLUMBING, CFP15E | 15210
15553_drw.pdf | 8 | 1 | ASSEMBLY, OPERATOR STATION, CFP15E | 15484
15553_drw.pdf | 9 | 1 | KIT, SENSOR & ADAPTER, CFP15E | 15604
15553_drw.pdf | 10 | 1 | ASSEMBLY, SECONDARY ECM, CFP15E | 15617
15553_drw.pdf | 11 | 1 | ASSEMBLY, GUARDING, CFP15E - OBSOLETE USE 16707 | 16708
15553_drw.pdf | 12 | 1 | KIT, WIRE HARNESS, CFP5E | 21228
15553_drw.pdf | 13 | 1 | BRACKET, RADIATOR TUBE | 11581
15553_drw.pdf | 14
15553_drw.pdf | 15 | 1 | DECAL, VALVE ORIENTATION, CFP15E | 11818
15553_drw.pdf |  | 1 | FLEX, 90° FLARED x FLANGE, 6" TURBO, GTE
15553_drw.pdf |  |  | MANUAL START/STOP, ELECTRONIC ENGINES | 15749
15553_drw.pdf |  |  | WEIGHT | 16825
15553_drw.pdf |  |  |  | 20020-M10
15553_drw.pdf |  |  |  | 20140-M10
15553_drw.pdf |  |  |  | 20310-030
15553_drw.pdf |  |  |  | 3102173
15553_drw.pdf |  |  |  | 4026517
15553_drw.pdf |  | SETTINGS | DECALS
15553_drw.pdf |  | 9526-02& | 9526-03
15553_drw.pdf |  | TAG | 9534
15553_drw.pdf |  | CURRENT | DECAL
15554_drw.pdf | ITEM
15554_drw.pdf | 1 | 1 | ASSY, SUPPORTS, ENGINE, CFP23E | 13118
15554_drw.pdf | 4 |  | ASSEMBLY, OPERATOR STATION, CFP23E | 14039
15554_drw.pdf | 5 | 1 | ASSEMBLY, ECM SECONDARY, CFP23E INDUSTRIAL | 16124
15554_drw.pdf | 6 | 1 | SYSTEM, AIR CLEANER, CFP23E | 17669
15554_drw.pdf | 7 | 1 | ASSEMBLY, CONTROL PANEL MOUNTING, CFP POWER UNITS | 21249
15554_drw.pdf | 8 |  | FLEX, EXHAUST, 8" FLANGE, CFP23E | 21839
15554_drw.pdf |  |  |  | 23293
15554_drw.pdf | 11 | 1 | COOLING LOOP, 1-1/4", 24V, RAW WATER, CFP23E | 23427
15554_drw.pdf | 12 | 1 | CONTROL ASSEMBLY, FPDP ELECTRONIC CARBON STEEL | 26764
15554_drw.pdf | 13 | 1 | ASSEMBLY, ENGINE, CFP23E-F10/20/30/40/50/60/70 | 26781
15554_drw.pdf | 14 | 1 | KIT, FUEL LINE, CFP23E | A042A380
15554_drw.pdf | 17 |  | KIT, LOOSE WIRE, CFP23E/CFP30E | 23939
15554_drw.pdf | 18 | 1 | PAINT, SPRAY BOMB, CUMMINS RED, ES044 RAL 3001 | A15730-A12
15555_drw.pdf | 1 | 1 | ENGINE, QST30, 1500HP, 1800RPM | 13207
15555_drw.pdf | 2 | 1 | ASSEMBLY, SUPPORT, CFP30E | 13536
15555_drw.pdf | 3 | 1 | ASSEMBLY, TURBO GUARDS, CFP30E, - | 13545
15555_drw.pdf | 4 | 1 | AIR CLEANERS, CFP30E, SUB ASSY | 13550
15555_drw.pdf | 7 | 1 | ASSEMBLY, HEAT EXCHANGER, SEA WATER, CFP30E | 13760
15555_drw.pdf | 8 | 1 | BRACKET, COOLING LOOP, CFP30E | 14401
15555_drw.pdf | 9 | 1 | ASSEMBLY, SENSORS, CFP30 | 15119
15555_drw.pdf | 10
15555_drw.pdf | 11 | 1 | HOSE, FILL AND VENT LINES, CFP30 | 15128
15555_drw.pdf | 12 | 1 | KIT, FUEL LINES, CFP30, F10/20/30/40 - EXT ONLY | 15212
15555_drw.pdf | 13 | 1 | ASSEMBLY, OIL DRAIN W/ VALVE, CFP30E (OPTIONAL) | 15338
15555_drw.pdf | 16 | 1 | COOLING LOOP, 2" NPT, 24VDC HORIZONTAL, RAW WATER, CFP30E | 23051
15555_drw.pdf | 17 | 2 | FLEX, EXHAUST, 6" ASA FLG X 6" CUMMINS EXH FLANGE X 18" | 6735-59
15555_drw.pdf | 18 | 1 | STRAP, GROUNDING, 4 AWG, 12", 1/2" STUD, WC90397-1 | 9757
15560_drw.pdf | 1 | 2 | FLEX TUBE, FLANGE EXH., STYLE 2, STNL STL | 6735_79
15560_drw.pdf | 2 | 8 | KIT,GASKET,NUT,BOLT, FULL FACE FIBER,8 | 23580_800
15560_drw.pdf | 3 | 2 | RAIN CAP, 8", GT EXHAUST 22-800 | 22-800
15560_drw.pdf | 4 | 2 | CATALYST,EXHAUST, 50L 2.0/4.0/1.0 | 14812
15560_drw.pdf | 5 | 2 | SILENCER,DISK,CRITICAL, GTA38/50 | 14947
15560_drw.pdf | 6 | 1 | PIPE,EXHAUST,GTA50, W/CRITICAL SILENCER | 15562
15560_drw.pdf | 7 | 1 | PIPE,EXHAUST,GTA50, W/CRITICAL SILENCER | 15627
15560_drw.pdf | 8 | 2 | PIPE,8" EXHAUSE,90, - | 17038
15560_drw.pdf | 9 | 2 | CLAMP, EXHAUST, 6", RIKER TEC-600 | TEC-600
15560_drw.pdf | 10 | 2 | WRAP,SILENCER | 16337
15560_drw.pdf | 11 | 1 | WRAP,EXHAUST | 16346
15560_drw.pdf | 12 | 1 | WRAP,EXHAUST | 16582
15560_drw.pdf |  | 4
15560_drw.pdf |  | 2
15561_drw.pdf | 1 | 2 | FLEX TUBE, FLANGE EXH., STYLE 2, STNL STL | 6735_79
15561_drw.pdf | 2 | 8 | KIT,GASKET,NUT,BOLT, FULL FACE FIBER,8 | 23580_800
15561_drw.pdf | 3 | 2 | RAIN CAP, 8", GT EXHAUST 22-800 | 22-800
15561_drw.pdf | 4 | 2 | CATALYST,EXHAUST, 50L 2.0/4.0/1.0 | 14812
15561_drw.pdf | 5 | 2 | SILENCER,DISK,HOSPITAL, GTA38/50 | 14996
15561_drw.pdf | 6 | 1 | PIPE,EXHAUST,GTA50, W/HOSPITAL SILENCER | 15563
15561_drw.pdf | 7 | 1 | PIPE,EXHAUST,GTA50, W/HOSPITAL SILENCER | 15628
15561_drw.pdf | 8 | 2 | PIPE,8" EXHAUSE,90, - | 17038
15561_drw.pdf | 9 | 2 | CLAMP, EXHAUST, 6", RIKER TEC-600 | TEC-600
15561_drw.pdf | 10 | 2 | WRAP,SILENCER | 18305
15561_drw.pdf | 11 | 1 | WRAP,EXHAUST | 18308
15561_drw.pdf | 12 | 1 | WRAP,EXHAUST | 18309
15561_drw.pdf |  | 4
15561_drw.pdf |  | 2
15561_drw.pdf |  |  | 3
15569_drw.pdf | 1 | 1 | PANEL, DIGITAL PANEL BOX, ELECTRONIC | 15570
15569_drw.pdf | 2 | 1 | ANGLE, DIGITAL PANEL BOX, ELECTRONIC | 15571
15569_drw.pdf | 3 | 9 | 8-32 PEM STUD | FH8326
15569_drw.pdf | 4 | 2 | HINGE, ASSEMBLY W/PIN, MILD STEEL, EMKA 1069-U2 | 15573_01
15569_drw.pdf | 5 | 5 | 1/4"-20, BLIND PEM STUD | B04201ZI
15573_drw.pdf | 1 | I | RETAINING RING, F-STYLE, 4mm SHAFT DA, | 67994
15573_drw.pdf | 2 | I | HINGE, ASSEMBLY W/PIN, MILD STEEL, EMKA 1069-U2 | 15573_01
15573_drw.pdf | 3 | I | HINGE, ASSEMBLY W/PIN, MILD STEEL, EMKA 1069-U2 | 15573_02
15573_drw.pdf | 4 | I | HINGE, ASSEMBLY W/PIN, MILD STEEL, EMKA 1069-U2 | 15573_03
15573_drw.pdf |  | DESCR
15575_drw.pdf | 1 | 1 | ASSY, DISPLAY PCD, DIGITAL PANEL, ELECTRONIC | 15152
15575_drw.pdf | 2 | 1 | WELDMT, CONTROL PANEL, DOOR | 15576
15575_drw.pdf | 3 | 1 | LATCH, QUARTER TURN, CHROME PLATED | 15585
15575_drw.pdf | 4 | 1 | ASSY, MEMBRANE OVERLAY, DIGITAL PANEL, ELECTRONIC | 15150
15575_drw.pdf | 5 | 1 | BEZEL, FORMED, STEEL, CONTROL PANEL | 15165
15575_drw.pdf | 6 | 2 | STANDOFF HEX M/F, 8-32, BRASS .63"L | 15579
15575_drw.pdf | 7 | 4 | STANDOFF HEX M/F, 8-32, BRASS .75"L | 15580
15575_drw.pdf | 8 | 8 | SCREW, FH PHILIPS,6-32 , 18-8 STNL STL, 9/16" L | 17148
15575_drw.pdf | 9 | 2 | STANDOFF HEX M/F, 8-32, BRASS 1.25"L | 17205
15575_drw.pdf | 10 | 1 | GASKET, .31" x .63" , POLYURETHANE FOAM | 17621
15575_drw.pdf | 11 | 1 | LABEL, UL , ELECTRONIC CONTROL PANEL | 17790
15575_drw.pdf | 12 | 1 | BEZEL, GASKET 1/4" x 3/4" | 17793
15576_drw.pdf | 1 | 4 | 8-32 PEM STUD | FH8326
15576_drw.pdf | 2 | 2 | HINGE, ASSEMBLY W/PIN, MILD STEEL, EMKA 1069-U2 | 15573_03
15576_drw.pdf | 3 | 1 | DOOR, CONTROL PANEL, 14"W x 10"H x 1"D | 15577
15576_drw.pdf | 4 | 8 | PEM, #6-32, SELF CLINCHING, BLIND | 16881
15601_drw.pdf | 1 | 1 | SWITCH, WATER TEMP, 200F SETTING, #3408632 | 8860
15601_drw.pdf | 2 | 1 | SWITCH, OIL PRESSURE, 16 PSI, #3408607 | 8861
15601_drw.pdf | 3
15601_drw.pdf | 4 | 1 | SENDER, PRESURE, DATCON #02504-00 | 8863
15601_drw.pdf | 5 | 1 | SENSOR, MAG PICK UP, #5MT2005 | 9569
15601_drw.pdf | 6
15601_drw.pdf | 7 | 1 | BUSHING, HEX, 1/2" MNPT x 1/8" FNPT | 71491
15601_drw.pdf | 8 | 1 | DRAIN VALVE, 1/4" NPT | 80511
15601_drw.pdf | 9
15601_drw.pdf | 10 | 1 | BUSHING, 1/2" x 3/4" NPT | LTL-SRB3412
15601_drw.pdf |  |  | 8
15602_drw.pdf | 1 | 1 | SWITCH, WATER TEMP, 200F SETTING, #3408632 | 8860
15602_drw.pdf | 2 | 1 | SWITCH, OIL PRESSURE, 16 PSI, #3408607 | 8861
15602_drw.pdf | 3 | 1 | SENSOR, MAG PICK UP, #5MT2005 | 9569
15602_drw.pdf | 4
15602_drw.pdf | 5 | 1 | SWITCH, PROXIMITY, 2M CABLE, 12-24V | 12865
15602_drw.pdf | 6 | 1 | WASHER, PRESSURE SEALING WASHER, - | 13769
15602_drw.pdf | 7 | 1 | SWITCH, LOW COOLANT TEMP, 110° F SET POINT | 18105
15602_drw.pdf | 8
15602_drw.pdf | 9 | 1 | BUSHING, 1/2" x 3/4" NPT | LTL-SRB3412
15604_drw.pdf | ITEM
15604_drw.pdf | 1 | 1 | SWITCH, WATER TEMP, 200F SETTING, #3408632 | 8860
15604_drw.pdf | 2 | 1 | SWITCH, OIL PRESSURE, 16 PSI, #3408607 | 8861
15604_drw.pdf | 3
15604_drw.pdf | 4
15604_drw.pdf |  |  | SWITCH, LOW COOLANT TEMP, 110° F SET POINT | 18105
15604_drw.pdf | THREAD |  | ON ALL NPT THREADS.
15604_drw.pdf |  |  | DRAWING FOR
15604_drw.pdf |  |  | USE. INSTALL 12181-M1&4-32377244 TO | TEST.
15604_drw.pdf | FINISHED, | FINISHED, | REMOVE FITTINGS AND REPLACE WITH REMOVED
15604_drw.pdf |  | 12181-M14-&2 | 3377244 FITTINGS FOR FUTURE USE IN TEST | CELL AREA.
15604_drw.pdf | confidential Power LLC and | and trade and is given of the | information, is the to the receiver in confidence. document accepts the CUMMINS FIRE POWER LLC CORPORATE OFFICE AND | DESIGN UPFIT CENTER
15604_drw.pdf | and agrees ittrawdiellse(c1r)etnoitnfuosrematthieondotchuemreenitn,or(2a)nynoctopcyoptyhetrheeofdoocrumtehnet, | that, except ittrawdiellse(c1r)etnoitnfuosrematthieondotchuemreenitn,or(2a)nynoctopcyoptyhetrheeofdoocrumtehnet, | authorized in writing by 1600 BUERKLE ROAD WHITE BEAR LAKE, MN | LAWRENCE DRIVE DEPERE, WISCONSIN
15604_drw.pdf | therein, and dmoactuemreinatl,coorpiuepdonthdeermeafnrdo,m.retCuOrPnYRtIhGeHTdoCcuummmeinnts,Failrle | upon dmoactuemreinatl,coorpiuepdonthdeermeafnrdo,m.retCuOrPnYRtIhGeHTdoCcuummmeinnts,Failrle | of the need to retain cPoopwieersLtLhCereof, and
15604_drw.pdf | SPECIFIED | ALL | DIMENSION TOLERANCES ACREFP15E
15604_drw.pdf | # 1 | SURFACES | METRIC DWG UNITS: DRAWN BY: MAC DATE: UNITS UNITS | 17SEPT2009
15604_drw.pdf |  |  | FO..RXXMX T==OL##ERAN00C..E84S DRAWING | NO:
15604_drw.pdf |  | ..FXXAXXBX | T==OLE##RAN00C..E00S6300 F..AXXBXT==OLE##RAN10C..E58S EST WEIGHT: 0.002 1 OF 1 15604
15612_drw.pdf | ITEM
15612_drw.pdf | 1 | 1 | GROMMET, 2.25 DIA. | 508-1057
15612_drw.pdf |  |  | PUMP | 8838
15612_drw.pdf | 4 | 1 | FACTORY
15612_drw.pdf | 5 | 1 | FIELD SETTINGS TAG, FIREPUMP | 9526-03
15612_drw.pdf | 6 | 1 | DATA TAG, FIREPUMP | 9534
15612_drw.pdf | 7 | 1 | BRACKET, OPERATOR STATION | 15480
15612_drw.pdf | 8 | 2 | WASHER,FLAT, M10 | 20020-M10
15612_drw.pdf | 9 | 2 | WASHER,FLAT, M12 | 20020-M12
15612_drw.pdf |  |  |  | 20020-M5
15612_drw.pdf | 12 | 4 | NUT,HEX, M5-0.80
15612_drw.pdf | 13 | 8 | NUT,HEX, M6-1.00 | 20120-M6
15612_drw.pdf | 14 | 2 | NUT,HEX,PT, M10-1.50 | 20140-M10
15612_drw.pdf | 15 | 4 | SCREW,HH, M5-0.80x16 | 20305-016
15612_drw.pdf | 16 | 2 | SCREW,HH, M10-1.50x30 | 20310-030
15612_drw.pdf | 17 | 2 | SCREW,HH, M12-1.75x25 | 20312-025
15612_drw.pdf | and is given of the except as | the receiver document accepts authorized in | in confidence. the writing by CUMMINS CORPORATE OFFICE AND | UPFIT CENTER DRIVE
15612_drw.pdf | ittrawdiellse(c1r)etnoitnfuosrematthieondotchuemreenitn,or(2a)nynoctopcyoptyhetrheeofdoocrumtehnet, document or | ittrawdiellse(c1r)etnoitnfuosrematthieondotchuemreenitn,or(2a)nynoctopcyoptyhetrheeofdoocrumtehnet, the confidential | WHITE BEAR LAKE, MN or trade WWW.CUMMINSFIREPOWER.COM | WISCONSIN
15612_drw.pdf | upon dmoactuemreinatl,coorpiuepdonthdeermeafnrdo,m.retCuOrPnYRtIhGeHTdoCcuummmeinnts,Failrle | of the | to retain and ASSEMBLY, HEAT EXCHANGER SUPPORT
15612_drw.pdf | ALL |  | ARE CFP9E
15612_drw.pdf | $IMPERIAL | UNITS | UNITS DWG UNITS: DRAWN BY: DAN DATE: | 18-SEP-09
15612_drw.pdf | M.AXCXHIN=E # 0.005 | .XX= | IN/LB/S # 0.2 DRAWING
15612_drw.pdf | F..AXXBXXXTO==LER##ANC00E..S006300 |  | 43.731 1 OF 1 15612
15613_drw.pdf | 1 | 1 | BRACKET, SECONDARY ECM, CFP;9E | 14842
15613_drw.pdf | 2 | 5 | WASHER,PLAI;N M8 | 20020-M8
15613_drw.pdf | 3 | 5 | NUT,HEX,P;T 20400 | 20140-M8
15613_drw.pdf | 4 | 1 | SCREW,HEX HEAD CA;PM6-1.00X16MM, 8.8, ZINC | 20306
15613_drw.pdf | 5 | 1 | SCREW,HEX HEAD CA;PM8-1.25x20, 8.8MM, ZINC | 20308-020
15613_drw.pdf | 6 | 5 | SCREW,HEX HEAD CA;PM8-1.25x70, 8.8MM, ZINC | 20308-070
15613_drw.pdf | 7 | 4 | SCREW,HEX HEAD CA;PM10-1.50x70, 8.8MM, ZINC | 20310-070
15613_drw.pdf | 8 | 5 | ISOLATOR,VIBRATION;
15613_drw.pdf | This property | of Cummins | confidential and trade secret information, is the CUMMINS NPOWER LLC NPower LLC and is given to the receiver in confidence. | CUSTOM DESIGN
15613_drw.pdf | document | in | and agrees that, except as authorized in writing by 1600 BUERKLE ROAD ittrawdiellse(c1r)etnoitnfuosrematthieondotchuemreenitn,or(2a)nynoctopcyoptyhetrheeofdoocrumtehnet, WHITE BEAR LAKE, MN | 875 LAWRENCE DRIVE DEPERE, WISCONSIN
15613_drw.pdf | (3) not secret tahlel | disclose information | others either the document or the confidential or trade therein, and (4) upon completion of the need to retain WWW.CUMMINSNPOWER.COM aNlPlowceorpiLeLsC thereof,
15613_drw.pdf | UNLESS | OTHERWISE | SPECIFIED ALL DIMENSION TOLERANCES ACREFP9E
15616_drw.pdf | 1 | 3 | GROMMET, 1.5 x 2.75 OVAL | 508-1057
15616_drw.pdf | 2 | 2 | CONTACTOR, MANUAL OVERIDE, CFP | 8824
15616_drw.pdf | 3 | 1 | BATTERY ISOLATOR, FIRE PUMP | 8838
15616_drw.pdf |  |  |  | 9526-02
15616_drw.pdf | 7 | 1 | FIELD SETTINGS TAG, FIREPUMP | 9526-03
15616_drw.pdf | 8 | 1 | DATA TAG, FIREPUMP | 9534
15616_drw.pdf | 9
15616_drw.pdf | 10
15616_drw.pdf | 11 | 1 | WASHER,FLAT, M10 | 20020-M10
15616_drw.pdf | 12 | 1 | WASHER,FLAT, M12 | 20020-M12
15616_drw.pdf | 13 | 4 | WASHER,FLAT, M5 | 20020-M5
15616_drw.pdf | 14 | 8
15616_drw.pdf | 17 | 8 | NUT,HEX, M6-1.00 | 20120-M6
15616_drw.pdf | 18 | 1 | NUT,HEX,PT, M10-1.50 | 20140-M10
15616_drw.pdf | 19 | 8 | SCREW,HH, 0.25-20x1.00 | 20225-100
15616_drw.pdf | 20 | 2 | SCREW,HH, 0.63-11x1.25 | 20263-125
15616_drw.pdf | 21 | 4 | SCREW,HH, M5-0.80x16 | 20305-016
15616_drw.pdf | 22 | 1 | SCREW,HH, M10-1.50x30 | 20310-030
15616_drw.pdf | 23 | 1 | SCREW,HH, M12-1.75x25 | 20312-025
15616_drw.pdf |  |  | CUMMINS FIRE POWER LLC
15616_drw.pdf | aangdrereestatihnaitn,geoxfcetphteadsocauumtehnotriazcecdepitnswtrhieting or any | aangdrereestatihnaitn,geoxfcetphteadsocauumtehnotriazcecdepitnswtrhieting copy | by CORPORATE OFFICE or the 1600 BUERKLE ROAD | AND UPFIT CENTER 875 LAWRENCE DRIVE
15616_drw.pdf | (2) or the completion of | copy confidential the need | document, or trade to retain WHITE BEAR LAKE, MN WWW.CUMMINSFIREPOWER.COM | DEPERE, WISCONSIN
15616_drw.pdf |  |  | anAd SSEMBLY, HEAT EXCHANGER SUPPORT
15616_drw.pdf | DIMENSION
15617_drw.pdf | 1 | 1 | PLATE, LIFTING AND ECM MTG, CFP15E | 10895
15617_drw.pdf | 2 | 1 | TUBE, FUEL, -10 JIC 1010 | 10902
15617_drw.pdf | 6
15617_drw.pdf | 7 | 5 | WASHER,FLAT, M10 | 20020-M10
15617_drw.pdf | 8 | 6 | SCREW,HH, M8-1.25x40 | 20308-040
15617_drw.pdf | 9 | 1 | SCREW,HH, M10-1.50x30 | 20310-030
15617_drw.pdf | 10 | 4 | SCREW,HH, M10-1.50x60 | 20310-060
15617_drw.pdf | 11 | 4 | SCREW,HH, M12-1.75x30 | 20312-030
15617_drw.pdf |  |  | 1. 11829 NOT SHOWN IN DRAWING VIEWS
15617_drw.pdf | information, receiver | is the in | CUMMINS FIRE POWER LLC | DESIGN
15617_drw.pdf | authorized in | writing | by 1600 BUERKLE ROAD 875 WHITE BEAR LAKE, MN | LAWRENCE DRIVE WISCONSIN
15617_drw.pdf | confidential of the need | or to retain | WWW.CUMMINSFIREPOWER.COM
15617_drw.pdf |  |  | ASSEMBLY, SECONDARY ECM
15619_drw.pdf | ITEM
15619_drw.pdf | 1 | 1 | BRACKET, LIFTING LUG, NORDCO 600250 | 15605
15619_drw.pdf | 1
15624_drw.pdf | ITEM
15624_drw.pdf | 1 | 1 | DECAL, INSTRUMENT PANEL, FIREPUMP ENGLISH OPTION | 10731
15624_drw.pdf | 2 | 1 | ASSEMBLY, CONTROL PANEL, 24V, FIRE PUMDPELETE 10454 | 13237
15624_drw.pdf | 3 | 1 | PANEL, CFP 24V, 316 STNL STL SPANISH OPTION | 15391
15624_drw.pdf | The | document property of Cummins receiver, by | confidential and trade secret information, is the Fire Power LLC and is given to the receiver in confidence. receiving and retaining of the document accepts the CUMMINS FIRE POWER LLC CORPORATE OFFICE | CUSTOM DESIGN AND UPFIT CENTER
15624_drw.pdf | (3) | CcuomnmfiindsenNtPioawlero,r not disclose to information | ittrawdiellse(c1r)etnoitnfuosrematthieondotchuemreenitn,or(2a)nynoctopcyoptyhetrheeofdoocrumtehnet, WHITE BEAR LAKE, MN others either the document or the confidential or trade therein, and (4) upon completion of the need to retain WWW.CUMMINSFIREPOWER.COM | DEPERE, WISCONSIN
15624_drw.pdf | tahlel |  | dmoactuemreinatl,coorpiuepdonthdeermeafnrdo,m.retCuOrPnYRtIhGeHTdoCcuummmeinnts,Failrle cPoopwieersLtLhCereof, anAd SM, INSTRUMENT PANEL 24V, NEMA 4X
15624_drw.pdf | ANGULAR | DIMENSIONS | # 1IM$PERIAL UNITS METRIC UNITS DWG UNITS: DRAWN BY:S DUBICK | 09/23/09
15624_drw.pdf |  | ANGLE | PROJECTION M.AXCXHIN=ET#OLE0R.A0N1C0ES M.AXCHI=NE#TOL0E.R4ANCES IN/LB/S PRO-ENGINEERREF 12.XXX5= # 0.005 .XX= # 0.2 | DRWG:
15624_drw.pdf |  |  | F..AXXBXXXTO==LER##ANC00E..S006300 F..AXXBXT==OLE##RAN10C..E58S EST WEIGHT: 42238.628 1 OF 1
15626_drw.pdf | ITEM
15626_drw.pdf | 1 | 1 | DECAL, INSTRUMENT PANEL, FIREPUMP ENGLISH OPTION | 10731
15626_drw.pdf | 2 | 1 | ASSEMBLY, CONTROL PANEL, 12V, FIRE PUMDPELETE 10454 | 13236
15626_drw.pdf | 3 | 1 | PANEL, CFP 24V, 316 STNL STL SPANISH OPTION | 15391
15626_drw.pdf | The | document property of Cummins receiver, by | confidential and trade secret information, is the Fire Power LLC and is given to the receiver in confidence. receiving and retaining of the document accepts the CUMMINS FIRE POWER LLC CORPORATE OFFICE | CUSTOM DESIGN AND UPFIT CENTER
15626_drw.pdf | (3) | CcuomnmfiindsenNtPioawlero,r not disclose to information | ittrawdiellse(c1r)etnoitnfuosrematthieondotchuemreenitn,or(2a)nynoctopcyoptyhetrheeofdoocrumtehnet, WHITE BEAR LAKE, MN others either the document or the confidential or trade therein, and (4) upon completion of the need to retain WWW.CUMMINSFIREPOWER.COM | DEPERE, WISCONSIN
15626_drw.pdf | tahlel |  | dmoactuemreinatl,coorpiuepdonthdeermeafnrdo,m.retCuOrPnYRtIhGeHTdoCcuummmeinnts,Failrle cPoopwieersLtLhCereof, anAd SM, INSTRUMENT PANEL 12V, NEMA 4X
15626_drw.pdf | ANGULAR | DIMENSIONS | # 1IM$PERIAL UNITS METRIC UNITS DWG UNITS: DRAWN BY:S DUBICK | 09/23/09
15626_drw.pdf |  | ANGLE | PROJECTION M.AXCXHIN=ET#OLE0R.A0N1C0ES M.AXCHI=NE#TOL0E.R4ANCES IN/LB/S PRO-ENGINEERREF 12.XXX5= # 0.005 .XX= # 0.2 | DRWG:
15626_drw.pdf |  |  | F..AXXBXXXTO==LER##ANC00E..S006300 F..AXXBXT==OLE##RAN10C..E58S EST WEIGHT: 42238.628 1 OF 1
15629_drw.pdf | 1 | 1 | BRACKET,PIPE SECURE, FOR 5 INCH CLAMP | 15630
15629_drw.pdf | 2 | 1 | GUSSET,RAD BRKT, REINFORCEMENT | 15632
15629_drw.pdf |  |  | (8.00)
15629_drw.pdf | contains Cummins | confidential LLC and is | trade secret information, is the given to the receiver in confidence. CUMMINS NPOWER LLC | CUSTOM DESIGN
15629_drw.pdf | by dCoucmummiennstNiPnowceorn,fiidtenwciellan(d1)agnroetesustehatth,e or trade | and dCoucmummiennstNiPnowceorn,fiidtenwciellan(d1)agnroetesustehatth,e information | of the document accepts the edxocceupmtenatsoarutahnoyriczoepdy itnhewrreiotfinogr btyhe 1600 BUERKLE ROAD therein, (2) not copy the document, WHITE BEAR LAKE, MN | LAWRENCE DRIVE WISCONSIN
15629_drw.pdf |  |  | WWW.CUMMINSNPOWER.COM aNlPlowceorpiLeLsC thereof,
15629_drw.pdf | OTHERWISE | SPECIFIED | ALL DIMENSION TOLERANCESPAIREPE SECURE
15629_drw.pdf |  | 1IM$PERIAL | UNITS METRIC UNITS DWG UNITS: DRAWN BY: HGP DATE: | 08OCT2009
15629_drw.pdf |  | 1.-2XXX5= # | IN/LB/S PRO-ENGINEERREF 0.005 .XX= # 0.2 F..OXXRXM==TOL##ERA00N..C84ES DRAWING | DRWG:- NO:
15629_drw.pdf |  |  | F..AXXBXT==OLE##RAN10C..E58S EST WEIGHT: 2.340 1 OF 1 15629
15633_drw.pdf | 1 | 1 | COVER-CONTRL HSG (TOP) | 0301_9512
15633_drw.pdf |  |  | FLANGES
15633_drw.pdf | 1
15634_drw.pdf | 1 | 12 | NUT, WELD OFFSET HOLE, M6 X 1 | 0870-2025
15634_drw.pdf | 2 | 1 | ENCLOSURE,SELECTOR, SWITCH BOX | 15635
15634_drw.pdf |  |  | 1
15634_drw.pdf |  |  | 2
15634_drw.pdf |  |  | NOTES:
15634_drw.pdf |  |  | EXTENDED BRACKET LEDGE.
15634_drw.pdf |  |  | 2) REMOVE BURRS AND SHARP EDGES
15634_drw.pdf |  |  | STANDARDS: 21055 AND 60027
15634_drw.pdf | contains Cummins | confidential LLC and is | trade secret information, is the given to the receiver in confidence. CUMMINS NPOWER LLC | CUSTOM DESIGN
15634_drw.pdf | by confidence | and and agrees that, | of the document accepts the except as authorized in writing by 1600 BUERKLE ROAD WHITE BEAR LAKE, MN | LAWRENCE DRIVE WISCONSIN
15634_drw.pdf | to information | either the and (4) | document or the confidential or trade upon completion of the need to retain aNlPlowceorpiLeLsC thereof, WWW.CUMMINSNPOWER.COM
15634_drw.pdf | OTHERWISE | SPECIFIED | ALL DIMENSION TOLERANCESWAIRETH WELD NUTS
15634_drw.pdf |  | 1IM$PERIAL | UNITS METRIC UNITS DWG UNITS: DRAWN BY: HGP DATE: | 25SEP2009
15634_drw.pdf |  | 1.-2XXX5= # F..OXXRXXMX | IN/LB/S PRO-ENGINEERREF 0.005 .XX= # 0.2 F..OXXRXM==TOL##ERA00N..C84ES DRAWING | DRWG: 301-9512 NO:
15634_drw.pdf |  |  | F..AXXBXT==OLE##RAN10C..E58S EST WEIGHT: 28.084 1 OF 1 15634
15638_drw.pdf | 1 | 1 | ENCLOSURE,SEL SWITCH, WITH WELD NUTS | 15634
15638_drw.pdf | 2 | 1 | PANEL,SEL SW FRONT, WITH WELD NUTS | 15639
15638_drw.pdf | 3 | 1 | BRACKET,SELECTOR, SWITCH MOUNTING | 15637
15638_drw.pdf |  |  | 3
15638_drw.pdf |  |  | SCALE 0.120
15638_drw.pdf | contains Cummins | confidential LLC and is | trade secret information, is the given to the receiver in confidence. CUMMINS NPOWER LLC | CUSTOM DESIGN
15638_drw.pdf | by confidence | and and agrees that, | of the document accepts the except as authorized in writing by 1600 BUERKLE ROAD WHITE BEAR LAKE, MN | LAWRENCE DRIVE WISCONSIN
15638_drw.pdf | to information | either the and (4) | document or the confidential or trade upon completion of the need to retain aNlPlowceorpiLeLsC thereof, WWW.CUMMINSNPOWER.COM
15638_drw.pdf | OTHERWISE | SPECIFIED | ALL DIMENSION TOLERANCESSAERELECTOR SWITCH
15638_drw.pdf |  | 1IM$PERIAL | UNITS METRIC UNITS DWG UNITS: DRAWN BY: HGP DATE: | 26SEP2009
15638_drw.pdf |  | 1.-2XXX5= # F..OXXRXXMX | IN/LB/S PRO-ENGINEERREF 0.005 .XX= # 0.2 F..OXXRXM==TOL##ERA00N..C84ES DRAWING | DRWG: 11783 NO:
15638_drw.pdf |  |  | F..AXXBXT==OLE##RAN10C..E58S EST WEIGHT: 40.339 1 OF 1 15638
15639_drw.pdf | 1 | 4 | NUT, WELD OFFSET HOLE, M6 X 1 | 0870-2025
15639_drw.pdf | 2 | 1 | PANEL,SELECTOR, SWITCH,FRONT | 15636
15639_drw.pdf |  |  | TYP
15639_drw.pdf |  |  | 1
15639_drw.pdf |  |  | 2
15639_drw.pdf |  |  | NOTES:
15639_drw.pdf |  |  | 1) ATTACH WELD NUT TO UNDERSIDE OF | FLANGE
15639_drw.pdf |  |  | 2) REMOVE BURRS AND SHARP EDGES THEN | CLEAN
15639_drw.pdf |  |  | CUMMINS NPOWER PAINT STANDARDS
15639_drw.pdf |  |  | 21055 AND 60027
15639_drw.pdf | contains Cummins | confidential LLC and is | trade secret information, is the given to the receiver in confidence. CUMMINS NPOWER LLC | CUSTOM DESIGN
15639_drw.pdf | by confidence | and and agrees that, | of the document accepts the except as authorized in writing by 1600 BUERKLE ROAD WHITE BEAR LAKE, MN | LAWRENCE DRIVE WISCONSIN
15639_drw.pdf | to information | either the and (4) | document or the confidential or trade upon completion of the need to retain aNlPlowceorpiLeLsC thereof, WWW.CUMMINSNPOWER.COM
15639_drw.pdf | OTHERWISE | SPECIFIED | ALL DIMENSION TOLERANCESWAIRETH WELD NUTS
15639_drw.pdf |  | 1IM$PERIAL | UNITS METRIC UNITS DWG UNITS: DRAWN BY: HGP DATE: | 26SEP2009
15639_drw.pdf |  | 1.-2XXX5= # F..OXXRXXMX | IN/LB/S PRO-ENGINEERREF 0.005 .XX= # 0.2 F..OXXRXM==TOL##ERA00N..C84ES DRAWING | DRWG:- NO:
15639_drw.pdf |  |  | F..AXXBXT==OLE##RAN10C..E58S EST WEIGHT: 9.719 1 OF 1 15639
15646_drw.pdf | 1 | 1 | WLDMNT, OPERATOR STATION MTG, CFP3.3-F10/20/30 | 15068
15646_drw.pdf | 2 | 1 | GROMMET, 0.25 GRIP, 2.125 DIA HOLE OT 1.50 DIA X 0.94 SLOT | 15653
15646_drw.pdf | 3 | 2 | GROMMET, 0.25 GRIP, 2.125 DIA HOLE OT 1.50 DIA X 0.94 SLOT | 15653
15646_drw.pdf | 4 | 2
15646_drw.pdf | 8 | 1 | DATA TAG, FIREPUMP | 9534
15646_drw.pdf | 9 | 1 | CLAMP, T-BOLT, 2.56-2.87 | 13164-0275
15646_drw.pdf | 10 | 1 | CLAMP, T-BOLT, 3.03-3.34 | 13164-0325
15646_drw.pdf | 11 | 1 | CONTROL PANEL, MECHANICAL ENGINE | 15136
15646_drw.pdf | 12 | 2 | ISOLATOR, PLATE MOUNT, 3 LB (YELLOW MARK) | 15400
15646_drw.pdf | 13 | 2 | ISOLATOR, PLATE MOUNT, 6 LB (RED MARK) | 15412
15646_drw.pdf | 14 | 12 | RIVET, ALUMINUM, 0.187 DIA., 0.25-0.38 GRIP | 15413
15646_drw.pdf | 15 | 12 | RIVET, ALUMINUM, STEEL SHANK, 0.156 DIA, 0.25-0.38 GRIP | 15414
15646_drw.pdf | 16 | 2 | FENDER WASHER, 0.281 X 1.25 | 15421
15646_drw.pdf | 17 | 4 | SCREW, SELF LOCKING, 0.25-20 X 1.00, PH OR BH | 15422
15646_drw.pdf | 18 | 1 | TUBE, AIR INTAKE | 15516
15646_drw.pdf |  |  |  | 15690
15646_drw.pdf | 23
15646_drw.pdf | 24 | 1 | RESTRICTION INDICATOR, 1/8" NPT | D-RAX00-2352
15646_drw.pdf | 25 | 1 | U-BOLT CLAMP, 3.0" | U-300
15654_drw.pdf | 1 | 1 | ANGLE, DIGITAL PANEL BOX, ELECTRONIC | 15571
15654_drw.pdf | 2 | 6 | 8-32 PEM STUD | FH8326
15654_drw.pdf | 3 | 2 | HINGE, ASSEMBLY W/PIN, MILD STEEL, EMKA 1069-U2 | 15573_01
15654_drw.pdf | 4 | 4 | 1/4"-20, BLIND PEM STUD | B04201ZI
15654_drw.pdf | 5 | 1 | PANEL, DIGITAL PANEL BOX, MECHANICAL | 15655
15656_drw.pdf | 1 | 1 | HOSE, NO. 10, TEFLIN, SMOOTH BORE, - | 15656-1
15656_drw.pdf | 2 | 2 | FTG, NO.10, JIC STR, STYLE FJ, SWIVEL FEMALE | 15656-2
15656_drw.pdf |  |  | 2
15656_drw.pdf | contains Cummins | confidential LLC and is | trade secret information, is the given to the receiver in confidence. CUMMINS NPOWER LLC | CUSTOM DESIGN
15656_drw.pdf | by confidence | and and agrees that, | of the document accepts the except as authorized in writing by 1600 BUERKLE ROAD WHITE BEAR LAKE, MN | LAWRENCE DRIVE WISCONSIN
15656_drw.pdf | to information | either the and (4) | document or the confidential or trade upon completion of the need to retain aNlPlowceorpiLeLsC thereof, WWW.CUMMINSNPOWER.COM
15656_drw.pdf | OTHERWISE | SPECIFIED | ALL DIMENSION TOLERANCES_ARE
15656_drw.pdf |  | 1IM$PERIAL | UNITS METRIC UNITS DWG UNITS: DRAWN BY: MAC DATE: | 05OCT2009
15656_drw.pdf |  | 1.-2XXX5= # F..OXXRXXMX | IN/LB/S PRO-ENGINEERREF 0.005 .XX= # 0.2 F..OXXRXM==TOL##ERA00N..C84ES DRAWING | DRWG:- NO:
15656_drw.pdf |  |  | F..AXXBXT==OLE##RAN10C..E58S EST WEIGHT: 42238.628 1 OF 1 15656
15660_drw.pdf | 1 | 1 | HOSE, WATER, 16 JIC X 72" | 11086-07
15660_drw.pdf | 2
15660_drw.pdf | contains Cummins Fire | confidential and Power LLC and | trade secret information, is the is given to the receiver in confidence. CUMMINS FIRE POWER LLC | CUSTOM DESIGN
15660_drw.pdf | by confidence | and and agrees that, | of the document accepts the except as authorized in writing by 1600 BUERKLE ROAD WHITE BEAR LAKE, MN | LAWRENCE DRIVE WISCONSIN
15660_drw.pdf | to information | either the and (4) | document or the confidential or trade upon completion of the need to retain WWW.CUMMINSFIREPOWER.COM cPoopwieersLtLhCereof,
15660_drw.pdf | OTHERWISE | SPECIFIED | ALL DIMENSION TOLERANCES ARE
15660_drw.pdf |  | 1IM$PERIAL | UNITS METRIC UNITS DWG UNITS: DRAWN BY: DAN DATE: | 20-NOV-09
15660_drw.pdf |  | 12.XXX5= # F..OXXRXXMX | IN/LB/S PRO-ENGINEERREF 0.005 .XX= # 0.2 F..OXXRXM==TOL##ERA00N..C84ES DRAWING | DRWG: 11048 NO:
15660_drw.pdf |  |  | F..AXXBXT==OLE##RAN10C..E58S EST WEIGHT: 9.905 1 OF 1 15660
15664_drw.pdf | 1 | 1 | TUBE, 2 BENDS, 4" O.D., FIREPUMP, CFP5E | 17614
15664_drw.pdf | 2 | 1 | CLEANER,AIR, OPTIAIR 1100 | AH19334
15664_drw.pdf | 3 | 1 | CLAMP, T-BOLT, 3.28-3.59 | 13164-0350
15664_drw.pdf | 4 | 2 | CLAMP, T-BOLT, 4.28-4.59 | 13164-0450
15664_drw.pdf | 5 | 1 | CLAMP, T-BOLT, 5.28-5.59 | 13164-0550
15664_drw.pdf | 6 | 2 | STRAP,AIR CLEANER | 3932495S_CCR
15664_drw.pdf | 7
15664_drw.pdf | 8 | 1 | HOSE, HUMP, REDUCER, 4" X 3", NELSON***USE 3316617-S | 89844K
15664_drw.pdf | 9 | 1 | ELBOW, COBRA, 90 DEG, 5"/4", BUCKHORN | 90CB50R40
15664_drw.pdf | 10 | 1 | RESTRICTION INDICATOR, 1/8" NPT | D-RAX00-2352
15665_drw.pdf | 1 | 1 | AIR HOUSING, OPTI-AIR, FLEETGUARD AH19480 | AH19480
15665_drw.pdf | 2 | 1 | BRACKET, AIRCLEANER MOUNTING, OUTDOOR FILTER OPTION | 10412
15665_drw.pdf | 3 | 1 | BRACE, AIR CLEANER MOUNTING, OUTDOOR AIR CLEANER | 10415
15665_drw.pdf | 4 | 1 | CLAMP, T-BOLT, 4.28-4.59 | 13164-0450
15665_drw.pdf | 5 | 2 | CLAMP, T-BOLT, 5.28-5.59 | 13164-0550
15665_drw.pdf | 6 | 1 | CLAMP, T-BOLT, 7.28-7.59 | 13164-0750
15665_drw.pdf | 7 | 1 | TUBE, HEAVY DUTY AIR CLEANER, CFP59 | 15669
15665_drw.pdf | 8 | 1 | BRACKET, HD AIR FILTER SUPT, CFP59 | 18094
15665_drw.pdf | 9
15665_drw.pdf | 10 | 2 | MOUNTING BAND, AIR FILTER, _ | 3936445S
15665_drw.pdf | 11 | 1 | CLAMP, U BOLT, 5.00", PLATED | 89549K
15665_drw.pdf | 12
15665_drw.pdf | 13 | 1 | ELBOW, REDUCING, 90 DEG, NELSON 89898K | 89898K
15666_drw.pdf | 1 | 1 | TUBE, HEAVY DUTY AIR CLEANER, CFP7E | 17635
15666_drw.pdf | 2 | 1 | FILTER,AIR,OPTIAIR, 1300 SERIES | AH19481
15666_drw.pdf | 3 | 1 | BRACKET, AIRCLEANER MOUNTING, OUTDOOR FILTER OPTION | 10412
15666_drw.pdf | 4 | 1 | BRACE, AIR CLEANER MOUNTING, OUTDOOR AIR CLEANER | 10415
15666_drw.pdf | 5 | 1 | CLAMP, T-BOLT, 4.28-4.59 | 13164-0450
15666_drw.pdf | 6 | 2 | CLAMP, T-BOLT, 5.28-5.59 | 13164-0550
15666_drw.pdf | 7 | 1 | CLAMP, T-BOLT, 7.28-7.59 | 13164-0750
15666_drw.pdf | 8 | 1 | BRACKET, UPPER SUPT, AIR FILTER, HHP, CFP7 | 18093
15666_drw.pdf | 9
15666_drw.pdf | 10 | 2 | MOUNTING BAND, AIR FILTER, _ | 3936445S
15666_drw.pdf | 11 | 1 | CLAMP, U BOLT, 5.00", PLATED | 89549K
15666_drw.pdf | 12 | 1 | COUPLING, RUBBER, 4"x5", NELSON #89845K | 89845K
15666_drw.pdf | 13
15666_drw.pdf | 14 | 1 | RESTRICTION INDICATOR, 1/8" NPT | D-RAX00-2352
15668_drw.pdf | 1 | 1 | AIRCLEANER MOUNTING, CFP11E | 16692
15668_drw.pdf | 2 | 1 | ASSY, AIRL FILTER MNT, CFP11E | 17647
15668_drw.pdf | 3 | 1 | CLAMP, T-BOLT, 4.28-4.59 | 13164-0450
15668_drw.pdf | 4 | 4 | CLAMP, T-BOLT, 5.28-5.59 | 13164-0550
15668_drw.pdf | 5 | 1 | CLAMP, T-BOLT, 7.28-7.59 | 13164-0750
15668_drw.pdf | 6 | 1 | ELBOW, COBRA, 90 DEG, 7" X 5" | 17961
15668_drw.pdf | 7 | 2 | MOUNTING BAND, 16" DIAMETER | 3918236S_CCR
15668_drw.pdf | 8 | 1 | HUMP-HOSE 5" NOMINAL, NELSON 89837K OR EQUIV | 89837K
15668_drw.pdf | 9 | 1 | COUPLING, RUBBER, 4"x5", NELSON #89845K | 89845K
15668_drw.pdf | 10 | 1 | ELBOW, 90 DEGREE, ALUMINIZED, 5" O.D. | 900062A
15668_drw.pdf | 11
15668_drw.pdf | 12 | 1 | WEATHER HOOD, 7" INLET | H000607
15668_drw.pdf | 13 | 1 | RESTRICTION INDICATOR, 1/8" NPT | D-RAX00-2352
15668_drw.pdf | 14 | 4 | WASH,FLT,0.53ID X 1.06OD X .074THK, - | WASHER_1-2
15675_drw.pdf | 1 | 9 | 8-32 PEM STUD | FH8326
15675_drw.pdf | 2 | 2 | HINGE, ASSEMBLY W/PIN, MILD STEEL, EMKA 1069-U2 | 15573_01
15675_drw.pdf | 3 | 5 | 1/4"-20, BLIND PEM STUD | B04201ZI
15675_drw.pdf | 4 | 1 | PANEL, DIGITAL PANEL BOX, 316 STNL STL, ELECTRONIC | 15676
15675_drw.pdf | 5 | 1 | ANGLE, DIGITAL PANEL BOX, ELECTRONIC | A042D548
15675_drw.pdf |  |  | 3
15677_drw.pdf | 1 | 1 | ASSY, DISPLAY PCD, DIGITAL PANEL, ELECTRONIC | 15152
15677_drw.pdf | 2 | 1 | LATCH, QUARTER TURN, CHROME PLATED | 15585
15677_drw.pdf | 3 | 1 | WELDMT, CONTROL PANEL, DOOR, STNL STL | 15678
15677_drw.pdf | 4 | 1 | ASSY, MEMBRANE OVERLAY, DIGITAL PANEL, ELECTRONIC | 15150
15677_drw.pdf | 5 | 1 | BEZEL, FORMED, STEEL, CONTROL PANEL | 15165
15677_drw.pdf | 6 | 2 | STANDOFF HEX M/F, 8-32, BRASS .63"L | 15579
15677_drw.pdf | 7 | 4 | STANDOFF HEX M/F, 8-32, BRASS .75"L | 15580
15677_drw.pdf | 8 | 8 | SCREW, FH PHILIPS,6-32 , 18-8 STNL STL, 9/16" L | 17148
15677_drw.pdf | 9 | 2 | STANDOFF HEX M/F, 8-32, BRASS 1.25"L | 17205
15677_drw.pdf | 10 | 1 | GASKET, .31" x .63" , POLYURETHANE FOAM | 17621
15677_drw.pdf | 11 | 1 | LABEL, UL , ELECTRONIC CONTROL PANEL | 17790
15677_drw.pdf | 12 | 1 | BEZEL, GASKET 1/4" x 3/4" | 17793
15678_drw.pdf | 1 | 4 | 8-32 PEM STUD | FH8326
15678_drw.pdf | 2 | 2 | HINGE, ASSEMBLY W/PIN, MILD STEEL, EMKA 1069-U2 | 15573_03
15678_drw.pdf | 3 | 1 | PANEL, CONTROL PANEL DOOR, 316 STNL STL, 14"W x 10"H | x 1"1D5679
15678_drw.pdf | 4 | 8 | PEM, #6-32, SELF CLINCHING, BLIND | 16881
15678_drw.pdf |  |  | 4
15680_drw.pdf | 1 | 6 | 8-32 PEM STUD | FH8326
15680_drw.pdf | 2 | 2 | HINGE, ASSEMBLY W/PIN, MILD STEEL, EMKA 1069-U2 | 15573_01
15680_drw.pdf | 3 | 4 | 1/4"-20, BLIND PEM STUD | B04201ZI
15680_drw.pdf | 4 | 1 | PANEL, DIGITAL PANEL BOX, 316 STNL STL, MECHANICAL | 15681
15680_drw.pdf | 5 | 1 | ANGLE, DIGITAL PANEL BOX, ELECTRONIC | A042D548
15684_drw.pdf | 1 | 2 | BRACKET,VERT.PUMP,SIDE, CFP3.3/3.9/5E | 15685
15684_drw.pdf | 2 | 2 | BRACKET,VERT.PUMP,END, CFP3.3/3.9/5E | 15686
15684_drw.pdf |  |  | TYP. .25
15684_drw.pdf |  |  | .25
15684_drw.pdf |  |  | TYP. .25
15684_drw.pdf |  |  | 26.75
15684_drw.pdf |  |  | .25
15684_drw.pdf | REF |  | TYP. .25
15684_drw.pdf | 6.00
15684_drw.pdf | REF
15684_drw.pdf |  |  | .25
15689_drw.pdf | ITEM
15689_drw.pdf | 1 | 1 | ENCLOSURE, FIREPUMP INSTRUMENT | 10454
15689_drw.pdf | 4 | 1 | DECAL, INSTRUMENT PANEL, FIREPUMP | 10731
15689_drw.pdf | 5 | 1 | DECAL, INSTRUCTION, GAUGE PANEL | 11136
15689_drw.pdf | 6 | 1 | ASSEMBLY, HARNESS, INSTRUMENT PANEL, FIREPUMP | 11185
15689_drw.pdf | 7 | 1 | BRACKET, TOGGLE SWITCH MOUNTING, FIREPUMP GAUGE PANEL - | 8887
15689_drw.pdf | 8 | 1 | SWITCH, TOGGLE, MINIATURE, MOMENTARY (ON)-OFF-(ON) | 8889
15689_drw.pdf |  |  |  | 9528
15689_drw.pdf | 11 | 2 | RELAY, INSTRUMENT PANEL, 40 AMP, 12vdc | 8857
15689_drw.pdf | 12 | 2 | GUAGE, VOLTMETER 16-32VDC, WAS CNP P/N 42G-903-24 | 11201
15689_drw.pdf | 13 | 1 | GUAGE, TACHOMETER/HOUR METER, WAS CNP P/N PT4-130 | 11202
15689_drw.pdf | 14 | 2 | CIRCUIT BREAKER, INSTRUMENT PANEL, FIREPUMP | 11203
15689_drw.pdf | 17 | 1 | MODULE, DIODE, INSTRUMENT PANEL, FIREPUMP | 9529
15689_drw.pdf | 19 | 1 | GAUGE, OIL PRES., 24VDC, 0-80 KPA, UNLIMITED PN: 42G-929, | FIREPU1M5P742
15689_drw.pdf | 20 | 1 | GAUGE,H2O TEMP, 24VDC,CELSIUS, UNLIMITED PN: 42G-930, FIREPUMP | 15743
15689_drw.pdf |  |  | PART IDENTIFICATION. WHERE APPLICABLE, SUB-
15689_drw.pdf |  |  | ASSEMBLY DRAWINGS MAY BE REQUIRED FOR
15689_drw.pdf | 12 |  | DETAIL(S). WIRING HARNESS IS NOT FIELD
15691_drw.pdf | 1 | 6 | WELDNUT, 1/4"-20 NC, _ | 14520
15691_drw.pdf | 2 | 1 | ENCLOSURE,BELT GUARD, LEFT SIDE | 15692
15691_drw.pdf | contains Cummins | confidential LLC and is | trade secret information, is the given to the receiver in confidence. CUMMINS NPOWER LLC | CUSTOM DESIGN
15691_drw.pdf | by confidence | and and agrees that, | of the document accepts the except as authorized in writing by 1600 BUERKLE ROAD WHITE BEAR LAKE, MN | LAWRENCE DRIVE WISCONSIN
15691_drw.pdf | to information | either the and (4) | document or the confidential or trade upon completion of the need to retain aNlPlowceorpiLeLsC thereof, WWW.CUMMINSNPOWER.COM
15691_drw.pdf | OTHERWISE | SPECIFIED | ALL DIMENSION TOLERANCESLAEREFT SIDE,ASSEMBLY
15691_drw.pdf |  | 1IM$PERIAL | UNITS METRIC UNITS DWG UNITS: DRAWN BY: HGP DATE: | 14OCT2009
15691_drw.pdf |  | 1.-2XXX5= # F..OXXRXXMX | IN/LB/S PRO-ENGINEERREF 0.005 .XX= # 0.2 F..OXXRXM==TOL##ERA00N..C84ES DRAWING | DRWG:- NO:
15691_drw.pdf |  |  | F..AXXBXT==OLE##RAN10C..E58S EST WEIGHT: 13.998 1 OF 2 15691
15696_drw.pdf | 1 | 6 | WELDNUT, 1/4"-20 NC, _ | 14520
15696_drw.pdf | 2 | 1 | BRACKET,BELT GUARD, SUPPORT BEAM | 15695
15696_drw.pdf |  |  | 6 PLACES
15696_drw.pdf |  |  | FLANGE WHERE SHOWN.
15696_drw.pdf |  |  | 2. CLEAN, DEBURR AND REMOVE ANY SHARP | EDGES.
15696_drw.pdf |  |  | FOLLOW CUMMINS NPOWER PAINT
15696_drw.pdf |  |  | 21055 AND 60027
15696_drw.pdf |  |  | 1
15696_drw.pdf |  |  | 2
15696_drw.pdf | contains Cummins | confidential LLC and is | trade secret information, is the given to the receiver in confidence. CUMMINS NPOWER LLC | CUSTOM DESIGN
15696_drw.pdf | by confidence | and and agrees that, | of the document accepts the except as authorized in writing by 1600 BUERKLE ROAD WHITE BEAR LAKE, MN | LAWRENCE DRIVE WISCONSIN
15696_drw.pdf | to information | either the and (4) | document or the confidential or trade upon completion of the need to retain aNlPlowceorpiLeLsC thereof, WWW.CUMMINSNPOWER.COM
15696_drw.pdf | OTHERWISE | SPECIFIED | ALL DIMENSION TOLERANCESSAUREPPORT BEAM ASSY
15696_drw.pdf |  | 1IM$PERIAL | UNITS METRIC UNITS DWG UNITS: DRAWN BY: HGP DATE: | 14OCT2009
15696_drw.pdf |  | 1.-2XXX5= # F..OXXRXXMX | IN/LB/S PRO-ENGINEERREF 0.005 .XX= # 0.2 F..OXXRXM==TOL##ERA00N..C84ES DRAWING | DRWG:- NO:
15696_drw.pdf |  |  | F..AXXBXT==OLE##RAN10C..E58S EST WEIGHT: 27.340 1 OF 1 15696
15697_drw.pdf | 1 | 6 | WELDNUT, 1/4"-20 NC, _ | 14520
15697_drw.pdf | 2 | 1 | ENCLOSURE,BELT GUARD, RIGHT SIDE | 15693
15697_drw.pdf |  |  | NOTES:
15697_drw.pdf |  |  | 2. CLEAN, DEBURR AND REMOVE ANY | EDGES.
15697_drw.pdf |  |  | 3. PRIME AND PAINT ONAN GREEN UNLESS
15697_drw.pdf |  |  | OTHERWISE SPECIFIED ON ORDER.
15697_drw.pdf |  |  | 21055 AND 60027
15697_drw.pdf | contains Cummins | confidential LLC and is | trade secret information, is the given to the receiver in confidence. CUMMINS NPOWER LLC | CUSTOM DESIGN
15697_drw.pdf | by confidence | and and agrees that, | of the document accepts the except as authorized in writing by 1600 BUERKLE ROAD WHITE BEAR LAKE, MN | LAWRENCE DRIVE WISCONSIN
15697_drw.pdf | to information | either the and (4) | document or the confidential or trade upon completion of the need to retain aNlPlowceorpiLeLsC thereof, WWW.CUMMINSNPOWER.COM
15697_drw.pdf | OTHERWISE | SPECIFIED | ALL DIMENSION TOLERANCESRAIREGHT SIDE,ASSEMBLY
15697_drw.pdf |  | 1IM$PERIAL | UNITS METRIC UNITS DWG UNITS: DRAWN BY: HGP DATE: | 14OCT2009
15697_drw.pdf |  | 1.-2XXX5= # F..OXXRXXMX | IN/LB/S PRO-ENGINEERREF 0.005 .XX= # 0.2 F..OXXRXM==TOL##ERA00N..C84ES DRAWING | DRWG:- NO:
15697_drw.pdf |  |  | F..AXXBXT==OLE##RAN10C..E58S EST WEIGHT: 12.281 1 OF 1 15697
15701_drw.pdf | 1 | 1 | COOLING LOOP, 3/4" DIA. W/MNTS, CFP3.3, SEA WATER, | 17141
15701_drw.pdf | 2 | 1 | ASSEMBLY, CFP3.3, SEA WATER, HEAT EXCHANGER | 17638
15701_drw.pdf |  |  | 1
15702_drw.pdf | 1 | 1 | COOLING LOOP, 3/4" DIA., W/MNTS, CFP3.9, SEA WATER, | 12V 17117
15702_drw.pdf | 2 | 1 | ASSEMBLY, CFP3.9 / 5.9, SEA WATER, HEAT EXCHANGER | 17640
15704_drw.pdf | ITEM
15704_drw.pdf | 1 | 1 | COOLING LOOP, 3/4" DIA., W/MNTS, CFP59,SEA WATER, 12V | 17119
15705_drw.pdf | 1 | 1 | COOLING LOOP, 3/4"DIA, W/MNTS, CFP7E, SEA WATER, 12V | 17120
15705_drw.pdf | 2 | 1 | ASSEMBLY, CFP5/7E, SEA WATER, HEAT EXCHANGER | 17639
15706_drw.pdf | 1 | 1 | COOLING LOOP, 1" DIA, W/MNTS, CFP8.3, SEA WATER, 12V | 17139
15706_drw.pdf | 2 | 1 | ASSEMBLY, CFP8.3, SEA WATER, HEAT EXCHANGER | 17641
15708_drw.pdf | 1 | 1 | COOLING LOOP, 1.0" DIA, W/MNTS, CFP11, SEA WATER, 12V | 17203
15708_drw.pdf | 2 | 1 | ASSEMBLY, CFP11E, SEA WATER, HEAT EXCHANGER | 17643
15708_drw.pdf | 3 | 1 | ASSEMBLY, CHARGE AIR COOLER, CFP11E, FIREPUMP, SEA | WATER 17662
15708_drw.pdf |  |  | 3
15730_drw.pdf | 1 | 1 | WELDMENT, OPERATOR STATION MTG, CFP5.9 WITH ANALOG | 15439
15730_drw.pdf | 2 | 2 | GROMMET, 0.25 GRIP, 2.125 DIA HOLE OT 1.50 DIA X 0.94 | SLOT 15653
15730_drw.pdf | 3 | 2 | CONTACTOR, MANUAL OVERIDE, CFP | 8824
15730_drw.pdf | 8 | 2 | CLAMP, T-BOLT, 4.28-4.59 | 13164-0450
15730_drw.pdf | 9 | 1 | ASSEMBLY, CONTROL PANEL, FIRE PUMP | 13236
15730_drw.pdf | 10 | 1 | BRACE, OPERATOR STATION MOUNTING BRACKET | 15319
15730_drw.pdf | 11 | 1 | TUBE, AIR INTAKE | 15367
15730_drw.pdf | 12 | 1 | PLATE, CONTACTOR MOUNTING, CFP39/59 | 15368
15730_drw.pdf | 13 | 12 | RIVET, ALUMINUM, 0.187 DIA., 0.25-0.38 GRIP | 15413
15730_drw.pdf | 14 | 1 | EDGING, VINYL W/ METAL CORE, 0.25" GRIP, 7" LONG | 15690
15730_drw.pdf | 15
15730_drw.pdf |  |  |  | 20020-M10
15730_drw.pdf | 20 | 4 | NUT,HEX, M5-0.80
15730_drw.pdf | 21 | 8 | NUT,HEX, M6-1.00 | 20120-M6
15730_drw.pdf | 22 | 2 | NUT,HEX,PT, M10-1.50 | 20140-M10
15730_drw.pdf | 23 | 10 | SCREW,HH, 0.25-20x1.00 | 20225-100
15730_drw.pdf | 24 | 4 | SCREW,HH, M5-0.80x16 | 20305-016
15730_drw.pdf | 25 | 2 | SCREW,HH, M10-1.50x30 | 20310-030
15730_drw.pdf | 26 | 4 | SCREW,HH, M12-1.75x25 | 20312-025
15730_drw.pdf | 27 | 1 | CLAMP, U-BOLT, GUILLOTINE, 4.00", PLATED | 89548K
15730_drw.pdf | 28 | 1 | COUPLING, RUBBER, 4", NELSON***USE 3316608-S | 89835K
15735_drw.pdf | 1 | 2 | BRACKET,VERT.PUMP,SIDE, CFP11E | 15736
15735_drw.pdf | 2 | 2 | BRACKET,VERT.PUMP,END, CFP11E | 15737
15735_drw.pdf |  |  | .25
15735_drw.pdf |  |  | TYP
15735_drw.pdf | SEE | DETAIL
15735_drw.pdf |  |  | SCALE
15735_drw.pdf | TYP.
15735_drw.pdf | PLCS |  | 3.00
15735_drw.pdf |  |  | REF
15735_drw.pdf |  |  | 6.00 REF .25 TYP
15735_drw.pdf |  |  | TYP
15735_drw.pdf |  |  | SCALE
15738_drw.pdf | ITEM
15738_drw.pdf | 1 | 2 | SOCKET, SOLID, 16-20 AWG | 0462-201-16141
15738_drw.pdf | 2 | 1 | CONNECTOR | DT06-2S
15738_drw.pdf | 3 | 1 | BOOT | DT2P-BT
15738_drw.pdf | 4 | 1 | HEAT SHRINK | HEAT-SHRINK
15738_drw.pdf | 5 | 1 | VALVE, 3/4" NPT, 12v DC, SOLENOID, SEA WATER | COMPATIBLSE211GF15J7EG5
15738_drw.pdf | 6 | 1 | WEDGE LOCK | W2S
15738_drw.pdf | TphriospedrotcyumoefntCucmomnitnasinFsirceonPfoiwdeerntLiLaClaanndditsragdievesnectroetthienfroercmeaitvieorn,iniscotnhfeidence. | TphriospedrotcyumoefntCucmomnitnasinFsirceonPfoiwdeerntLiLaClaanndditsragdievesnectroetthienfroercmeaitvieorn,iniscotnhfeidence. | CUMMINS FIRE POWER LLC CORPORATE OFFICE | CUSTOM DESIGN AND UPFIT CENTER
15738_drw.pdf | to others | ittrawdiellse(c1r)etnoitnfuosrematthieondotchuemreenitn,or(2a)nynoctopcyoptyhetrheeofdoocrumtehnet, either the | by 1W6H0I0TEBUBEERAKRLELARKOEA,DMN or the confidential or trade | 8D7E5PELRAEW,REWNICSECODNRSIIVNE
15738_drw.pdf | stehceredtociunmfeonrtm,atoironuptohnerdeeimna,nd,anrdet(u4r)n copied therefrom. | COPYRIGHT | utphoendcoocmupmleentti,onalolfctohpeienseetdhetroeorfe,taainnd Cummins Fire Power LLC VALVE, SOLENOID, 3/4" NPT, 12VDC
15738_drw.pdf | OTHERWISE | SPECIFIED ALL | DIMENSION TOLERANCES ASREEA WATER COMPATIBLE
15738_drw.pdf | # | 1 | IMUPNEIRTISAL MUENTIRTISC DWG UNITS: DRAWN BY: DAN | 20OCT2009
15738_drw.pdf |  | 125 | ..FXXOXXRXM==TOL##ERA00N..C00E31S05 FO..RXXMX T==OL##ERAN00C..E84S SCALE: 1.000 SHEET DRAWING | NO:
15738_drw.pdf |  |  | ..FXXAXXBX T==OLE##RAN00C..E00S6300 F..AXXBXT==OLE##RAN10C..E58S EST WEIGHT: 42238.628 1 OF 1
15739_drw.pdf | ITEM
15739_drw.pdf | 1 | 2 | SOCKET, SOLID, 16-20 AWG | 0462-201-16141
15739_drw.pdf | 2 | 1 | CONNECTOR | DT06-2S
15739_drw.pdf | 3 | 1 | BOOT | DT2P-BT
15739_drw.pdf | 4 | 1 | HEAT SHRINK | HEAT-SHRINK
15739_drw.pdf | 5 | 1 | VALVE, 3/4" NPT, 24v DC, SOLENOID, SEA WATER | COMPATIBLSE211GF16J7EG5
15739_drw.pdf | 6 | 1 | WEDGE LOCK | W2S
15739_drw.pdf | TphriospedrotcyumoefntCucmomnitnasinFsirceonPfoiwdeerntLiLaClaanndditsragdievesnectroetthienfroercmeaitvieorn,iniscotnhfeidence. | TphriospedrotcyumoefntCucmomnitnasinFsirceonPfoiwdeerntLiLaClaanndditsragdievesnectroetthienfroercmeaitvieorn,iniscotnhfeidence. | CUMMINS FIRE POWER LLC CORPORATE OFFICE | CUSTOM DESIGN AND UPFIT CENTER
15739_drw.pdf | to others | ittrawdiellse(c1r)etnoitnfuosrematthieondotchuemreenitn,or(2a)nynoctopcyoptyhetrheeofdoocrumtehnet, either the | by 1W6H0I0TEBUBEERAKRLELARKOEA,DMN or the confidential or trade | 8D7E5PELRAEW,REWNICSECODNRSIIVNE
15739_drw.pdf | stehceredtociunmfeonrtm,atoironuptohnerdeeimna,nd,anrdet(u4r)n copied therefrom. | COPYRIGHT | utphoendcoocmupmleentti,onalolfctohpeienseetdhetroeorfe,taainnd Cummins Fire Power LLC VALVE, SOLENOID, 3/4" NPT, 24VDC
15739_drw.pdf | OTHERWISE | SPECIFIED ALL | DIMENSION TOLERANCES ASREEA WATER COMPATIBLE
15739_drw.pdf | # | 1 | IMUPNEIRTISAL MUENTIRTISC DWG UNITS: DRAWN BY: DAN | 20OCT2009
15739_drw.pdf |  | 125 | ..FXXOXXRXM==TOL##ERA00N..C00E31S05 FO..RXXMX T==OL##ERAN00C..E84S SCALE: 1.000 SHEET DRAWING | NO:
15739_drw.pdf |  |  | ..FXXAXXBX T==OLE##RAN00C..E00S6300 F..AXXBXT==OLE##RAN10C..E58S EST WEIGHT: 42238.628 1 OF 1
15740_drw.pdf | 1 | 1 | FRAME, LOWER | 16501
15740_drw.pdf | 2 | 1 | DOOR,FRAME,LH, - | 22376
15740_drw.pdf | 3 | 1 | DOOR,FRAME,RH, - | 22384
15740_drw.pdf | 4 | 1 | MEMBER, CENTER CROSS, LOWER POWER MODULE | 15892
15740_drw.pdf | 5 | 1 | STRINGER, REAR, UPPER, LOWER POWER MODULE | 15895
15740_drw.pdf | 6 | 4 | GUSSET, LOWER POWER MODULE | 15896
15740_drw.pdf | 7 | 4 | GUSSET, LOWER POWER MODULE | 15897
15740_drw.pdf | 8 | 2 | CHANNEL, TOP END, LOWER POWER MODULE | 15902
15740_drw.pdf | 9 | 1 | UPRIGHT, SHORT, LOWER POWER MODULE | 15904
15740_drw.pdf | 10 | 2 | CHANNEL, UP-RIGHT, LOWER POWER MODULE | 15905
15740_drw.pdf | 11 | 1 | POST, LH CORNER, LOWER POWER MODULE | 15906
15740_drw.pdf | 12 | 2 | CHANNEL, CORNER POST, LOWER POWER MODULE | 15907
15740_drw.pdf | 13 | 2 | GUSSET, LOWER POWER MODULE | 15911
15740_drw.pdf | 14 | 1 | POST, RH, NARROW CORNER, LOWER POWER MODULE | 15915
15740_drw.pdf | 15 | 2 | POST, CORNER, LOWER POWER MODULE | 15916
15740_drw.pdf | 16 | 2 | JAM, UPPER DOOR, LOWER POWER MODULE | 15917
15740_drw.pdf | 17 | 2 | CAP, LOWER POWER MODULE | 15920
15740_drw.pdf | 18 | 2 | FILLER, LOWER POWER MODULE | 15921
15740_drw.pdf | 19 | 22 | GUSSET, LOWER POWER MODULE | 15922
15740_drw.pdf | 20 | 2 | JAM, UPPER DOOR, LOWER POWER MODULE | 15924
15740_drw.pdf | 21 | 2 | POST, WALK WAY SIDE, LOWER POWER MODULE | 15926
15740_drw.pdf | 22 | 4 | CHANNEL, LONG UP-RIGHT, LOWER POWER MODULE | 15927
15740_drw.pdf | 23 | 4 | PIN, LIFTING, LOWER POWER MODULE | 15936
15740_drw.pdf | 24 | 6 | PLATE, LIFTING, LOWER POWER MODULE | 15937
15740_drw.pdf | 25 | 1 | POST, RH CORNER, LOWER POWER MODULE | 15938
15740_drw.pdf | 26 | 1 | POST, LH, NARROW CORNER, LOWER POWER MODULE | 15939
15740_drw.pdf | 27 | 2 | CHANNEL, CORNER POST, LOWER POWER MODULE | 15940
15740_drw.pdf | 28 | 2 | FILLER, LOWER POWER MODULE | 15941
15740_drw.pdf | 29 | 2 | JAM, UPPER DOOR, LOWER POWER MODULE | 15943
15740_drw.pdf | 30 | 1 | UPRIGHT, SHORT, LOWER POWER MODULE | 15948
15740_drw.pdf | 31 | 4 | NUT,HEX,WELD M8x1.25, - | 15983
15740_drw.pdf | 32 | 1 | STRINGER, FRONT, UPPER, LOWER POWER MODULE | 16081
15740_drw.pdf | 33 | 1 | FILLER, LOWER POWER MODULE | 16317
15740_drw.pdf | 34 | 2 | GUSSET | 16591
15740_drw.pdf | 35 | 4 | JAM, RH DOOR | 16606
15740_drw.pdf | 36 | 4 | PLATE, HINGE MOUNTING | 16607
15740_drw.pdf | 37 | 1 | SKIN, MODULE LOWER RH | 16775
15740_drw.pdf | 38 | 1 | SKIN, MODULE LOWER LH | 16776
15740_drw.pdf | 39 | 2 | SKIN, WIDE SIDE MODULE | 16777
15740_drw.pdf | 40 | 2 | SKIN, CENTER MODULE | 16778
15740_drw.pdf | 41 | 2 | SKIN, UPPER MODULE | 16779
15740_drw.pdf | 42 | 2 | SKIN, LOWER MODULE | 16780
15740_drw.pdf | 43 | 2 | SKIN, NARROW SIDE MODULE | 16781
15740_drw.pdf | 44 | 2 | SKIN, UPPER MODULE | 16782
15740_drw.pdf | 45 | 2 | PLATE, LIFTING, LOWER POWER MODULE | 17266
15740_drw.pdf | 46 | 4 | PLATE, HINGE MOUNTING | 17380
15740_drw.pdf | 47 | 4 | PLATE, HINGE MOUNTING | 17381
15740_drw.pdf | 48 | 1 | STRINGER, FRONT, UPPER, LOWER POWER MODULE | 22330
15740_drw.pdf | 49 | 1 | STRINGER, FRONT, UPPER, LOWER POWER MODULE | 22331
15740_drw.pdf | 50 | 2 | SKIN,LOWER MODULE, - | 22382
15740_drw.pdf | 51 | 2 | SKIN,LOWER MODULE, - | 22383
15744_drw.pdf | ITEM
15744_drw.pdf | 1 | 1 | BRACKET, SOLENOID, BARKO, - | A042B975
15744_drw.pdf | 2 | 4 | ISOLATOR (TECH# 51145), - | AG-3904930
15744_drw.pdf | confidential NPower LLC and and | and trade is given to of the | secret information, is the the receiver in confidence. document accepts the CUMMINS NPOWER LLC CORPORATE OFFICE AND | DESIGN UPFIT CENTER
15744_drw.pdf | and agrees ittrawdiellse(c1r)etnoitnfuosrematthieondotchuemreenitn,or(2a)nynoctopcyoptyhetrheeofdoocrumtehnet, | that, except ittrawdiellse(c1r)etnoitnfuosrematthieondotchuemreenitn,or(2a)nynoctopcyoptyhetrheeofdoocrumtehnet, | authorized in writing by 1600 BUERKLE ROAD WHITE BEAR LAKE, MN | LAWRENCE DRIVE DEPERE, WISCONSIN
15744_drw.pdf | therein, and dmoactuemreinatl,coorpiuepdonthdeermeafnrdo,m.retCuOrPnYRtIhGeHTdocCuummemnitn,s | (4) upon dmoactuemreinatl,coorpiuepdonthdeermeafnrdo,m.retCuOrPnYRtIhGeHTdocCuummemnitn,s | of the need to retain aNlPlowceorpiLeLsC thereof, andASSY,
15744_drw.pdf | SPECIFIED | ALL | DIMENSION TOLERANCES AIRESOLATED
15744_drw.pdf | # 1 |  | MUENTIRTISC DWG UNITS: DRAWN BY: MAC DATE: | 21OCT2009
15744_drw.pdf |  |  | FO..RXXMX T==OLE##RAN00C..E84S DRAWING | NO:
15744_drw.pdf |  | ..FXXAXXBX | T==OLE##RAN00C..E00S6300 F..AXXBXT==OLE##RAN10C..E58S EST WEIGHT: 4.075 1 OF 1 15744
15750_drw.pdf | 1 | 1 | AID, AIR HEATER STARTING | AH9196
15750_drw.pdf |  |  |  | AP9744
15750_drw.pdf | 4 | 1 | HOUSING, FRONT GEAR | BB9262
15750_drw.pdf | 5 | 1 | BLOCK, CYLINDER | BB9276
15750_drw.pdf | 6 | 1 | FRONT DRIVE BELT, - | BL9074
15750_drw.pdf |  |  |  | BR9294
15750_drw.pdf | 9 | 1 | DAMPER, VIBRATION | DA9265
15750_drw.pdf | 10 | 1 | DRIVE, FRO GER TRA ACC | DF9146
15750_drw.pdf | 11 | 1 | MOUNTING, FRO GER TRA ACC, - | DF9165
15750_drw.pdf |  |  |  | DL9316
15750_drw.pdf | 14 | 1 | ALTERNATOR | EE9311
15750_drw.pdf | 15 | 1 | MOUNTING,ALTERNATOR, _ | EH97537
15750_drw.pdf | 16 | 1 | DRIVE, FAN | FA9556
15750_drw.pdf |  |  |  | FA9598
15750_drw.pdf | 19 | 1 | FLYWHEEL HOUSING | FH9627
15750_drw.pdf | 20 | 1 | FUEL INLET FITTING | FI9120
15750_drw.pdf | 21 | 1 | PUMP, FUEL | FP91568
15750_drw.pdf |  |  |  | FR92700
15750_drw.pdf | 24 | 1 | PLUMBING, FUEL | FT9263
15750_drw.pdf | 25 | 1 | VALVE, FUEL SHUTOFF, - | FV9436
15750_drw.pdf | 26
15750_drw.pdf |  |  |  | FW90086
15750_drw.pdf | 29 | 1 | PUMP, AUXILIARY, - | HD9206
15750_drw.pdf | 30 | 1 | MANIFOLD,AIR INTAKE, _ | IM9143
15750_drw.pdf | 31 | 1 | ARRANGEMENT, LIFTING | LA9187
15750_drw.pdf | 34 | 1 | GAUGE,OIL LEVEL | LG90264
15750_drw.pdf | 35
15750_drw.pdf | 36
15750_drw.pdf |  |  |  | OB9473
15750_drw.pdf | 39 | 1 | PLUMBING, SENSOR | PH9220
15750_drw.pdf | 40 | 1 | PARTS, PERFORMANCE | PP43217
15750_drw.pdf | 41 | 1 | TURBOCHARGER, - | PP99320
15750_drw.pdf |  |  |  | RL9781
15750_drw.pdf | 44 | 1 | ARRANGEMENT, SHIPPING, - | SK9094
15750_drw.pdf | 45 | 1 | MOUNTING, STARTING MOTOR, - | SM9132
15750_drw.pdf | 46 | 1 | SPACER,FAN PILOT, _ | SP9135
15750_drw.pdf |  |  |  | SS9602
15750_drw.pdf | 49 | 1 | VOLTAGE, ENGINE OPERATING | SV9001
15750_drw.pdf | 50 | 1 | MOUNTING, EXHAUST MANIFOLD, - | TB91382
15750_drw.pdf | 51 | 1 | CONNECTION,AIR CROSSOVER | TB91550
15750_drw.pdf |  |  |  | TB91551
15750_drw.pdf | 54 | 1 | ARRANGEMENT, VALVE COVER | VC9387
15750_drw.pdf | 55 | 1 | CONNECTION, WATER INLET, - | WI9275
15750_drw.pdf | 56 | 1 | CONNECTION,WATER OUTLET | WO9110
15750_drw.pdf | 59 | 1 | PULLEY, WATER PUMP DRIVE | WP97231
15750_drw.pdf | 60
15750_drw.pdf | 61 | 1 | SENSOR, PRESSURESTAT,SWITCH, NORMALLY OPEN, - | SD9244
15751_drw.pdf | 1 | 2 | VALVE, MARINE GRADE, 3/4" NPT | 15759-12
15751_drw.pdf | 2
15751_drw.pdf | 3 | 2 | REGULATOR/STRAINER, 3/4" NPT, SEA WATER COMPATIBLE | 13703
15751_drw.pdf | 4 | 3 | TEE, MARINE GRADE, 3/4" NPT | 15755-12
15751_drw.pdf | 5 | 2 | ELBOW, MARINE GRADE, 3/4" NPT | 15756-12
15751_drw.pdf | 6 | 1 | BUSHING, MARINE GRADE, 3/4" x 1/4" | 15758-12-4
15751_drw.pdf | 7 | 8 | NIPPLE, MARINE GRADE, 3/4" X 1-3/8" | 15761
15751_drw.pdf | 8 | 2 | NIPPLE, MARINE GRADE, 3/4" X 2-1/2" | 15762
15751_drw.pdf | 9 | 2 | NIPPLE, MARINE GRADE, 3/4" X 6" | 15764
15751_drw.pdf | 10 | 2 | CHECK VALVE, MARINE GRADE, 3/4" NPT | 15768-12
15751_drw.pdf | 11 | 1 | VALVE, 3/4" NPT, 12v DC, SOLENOID, SEA WATER | COMPATIBSL2E11GF15J7EG5
15751_drw.pdf |  |  | SCALE 0.250
15751_drw.pdf | 9
15751_drw.pdf |  |  | 7.55
15752_drw.pdf | ITEM
15752_drw.pdf | 1 | 2 | VALVE, MARINE GRADE, 1" NPT | 15759-16
15752_drw.pdf | 2
15752_drw.pdf | 3 | 2 | REGULATOR/STRAINER, 1" NPT, SEA WATER COMPATIBLE | 14684
15752_drw.pdf | 4 | 4 | TEE, MARINE GRADE, 1" NPT | 15755-16
15752_drw.pdf | 5 | 1 | ELBOW, MARINE GRADE, 1" NPT | 15756-16
15752_drw.pdf | 6 | 1 | BUSHING, MARINE GRADE, 1" x 1/4" | 15758-16-4
15752_drw.pdf | 7 | 2 | CHECK VALVE, MARINE GRADE, 1" NPT | 15768-16
15752_drw.pdf | 8 | 6 | NIPPLE, MARINE GRADE, 1" X 1-1/2" | 15789
15752_drw.pdf | 9 | 1 | MARINE GRADE, 1" X 2-1/2" | 15790
15752_drw.pdf |  |  |  | 15792
15752_drw.pdf | contains Fire | and LLC and is | secret information, is the to the receiver in confidence. CUMMINS FIRE POWER LLC | DESIGN
15752_drw.pdf | receiving confidence and | retaining of agrees that, | the document accepts the as authorized in writing by CORPORATE OFFICE 1600 BUERKLE ROAD | UPFIT CENTER LAWRENCE DRIVE
15752_drw.pdf | to others therein, | either the and (4) upon | or the confidential or trade completion of the need to retain WWW.CUMMINSFIREPOWER.COM
15752_drw.pdf |  | ALL | anCd OOLING LOOP, 1" NPT DIMENSION TOLERANCES 12V
15752_drw.pdf | # | 1IM$PERIAL | UNITS METRIC UNITS DWG UNITS: DRAWN BY: DAN DATE: | 26-OCT-09
15752_drw.pdf | PROJECTION | M.AXCXHIN=ET#OLE0R.A0N1C0ES # 0.005 | M.AXCHI=NE#TOL0E.R4ANCES IN/LB/S PRO-ENGINEERINIT .XX= # 0.2 | ECO:
15752_drw.pdf |  |  | F..OXXRXM==TOL##ERA00N..C84ES SCALE: 0.250 SHEET DRAWING F..AXXBXT==OLE##RAN10C..E58S 1 | NO:
15753_drw.pdf | 1 | 2 | VALVE, MARINE GRADE, 1-1/4" NPT | 15759-20
15753_drw.pdf | 2
15753_drw.pdf | 3 | 2 | REGULATOR/STRAINER, 1-1/4" NPT, SEA WATER COMPATIBLE | 13702
15753_drw.pdf | 4 | 1 | VALVE, SOLENOID, 1-1/4" NPT, 12VDC, 150 PSI MAX | 14682
15753_drw.pdf | 5 | 3 | TEE, MARINE GRADE, 1-1/4" NPT | 15755-20
15753_drw.pdf | 6 | 2 | ELBOW, MARINE GRADE, 1-1/4" NPT | 15756-20
15753_drw.pdf | 7 | 1 | BUSHING, MARINE GRADE, 3/4" x 1/4" | 15758-12-4
15753_drw.pdf | 8 | 1 | BUSHING, MARINE GRADE, 1-1/4" x 3/4" | 15758-20-12
15753_drw.pdf | 9 | 2 | CHECK VALVE, MARINE GRADE, 1-1/4" NPT | 15768-20
15753_drw.pdf | 10 | 7 | NIPPLE, MARINE GRADE, 1-1/4" X 1-5/8" | 15797
15753_drw.pdf | 11 | 3 | NIPPLE, MARINE GRADE, 1-1/4" X 2-1/2" | 15798
15753_drw.pdf | 12 | 2 | NIPPLE, MARINE GRADE, 1-1/4" X 8" | 15803
15780_drw.pdf | ITEM
15780_drw.pdf | 1 | 1 | HARNESS, WIRING, INSTRUMENT PANEL, B SERIES, FIREPUMP | 8513
15780_drw.pdf | 2 | 1 | EXHAUST, 90° HALF MARMON, 3" TURBO OUT, 3" MALE NPT | 8550_01
15780_drw.pdf | 3 | 1 | ASSEMBLY, COOLANT HEATER, CFP5.9 | 8556
15780_drw.pdf | 4 | 1 | ASSEMBLY, MOUNTING, ENGINE, FIREPUMP, 6B | 8579
15780_drw.pdf | 5 | 1 | ASSEMBLY, THROTTLE POSITION, FIREPUMP | 8585
15780_drw.pdf | 6 | 1 | GUARD, PULLEY, FIREPUMP, 6B/4B | 8601
15780_drw.pdf | 7 | 1 | ASSEMBLY, HEAT EXCHANGER W/O CAC, FIREPUMP, NFP-659 | 8650
15780_drw.pdf | 8 | 1 | ASSEMBLY, RAW WATER COOLING, 3/4" NPT, FIREPUMP
15780_drw.pdf | 9 | 1 | 6BTA-C165, FIREPUMP
15780_drw.pdf | 10 | 1 | PIPING,
15780_drw.pdf |  |  |  | A042A558
15780_drw.pdf |  |  |  | 13164-0450
15780_drw.pdf |  |  | SHIELD, CFP59 | 15383
15780_drw.pdf | 17 | 1 | BRACKET, HEAT SHIELD | 15384
15780_drw.pdf | 18 | 1 | CLEANER, 4" CONNECTION, CF# AH1140 OR EQUAL | 15608
15780_drw.pdf | 19 | 4 | WASHER, RETAINING, M10 | 16662-13
15780_drw.pdf | 20 | 10 | WASHER,FLAT, M10 | 20020-M10
15780_drw.pdf | 21 | 6 | SCREW,HH, M10-1.50x25 | 20310-025
15780_drw.pdf | 22
15780_drw.pdf |  |  | SETTINGS DECALS
15780_drw.pdf |  |  | HIGH CURRENT
15780_drw.pdf |  |  | DATA TAG 9534
15781_drw.pdf |  |  | 4 X 1.28
15781_drw.pdf |  |  | 0.50
15781_drw.pdf | contains Cummins | confidential LLC and is | trade secret information, is the given to the receiver in confidence. CUMMINS NPOWER LLC | CUSTOM DESIGN
15781_drw.pdf | by confidence | and and agrees that, | of the document accepts the except as authorized in writing by 1600 BUERKLE ROAD WHITE BEAR LAKE, MN | LAWRENCE DRIVE WISCONSIN
15781_drw.pdf | to information | either the and (4) | document or the confidential or trade upon completion of the need to retain aNlPlowceorpiLeLsC thereof, WWW.CUMMINSNPOWER.COM
15781_drw.pdf | OTHERWISE | SPECIFIED | ALL DIMENSION TOLERANCES-ARE
15781_drw.pdf |  | 1IM$PERIAL | UNITSMETRIC UNITS DWG UNITS: DRAWN BY: MJD DATE: | 21-OCT-09
15781_drw.pdf |  | 1.-2XXX5= # F..OXXRXXMX | IN/LB/S PRO-ENGINEERREF 0.005 .XX= # 0.2 F..OXXRXM==TOL##ERA00N..C84ES DRAWING | DRWG:- NO:
15781_drw.pdf |  |  | F..AXXBXT==OLE##RAN10C..E58S EST WEIGHT: 7.572 1 OF 1 15781
15782_drw.pdf |  |  | R1.00
15782_drw.pdf |  |  | TYP
15782_drw.pdf |  | 0.00
15782_drw.pdf | contains Cummins | confidential LLC and is | trade secret information, is the given to the receiver in confidence. CUMMINS NPOWER LLC | CUSTOM DESIGN
15782_drw.pdf | by confidence | and and agrees that, | of the document accepts the except as authorized in writing by 1600 BUERKLE ROAD WHITE BEAR LAKE, MN | LAWRENCE DRIVE WISCONSIN
15782_drw.pdf | to information | either the and (4) | document or the confidential or trade upon completion of the need to retain aNlPlowceorpiLeLsC thereof, WWW.CUMMINSNPOWER.COM
15782_drw.pdf | OTHERWISE | SPECIFIED | ALL DIMENSION TOLERANCESFAORERMED
15782_drw.pdf |  | 1IM$PERIAL | UNITS METRIC UNITS DWG UNITS: DRAWN BY: MJD DATE: | 21-OCT-09
15782_drw.pdf |  | 1.-2XXX5= # F..OXXRXXMX | IN/LB/S PRO-ENGINEERREF 0.005 .XX= # 0.2 F..OXXRXM==TOL##ERA00N..C84ES DRAWING | DRWG:- NO:
15782_drw.pdf |  |  | F..AXXBXT==OLE##RAN10C..E58S EST WEIGHT: 11.857 1 OF 1 15782
15783_drw.pdf |  |  | CUT PART LONG,
15783_drw.pdf |  |  | FACE BOTH ENDS
15783_drw.pdf |  | in confidence. | iTshitshedopcruompeenrttycoonftaCiunmsmicnosnfNiPdoewnetriaLlLCanadndtriasdegisveecnrettoitnhfeorrmeacteiiovne,r CUMMINS NPOWER LLC The receiver, by receiving and retaining of the
15783_drw.pdf |  |  | iCnummcoinnfsidNePnocweer,anditagwrielels(1th)atno,t use CORPORATE OFFICE AND tihnefodromcautmieonnttohreraeniyn,co(p2y)tnhoetrecoofpyorthtehedoccounmfeindte,nt(i3a)lnoorttdriasdcelosseecrteot 1600 BUERKLE ROAD 875 WHITE BEAR LAKE, MN | UPFIT CENTER LAWRENCE DRIVE
15783_drw.pdf |  | document, or upon and all material | the demand, return the document, all copies thereof, copied therefrom. COPYRIGHT Cummins NPower LLC WWW.CUMMINSNPOWER.COM
15783_drw.pdf |  | ANGULAR | DIMENSIONS # 1 $ STANDOFF
15783_drw.pdf |  | IMPERIAL | UNITS METRIC UNITS DWG UNITS: DRAWN BY: MJD DATE: | 21-OCT-09
15783_drw.pdf |  | 1..XXXX2X ==5## | IN/LB/S PRO-ENGINEERREF 00..001001 XX..XXX == ## 00..505 DRAWING | DRWG:- NO:
15783_drw.pdf | DATE | ...XXXXXX === ### | TOLERANCES 000...210526 XXX..XXX=== ### 531.50 SCALE: 1.000 1 OF 1
15784_drw.pdf | PLACES
15784_drw.pdf |  |  | 4 XR1.00
15784_drw.pdf |  |  |  | 0.63
15784_drw.pdf |  | in confidence. | iTshitshedopcruompeenrttycoonftaCiunmsmicnosnfNiPdoewnetriaLlLCanadndtriasdegisveecnrettoitnhfeorrmeacteiiovne,r CUMMINS NPOWER LLC The receiver, by receiving and retaining of the
15784_drw.pdf |  |  | iCnummcoinnfsidNePnocweer,anditagwrielels(1th)atno,t use CORPORATE OFFICE AND tihnefodromcautmieonnttohreraeniyn,co(p2y)tnhoetrecoofpyorthtehedoccounmfeindte,nt(i3a)lnoorttdriasdcelosseecrteot 1600 BUERKLE ROAD 875 | UPFIT CENTER LAWRENCE DRIVE
15784_drw.pdf |  | document, or upon and all material | the demand, return the document, all copies thereof, copied therefrom. COPYRIGHT Cummins NPower LLC
15784_drw.pdf |  | ANGULAR | DIMENSIONS # 1 $ MNT
15784_drw.pdf |  | IMPERIAL | UNITS METRIC UNITS DWG UNITS: DRAWN BY: MJD DATE: | 22-OCT-09
15784_drw.pdf |  | 1..XXXX2X ==5## | IN/LB/S PRO-ENGINEERREF 00..001001 XX..XXX == ## 00..505 DRAWING | DRWG:- NO:
15784_drw.pdf | DATE | ...XXXXXX === ### | TOLERANCES 000...210526 XXX..XXX=== ### 531.50 SCALE: 0.630 1 OF 1
15785_drw.pdf |  |  | 0.50
15785_drw.pdf |  | This document is the property of in confidence. | confidential and trade secret information, Cummins NPower LLC and is given to the receiver CUMMINS NPOWER LLC The receiver, by receiving and retaining of the
15785_drw.pdf |  | document extcheeptdoacsumaeuntthoorrizaendy | the document in confidence and agrees that, CORPORATE OFFICE icnopwyritthienrgeobfyoCrumtmhienscoNnPfoiwdeern,tiiatl woirlltr(a1d)e nsoetcrueste 1600 BUERKLE ROAD AND WHITE BEAR LAKE, MN 875 | UPFIT CENTER LAWRENCE DRIVE
15785_drw.pdf |  | and all material | infdoorcmuamteinotn,tohreruepionn,deamnadnd(,4)reutpuornnctohmepldeotciuomnenotf,tahlelnceoepdietsotrheetraeionf,the copied therefrom. COPYRIGHT Cummins NPower LLC WWW.CUMMINSNPOWER.COM
15785_drw.pdf |  | ANGULAR | DIMENSIONS # 1 $ TUBE
15785_drw.pdf |  | IMPERIAL | UNITS METRIC UNITS DWG UNITS: DRAWN BY: MJD DATE: | 22-OCT-09
15785_drw.pdf |  | 1..XXXX2X ==5## | IN/LB/S PRO-ENGINEERREF 00..001001 XX..XXX == ## 00..505 DRAWING | DRWG:- NO:
15785_drw.pdf | DATE | ...XXXXXX === ### | TOLERANCES 000...210526 XXX..XXX=== ### 531.50 SCALE: 1.250 1 OF 1
15786_drw.pdf | 1 | 1 | PLATE, ENG MNT BACK, - | 15781
15786_drw.pdf | 2 | 1 | CHANNEL, ENG MNT, FORMED | 15782
15786_drw.pdf | 3 | 4 | TUBE, ENG MNT, STANDOFF | 15783
15786_drw.pdf | 4 | 1 | BOSS, ISO, MNT | 15784
15786_drw.pdf | 5 | 2 | GUSSET, MNT, TUBE | 15785
15786_drw.pdf |  |  | TYP, GRIND FLUSH
15786_drw.pdf | contains Cummins | confidential LLC and is | trade secret information, is the given to the receiver in confidence. CUMMINS NPOWER LLC | CUSTOM DESIGN
15786_drw.pdf | by confidence | and and agrees that, | of the document accepts the except as authorized in writing by 1600 BUERKLE ROAD WHITE BEAR LAKE, MN | LAWRENCE DRIVE WISCONSIN
15786_drw.pdf | to information or upon | either the and (4) demand, return | document or the confidential or trade upon completion of the need to retain the document, all copies thereof, WWW.CUMMINSNPOWER.COM
15786_drw.pdf | OTHERWISE | SPECIFIED | ALL DIMENSION TOLERANCESIASREB TO M2
15786_drw.pdf |  | 1IM$PERIAL | UNITS METRIC UNITS DWG UNITS: DRAWN BY: MJD DATE: | 21-OCT-09
15786_drw.pdf |  | 1.-2XXX5= # F..OXXRXXMX | IN/LB/S PRO-ENGINEERREF 0.005 .XX= # 0.2 F..OXXRXM==TOL##ERA00N..C84ES DRAWING | DRWG:- NO:
15786_drw.pdf |  |  | F..AXXBXT==OLE##RAN10C..E58S EST WEIGHT: 30.086 1 OF 1 15786
15796_drw.pdf | 1 | 1 | MODULE, LOWER POWER, WELDMENT | 15740
15796_drw.pdf | 2 | 1 | WALKWAY,CENTER, POWER SKID | 15887
15796_drw.pdf | 3 | 2 | BRKT,ETHER MOUNT, - | 15979
15796_drw.pdf | 4 | 1 | ASSY, BATTERY BOX | 16242
15796_drw.pdf | 5 | 1 | ASSY, BATTERY BOX | 16257
15796_drw.pdf | 6 | 1 | FLANGE, LH, WATER INLET | 16278
15796_drw.pdf | 7 | 1 | FLANGE, RH, WATER INLET | 16279
15796_drw.pdf | 8 | 2 | FLANGE, WATER OUTLET | 16280
15796_drw.pdf | 9 | 20 | MOUNT, LIGHT | 16320
15796_drw.pdf | 10 | 12 | CLAMP, 12.7mm DIA CABLE | 16370
15796_drw.pdf | 11 | 12 | ISOLATOR, (CUSTOMER SUPPLIED) | 16374
15796_drw.pdf | 12 | 10 | CLAMP, CABLE | 16802
15796_drw.pdf | 13 | 2 | DOOR, LH LOUVERED | 17352
15796_drw.pdf | 14 | 2 | DOOR, RH LOUVERED | 17353
15796_drw.pdf | 15 | 2 | WALKWAY,CENTER, POWER SKID | 17840
15796_drw.pdf | 16
15796_drw.pdf | 17 | 4 | JOINT, 4.00", MOLDED PTFE EXPANSION | 15536
15796_drw.pdf | 18 | 4 | JOIN, 5.00", MOLDED PTFE EXPANSION | 15537
15796_drw.pdf | 19 | 12 | CLAMP,PIPE,50.8mm DIA,PLASTIC, WITH HEX RAIL NUT | 15985
15796_drw.pdf | 20 | 13 | CLAMP,PIPE,32mm DIA,PLASTIC, WITH HEX RAIL NUT | 15986
15796_drw.pdf | 21 | 1 | BRKT,RELAY MOUNT, - | 16049
15796_drw.pdf | 22 | 19 | BRACKET, TUBE MOUNTING | 16061
15796_drw.pdf | 23 | 8 | BATTERY, GROUP 8D, COMMERCIAL | 16075
15796_drw.pdf | 24 | 2 | HANGER, COOLANT TUBE | 16106
15796_drw.pdf | 25 | 2 | TRIM, 1/2" EDGE, 17.00 INCHES LG | 16388_001
15796_drw.pdf | 26 | 3 | TRIM, 3/4" EDGE, 12.00 INCHES LG | 16389_001
15796_drw.pdf | 27 | 1 | TRIM, 3/4" EDGE, 16.00 INCHES LG | 16389_002
15796_drw.pdf | 28 | 2 | LOUVERS, GRAVITY OPERATED | 16492
15796_drw.pdf | 29 | 4 | PLANK, 1117.00mm | 16713
15796_drw.pdf | 30 | 1 | PLANK, 819.00mm | 16714
15796_drw.pdf | 31 | 4 | PLANK, 845.00mm | 16715
15796_drw.pdf | 32 | 12 | JOINT, 3.00", MOLDED PTFE EXPANSION | 16787
15796_drw.pdf | 33 | 8 | BRACKET, CABLE | 16814
15796_drw.pdf | 34 | 24 | WASHER, SNUBBING, 127 MM DIA, 35 MM HOLE, 10 MM THICK | 16959
15796_drw.pdf | 35 | 2 | BRKT,E-STOP MOUNT, - | 22387
15796_drw.pdf | 36 | 4 | SEAL,BULB,EPDM, "D" PROFILE,1121mm LONG | 23294_001
15796_drw.pdf | 37 | 2 | SEAL,BULB,EPDM, "D" PROFILE,1951mm LONG | 23294_002
15796_drw.pdf | 38 | 4 | AID,STARTING, - | 3635734
15801_drw.pdf | ITEM
15801_drw.pdf | 1 | 1 | UPPER RH POWER MODULE, WELDMENT | 15820
15801_drw.pdf | 2 | 1 | ASSEMBLY, AIR CLEANER | 15844
15801_drw.pdf | 3 | 1 | BONNET, GENERATOR INTAKE, WELDMENT | 15974
15801_drw.pdf | 7 | 1 | PIPE, EXHAUST, FLANGED, 12" DIA X 4.857" OFFSET | 16918
15801_drw.pdf | 8 | 1 | HOSE,FLEXIBLE,2.OO ID,SILICONE, 52.00 INCHES | LONG23153_009
15801_drw.pdf | 9 | 1 | HOSE,FLEXIBLE,2.OO ID,SILICONE, 46.00 INCHES | LONG23153_010
15801_drw.pdf | 10 | 1 | HOSE,FLEXIBLE,2.OO ID,SILICONE, 26.00 INCHES | LONG23153_011
15801_drw.pdf | 11 | 1 | HOSE,FLEXIBLE,2.OO ID,SILICONE, 50.00 INCHES | LONG23153_012
15801_drw.pdf | 12 | 1 | HOSE,FLEXIBLE,2.OO ID,SILICONE, 36.00 INCHES | LONG23153_013
15801_drw.pdf | 13 | 1 | HOSE,FLEXIBLE,2.OO ID,SILICONE, 60.00 INCHES
15801_drw.pdf | 14 | 1 | HOSE,FLEXIBLE,2.OO ID,SILICONE, 26.00 INCHES
15801_drw.pdf | 18 | 1 | MOUNT, MODULE | 16426
15801_drw.pdf | 19 | 2 | CLAMP, 12" HOSE | 16767
15801_drw.pdf | 20 | 1 | SILENCER,IND, ASPIRATING TYPE | 17918
15801_drw.pdf | 21 | 1 | COVER,UPPER POWER MODULE, - | 22474
15801_drw.pdf | 22 | 1 | COVER,UPPER POWER MODULE, - | 22477
15801_drw.pdf | 23 | 8 | VALVE,CHECK,SWING, BRONZE,1-1/2" NPT | 23152
15801_drw.pdf | 24 | 8 | HOSE BARB, 1-1/2" NPT X 2" HOSE | FF63185
15801_drw.pdf | 25 | 8 | NIPPLE, PIPE, 1-1/2 X CLOSE BIP | LTL-CPN112
15802_drw.pdf | 1 | 1 | UPPER LH POWER MODULE, WELDMENT | 15819
15802_drw.pdf | 2 | 1 | ASSEMBLY, AIR CLEANER | 15844
15802_drw.pdf | 3 | 1 | BONNET, GENERATOR INTAKE, WELDMENT | 15974
15802_drw.pdf | 4 | 1 | ASSY, AIR CLEANER | 16071
15802_drw.pdf | 5 | 4 | SHIELD, RAIN, 304.8mm (12") INSIDE DIAMETER | 16761
15802_drw.pdf | 6 | 1 | PIPE, EXHAUST, FLANGED, 12" DIA X 4.75" OFFSET | 16915
15802_drw.pdf | 7 | 1 | PIPE, EXHAUST, FLANGED, 12" DIA X 4.25" OFFSET | 16917
15802_drw.pdf | 8 | 1 | HOSE,FLEXIBLE,2.OO ID,SILICONE, 56.00 INCHES LONG | 23153_001
15802_drw.pdf | 9 | 1 | HOSE,FLEXIBLE,2.OO ID,SILICONE, 60.00 INCHES LONG | 23153_002
15802_drw.pdf | 10 | 1 | HOSE,FLEXIBLE,2.OO ID,SILICONE, 30.00 INCHES LONG | 23153_003
15802_drw.pdf | 11 | 1 | HOSE,FLEXIBLE,2.OO ID,SILICONE, 48.00 INCHES LONG | 23153_004
15802_drw.pdf | 12 | 1 | HOSE,FLEXIBLE,2.OO ID,SILICONE, 52.00 INCHES LONG | 23153_005
15802_drw.pdf | 13 | 1 | HOSE,FLEXIBLE,2.OO ID,SILICONE, 70.00 INCHES LONG | 23153_006
15802_drw.pdf | 14 | 1 | HOSE,FLEXIBLE,2.OO ID,SILICONE, 34.00 INCHES LONG | 23153_007
15802_drw.pdf | 15 | 1 | HOSE,FLEXIBLE,2.OO ID,SILICONE, 52.00 INCHES LONG | 23153_008
15802_drw.pdf | 16 | 16 | CLAMP, T-BOLT, 1.87-2.12 | 13164-0200
15802_drw.pdf | 17 | 9 | TAPE, ANTI-SKID 6" x 24", ADHESIVE BACKED | 13216
15802_drw.pdf | 18 | 1 | MOUNT, MODULE | 16426
15802_drw.pdf | 19 | 2 | CLAMP, 12" HOSE | 16767
15802_drw.pdf | 20 | 1 | SILENCER,IND, ASPIRATING TYPE | 17918
15802_drw.pdf | 21 | 1 | COVER,UPPER POWER MODULE, - | 22474
15802_drw.pdf | 22 | 1 | COVER,UPPER POWER MODULE, - | 22476
15802_drw.pdf | 23 | 8 | VALVE,CHECK,SWING, BRONZE,1-1/2" NPT | 23152
15802_drw.pdf | 24 | 8 | HOSE BARB, 1-1/2" NPT X 2" HOSE | FF63185
15802_drw.pdf | 25 | 8 | NIPPLE, PIPE, 1-1/2 X CLOSE BIP | LTL-CPN112
15805_drw.pdf | 1 | 1 | HOSE,PARKER, 10MM ID, 283MM LG | 801-06_011
15805_drw.pdf | 2 | 1 | HOSE,PARKER, 10MM ID, 651MM LG | 801-06_012
15805_drw.pdf | 3 | 1 | HOSE,PARKER, 10MM ID, 1446MM LG | 801-06_013
15805_drw.pdf | 4 | 1 | HOSE,PARKER, 10MM ID, 1042MM LG | 801-06_014
15805_drw.pdf | 5 | 1 | HOSE,PARKER, 10MM ID, 4500MM LG | 801-06_015
15805_drw.pdf | 6 | 1 | HOSE,PARKER, 10MM ID, 1472MM LG | 801-06_016
15805_drw.pdf | 7 | 1 | HOSE,PARKER, 10MM ID, 1674MM LG | 801-06_017
15805_drw.pdf | 8 | 1 | HOSE,PARKER, 10MM ID, 356MM LG | 801-06_018
15805_drw.pdf | 9 | 1 | HOSE,PARKER, 10MM ID, 540MM LG | 801-06_019
15805_drw.pdf | 10 | 1 | HOSE,PARKER, 10MM ID, 1254MM LG | 801-06_020
15805_drw.pdf | 11 | 1 | HOSE,PARKER, 10MM ID, 2156MM LG | 801-06_021
15805_drw.pdf | 12 | 1 | HOSE,PARKER, 10MM ID, 3352MM LG | 801-06_022
15805_drw.pdf | 13 | 1 | TUBE, JW INLET | 16154
15805_drw.pdf | 14 | 1 | TUBE, JW INLET | 16155
15805_drw.pdf | 15 | 1 | TUBE, AC INLET | 16156
15805_drw.pdf | 16 | 1 | TUBE, AC INLET | 16157
15805_drw.pdf | 17 | 1 | TUBE, JW OUTLET | 16158
15805_drw.pdf | 18 | 1 | TUBE, JW OUTLET | 16159
15805_drw.pdf | 19 | 1 | TUBE, JW OUTLET | 16160
15805_drw.pdf | 20 | 1 | TUBE, JW OUTLET | 16161
15805_drw.pdf | 21 | 1 | TUBE, AC OUTLET | 16162
15805_drw.pdf | 22 | 1 | TUBE, AC OUTLET | 16163
15805_drw.pdf | 23
15805_drw.pdf | 24 | 2 | TEE, UNION, -6 JIC | 12278-6-6-6
15805_drw.pdf | 25 | 2 | TEE, RUN, -6 JIC | 12281-6
15805_drw.pdf | 26
15805_drw.pdf | 27 | 28 | CLAMP, T-BOLT, 3.28-3.59 | 13164-0350
15805_drw.pdf | 28 | 4 | CLAMP, T-BOLT, 4.03-4.34 | 13164-0425
15805_drw.pdf | 29 | 8 | CLAMP, T-BOLT, 5.28-5.59 | 13164-0550
15805_drw.pdf | 30 | 2 | CLAMP,CSHN, 0.63 ID | 16164-10
15805_drw.pdf | 31 | 2 | ROD,THREADED,M12 X 1.75 | 16167
15805_drw.pdf | 32 | 4 | ROD,THREADED,M12 X 1.75 | 16168
15805_drw.pdf | 33 | 6 | HANGER | 16318
15805_drw.pdf | 34 | 6 | ELBOW,3.00" RADIATOR 45, - | 16911
15805_drw.pdf | 35
15805_drw.pdf | 36
15805_drw.pdf | 37 | 2 | BRKT,CLIP, - | 17847
15805_drw.pdf | 38 | 4 | HOSE, 5" x 6" LONG | 24480G-6
15805_drw.pdf | 39 | 8 | HOSE, 3" x 6" LONG | 77300GL-6
15805_drw.pdf | 40 | 2 | HOSE,DAYCO GOLD LABEL, 4.00" ID X 6" LG | 77400GL-6IN
15805_drw.pdf | 41 | 6 | U-BOLT CLAMP, 3.0" | U-300
15815_drw.pdf |  | This document is the property of in confidence. | confidential and trade secret information, Cummins NPower LLC and is given to the receiver CUMMINS NPOWER LLC The receiver, by receiving and retaining of the
15815_drw.pdf |  | document extcheeptdoacsumaeuntthoorrizaendy | the document in confidence and agrees that, icnopwyritthienrgeobfyoCrumtmhienscoNnPfoiwdeern,tiiatl woirlltr(a1d)e nsoetcrueste CORPORATE OFFICE 1600 BUERKLE ROAD AND WHITE BEAR LAKE, MN 875 | UPFIT CENTER LAWRENCE DRIVE
15815_drw.pdf |  | and all material | infdoorcmuamteinotn,tohreruepionn,deamnadnd(,4)reutpuornnctohmepldeotciuomnenotf,tahlelnceoepdietsotrheetraeionf,the copied therefrom. COPYRIGHT Cummins NPower LLC WWW.CUMMINSNPOWER.COM
15815_drw.pdf |  | ANGULAR | DIMENSIONS # 1 $ BACK
15815_drw.pdf |  | IMPERIAL | UNITS METRIC UNITS DWG UNITS: DRAWN BY: MJD DATE: | 27-OCT-09
15815_drw.pdf |  | 1..XXXX2X ==5## | IN/LB/S PRO-ENGINEERREF 00..001001 XX..XXX == ## 00..505 DRAWING | DRWG:- NO:
15815_drw.pdf | DATE | ...XXXXXX === ### | TOLERANCES 000...210526 XXX..XXX=== ### 531.50 SCALE: 0.750 1 OF 1
15816_drw.pdf |  |  | TYP
15816_drw.pdf |  |  | 0.38
15816_drw.pdf | X
15816_drw.pdf |  | This document is the property of in confidence. | confidential and trade secret information, Cummins NPower LLC and is given to the receiver CUMMINS NPOWER LLC The receiver, by receiving and retaining of the
15816_drw.pdf |  | document extcheeptdoacsumaeuntthoorrizaendy | the document in confidence and agrees that, icnopwyritthienrgeobfyoCrumtmhienscoNnPfoiwdeern,tiiatl woirlltr(a1d)e nsoetcrueste CORPORATE OFFICE 1600 BUERKLE ROAD AND WHITE BEAR LAKE, MN 875 | UPFIT CENTER LAWRENCE DRIVE
15816_drw.pdf |  | and all material | infdoorcmuamteinotn,tohreruepionn,deamnadnd(,4)reutpuornnctohmepldeotciuomnenotf,tahlelnceoepdietsotrheetraeionf,the copied therefrom. COPYRIGHT Cummins NPower LLC WWW.CUMMINSNPOWER.COM
15816_drw.pdf |  | ANGULAR | DIMENSIONS # 1 $ ENG MNT
15816_drw.pdf |  | IMPERIAL | UNITS METRIC UNITS DWG UNITS: DRAWN BY: MJD DATE: | 27-OCT-09
15816_drw.pdf |  | 1..XXXX2X ==5## | IN/LB/S PRO-ENGINEERREF 00..001001 XX..XXX == ## 00..505 DRAWING | DRWG:- NO:
15816_drw.pdf | DATE | ...XXXXXX === ### | TOLERANCES 000...210526 XXX..XXX=== ### 531.50 SCALE: 0.630 1 OF 1
15817_drw.pdf |  |  | 0.38
15817_drw.pdf |  | This document is the property of in confidence. | confidential and trade secret information, Cummins NPower LLC and is given to the receiver CUMMINS NPOWER LLC The receiver, by receiving and retaining of the
15817_drw.pdf |  | document extcheeptdoacsumaeuntthoorrizaendy | the document in confidence and agrees that, icnopwyritthienrgeobfyoCrumtmhienscoNnPfoiwdeern,tiiatl woirlltr(a1d)e nsoetcrueste CORPORATE OFFICE 1600 BUERKLE ROAD AND WHITE BEAR LAKE, MN 875 | UPFIT CENTER LAWRENCE DRIVE
15817_drw.pdf |  | and all material | infdoorcmuamteinotn,tohreruepionn,deamnadnd(,4)reutpuornnctohmepldeotciuomnenotf,tahlelnceoepdietsotrheetraeionf,the copied therefrom. COPYRIGHT Cummins NPower LLC WWW.CUMMINSNPOWER.COM
15817_drw.pdf |  | ANGULAR | DIMENSIONS # 1 $ ENG MNT
15817_drw.pdf |  | IMPERIAL | UNITS METRIC UNITS DWG UNITS: DRAWN BY: MJD DATE: | 27-OCT-09
15817_drw.pdf |  | 1..XXXX2X ==5## | IN/LB/S PRO-ENGINEERREF 00..001001 XX..XXX == ## 00..505 DRAWING | DRWG:- NO:
15817_drw.pdf | DATE | ...XXXXXX === ### | TOLERANCES 000...210526 XXX..XXX=== ### 531.50 SCALE: 1.000 1 OF 1
15818_drw.pdf | 1 | 1 | PLATE, ENG MNT, BACK | 15815
15818_drw.pdf | 2 | 1 | PLATE, RR, ENG MNT | 15816
15818_drw.pdf | 3 | 1 | GUSSET, RR, ENG MNT | 15817
15818_drw.pdf | contains Cummins | confidential LLC and is | trade secret information, is the given to the receiver in confidence. CUMMINS NPOWER LLC | CUSTOM DESIGN
15818_drw.pdf | by confidence | and and agrees that, | of the document accepts the except as authorized in writing by 1600 BUERKLE ROAD WHITE BEAR LAKE, MN | LAWRENCE DRIVE WISCONSIN
15818_drw.pdf | to information or upon | either the and (4) demand, return | document or the confidential or trade upon completion of the need to retain the document, all copies thereof, WWW.CUMMINSNPOWER.COM
15818_drw.pdf | OTHERWISE | SPECIFIED | ALL DIMENSION TOLERANCESIASREB G+ TO M2
15818_drw.pdf |  | 1IM$PERIAL | UNITS METRIC UNITS DWG UNITS: DRAWN BY: MJD DATE: | 27-OCT-09
15818_drw.pdf |  | 1.2XXX5= # | IN/LB/S PRO-ENGINEERREF 0.005 .XX= # 0.2 F..OXXRXM==TOL##ERA00N..C84ES DRAWING | DRWG:- NO:
15818_drw.pdf |  |  | F..AXXBXT==OLE##RAN10C..E58S EST WEIGHT: 3.542 1 OF 1 15818
15819_drw.pdf | 1 | 1 | PANEL, 1 ROOF, UPPER LH POWER MODULE | 15821
15819_drw.pdf | 2 | 1 | PANEL, 2 ROOF, UPPER LH POWER MODULE | 15822
15819_drw.pdf | 3 | 1 | PANEL, ROOF 3, UPPER LH POWER MODULE | 15823
15819_drw.pdf | 4 | 1 | PANEL, 4 ROOF, UPPER LH POWER MODULE | 15824
15819_drw.pdf | 5 | 1 | STRINGER, UPPER LH POWER MODULE | 15825
15819_drw.pdf | 6 | 1 | MEMBER, 1, CROSS, UPPER LH POWER MODULE | 15826
15819_drw.pdf | 7 | 1 | MEMBER, 2, CROSS, UPPER LH POWER MODULE | 15827
15819_drw.pdf | 8 | 1 | MEMBER, 3, CROSS, UPPER LH POWER MODULE | 15828
15819_drw.pdf | 9 | 2 | MEMBER, 4, CROSS, UPPER LH POWER MODULE | 15829
15819_drw.pdf | 10 | 3 | MEMBER, 5, CROSS, UPPER LH POWER MODULE | 15830
15819_drw.pdf | 11 | 1 | MEMBER, 6, CROSS, UPPER LH POWER MODULE | 15831
15819_drw.pdf | 12 | 6 | NUT,HEX,WELD M8x1.25, - | 15983
15819_drw.pdf | 13 | 16 | NUT,HEX,WELD M10x1.50, - | 15984
15819_drw.pdf | 14 | 2 | COLLAR, RAIN, UPPER POWER MODULE | 16048
15819_drw.pdf | 15 | 1 | STRINGER, LH, UPPER POWER MODULE | 16097
15819_drw.pdf | 16 | 3 | TIE DOWN,D-RING, - | 22419
15819_drw.pdf | 17 | 1 | PLATE,LH UPPER POWER MODULE, - | 22424
15819_drw.pdf | 18 | 1 | PLATE,LH UPPER POWER MODULE, - | 22426
15819_drw.pdf | 19 | 1 | PLATE,LH UPPER POWER MODULE, - | 22427
15819_drw.pdf | 20 | 1 | PLATE,UPPER MODULE, - | 22432
15819_drw.pdf | 21 | 1 | PLATE,UPPER MODULE, - | 22433
15819_drw.pdf | 22 | 1 | PLATE,UPPER MODULE, - | 22434
15819_drw.pdf | 23 | 2 | PLATE,UPPER MODULE, - | 22436
15819_drw.pdf | 24 | 1 | PLATE,THREADED,UPPER MODULE, - | 22437
15819_drw.pdf | 25 | 1 | MEMBER,CROSS, UPPER LH POWER MODULE | 22508
15819_drw.pdf | 26 | 1 | MEMBER,CROSS, UPPER LH POWER MODULE | 22509
15819_drw.pdf | 27 | 1 | MEMBER,CROSS, UPPER LH POWER MODULE | 22510
15819_drw.pdf | 28 | 1 | MEMBER,CROSS, UPPER LH POWER MODULE | 22511
15819_drw.pdf | 29 | 1 | MEMBER,CROSS, UPPER LH POWER MODULE | 22512
15820_drw.pdf | 1 | 1 | PANEL, 1 ROOF, UPPER RH POWER MODULE | 15832
15820_drw.pdf | 2 | 1 | PANEL, 2 ROOF, UPPER RH POWER MODULE | 15833
15820_drw.pdf | 3 | 1 | PANEL, 3 ROOF, UPPER RH POWER MODULE | 15834
15820_drw.pdf | 4 | 1 | PANEL, 4 ROOF, UPPER RH POWER MODULE | 15835
15820_drw.pdf | 5 | 1 | STRINGER, UPPER RH POWER MODULE | 15836
15820_drw.pdf | 6 | 1 | MEMBER, 1, CROSS, UPPER RH POWER MODULE | 15837
15820_drw.pdf | 7 | 1 | MEMBER, 2, CROSS, UPPER RH POWER MODULE | 15838
15820_drw.pdf | 8 | 1 | MEMBER, 3, CROSS, UPPER RH POWER MODULE | 15839
15820_drw.pdf | 9 | 2 | MEMBER, 4, CROSS, UPPER RH POWER MODULE | 15840
15820_drw.pdf | 10 | 2 | MEMBER, 5, CROSS, UPPER RH POWER MODULE | 15841
15820_drw.pdf | 11 | 1 | MEMBER, 6, CROSS, UPPER RH POWER MODULE | 15842
15820_drw.pdf | 12 | 6 | NUT,HEX,WELD M8x1.25, - | 15983
15820_drw.pdf | 13 | 16 | NUT,HEX,WELD M10x1.50, - | 15984
15820_drw.pdf | 14 | 2 | COLLAR, RAIN, UPPER POWER MODULE | 16048
15820_drw.pdf | 15 | 1 | STRINGER, RH, UPPER POWER MODULE | 16095
15820_drw.pdf | 16 | 1 | MEMBER, CROSS, UPPER RH POWER MODULE | 16872
15820_drw.pdf | 17 | 2 | MEMBER, CROSS, UPPER RH POWER MODULE | 16876
15820_drw.pdf | 18 | 3 | TIE DOWN,D-RING, - | 22419
15820_drw.pdf | 19 | 1 | PLATE,RH UPPER POWER MODULE, - | 22421
15820_drw.pdf | 20 | 1 | PLATE,RH UPPER POWER MODULE, - | 22422
15820_drw.pdf | 21 | 1 | PLATE,RH UPPER POWER MODULE, - | 22423
15820_drw.pdf | 22 | 1 | PLATE,UPPER MODULE, - | 22432
15820_drw.pdf | 23 | 1 | PLATE,UPPER MODULE, - | 22433
15820_drw.pdf | 24 | 2 | PLATE,UPPER MODULE, - | 22434
15820_drw.pdf | 25 | 1 | PLATE,UPPER MODULE, - | 22436
15820_drw.pdf | 26 | 1 | PLATE,THREADED,UPPER MODULE, - | 22437
15820_drw.pdf | 27 | 1 | MEMBER,CROSS, UPPER RH POWER MODULE | 22504
15820_drw.pdf | 28 | 1 | MEMBER,CROSS, UPPER RH POWER MODULE | 22506
15820_drw.pdf | 29 | 1 | MEMBER,CROSS, UPPER RH POWER MODULE | 22507
15844_drw.pdf | 1 | 1 | INTAKE MANIFOLD, WELDMENT | 15959
15844_drw.pdf | 2 | 1 | STAND,AIR CLEANER, - | 22454
15844_drw.pdf | 3 | 1 | INTAKE MANIFOLD, - | 22472
15844_drw.pdf | 4 | 10 | CLAMP, T-BOLT, 6.50-6.81 | 13164-0675
15844_drw.pdf | 5 | 2 | CLAMP, T-BOLT, 8.50-8.81 | 13164-0875
15844_drw.pdf | 6 | 2 | ASSY,AIR CLEANER,HI-FLOW, - | 15787
15844_drw.pdf | 7 | 2 | ASSY,AIR CLEANER,HI-FLOW, - | 15788
15844_drw.pdf | 8 | 2 | MOUNT, AIR CLEANER | 15952
15844_drw.pdf | 9 | 2 | ELBOW, 6" SHORT RADIUS | 15953
15844_drw.pdf | 10 | 2 | HUMP HOSE, 8" TO 6" | 3316626-S
15844_drw.pdf | 11
15859_drw.pdf | 11 | 22 | LLEEGG,, EENNGGIINNEE SSUUPPPPOORRTT,, RREEAARR,, FFIIRREEPPUUMMPP,, 66CC LLEEGGAACCYY | 99665500
15859_drw.pdf | 22 | 22 | SSUUPPPPOORRTT,, EENNGGIINNEE,, FFRROONNTT,, FFIIRREEPPUUMMPP,, 66CC LLEEGGAACCYY | 1155886600
15860_drw.pdf | 1 | 1 | CHANNEL, SUPPORT, ENGINE, REAR, FIREPUMP, 6C LEGACY | 15861
15860_drw.pdf | 2 | 1 | PLATE, LEG, ENGINE SUPPORT, FIREPUMP, 6C LEGACY | 15862
15860_drw.pdf |  | . 50
15860_drw.pdf |  |  | 8.00
15860_drw.pdf | contains | and trade | secret information, is the CUMMINS FIRE POWER LLC | DESIGN
15860_drw.pdf | by receiving confidence and | and retaining of agrees that, except | the document accepts the as authorized in writing by CORPORATE OFFICE 1600 BUERKLE ROAD | UPFIT CENTER LAWRENCE DRIVE
15860_drw.pdf | to others therein, | either the document and (4) upon | or the confidential or trade completion of the need to retain and WWW.CUMMINSFIREPOWER.COM
15860_drw.pdf | OTHERWISE | ALL | SUPPORT, ENGINE, FRONT DIMENSION TOLERANCES ARE FIREPUMP, 6C LEGACY
15860_drw.pdf | # | 1 $IMPERIAL | UNITS METRIC UNITS DWG UNITS: DRAWN BY: DAN DATE: | 03-NOV-09
15860_drw.pdf | PROJECTION | M.AXCXHIN=E # | T#OLE0R.A0N1C0ES M.AXCHI=NE#TOL0E.R4ANCES IN/LB/S PRO-ENGINEER REF 0.005 .XX= # 0.2 | DRWG: 9647
15860_drw.pdf |  |  | SHEET F..AXXBXT==OLE##RAN10C..E58S EST WEIGHT: 13.088 1 OF 1 15860
15887_drw.pdf | 1 | 1 | PLATE,WALKWAY, POWER MODULE | 15888
15887_drw.pdf | 2 | 2 | GUSSET,WALKWAY, POWER MODULE | 15889
15887_drw.pdf | 3 | 1 | GUSSET,WALKWAY, POWER MODULE | 15890
15887_drw.pdf |  |  | TYP
15959_drw.pdf | 1 | 1 | PLATE, INTAKE MOUNTING | 15956
15959_drw.pdf | 2 | 1 | TUBE, INTAKE | 15957
15959_drw.pdf | 3 | 1 | TUBE, INTAKE | 15958
15959_drw.pdf | 3
15959_drw.pdf |  | n152.40)
15959_drw.pdf | 1
15959_drw.pdf | 2
15964_drw.pdf | ITEM
15964_drw.pdf | 1 | 1 | BRACKET, COOLANT HEATER, CFP9E | 13584
15964_drw.pdf |  |  | HEATER, 3/4" I.D. x 16" LG | 80242GL
15964_drw.pdf |  |  |  | 80242GL
15964_drw.pdf | 6
15964_drw.pdf | 7 | 1 | TEE, STREET, -8 NPT | 12534-8
15964_drw.pdf | 8
15964_drw.pdf | 9
15964_drw.pdf | 10 | 4 | ISOLATOR, STUD MOUNT, 1/4-20, TECH PRODUCTS #51201 | 13102
15964_drw.pdf | 11 | 4 | CLAMP, WORM, .69-1.25 | 14990-12
15964_drw.pdf | 12 | 2 | WASHER,FLAT, 0.31 | 20000-031
15964_drw.pdf | 13 | 4 | SCREW,HH, 0.25-20x0.50 | 20225-050
15964_drw.pdf | 14 | 2 | SCREW,HH, M8-1.25x40 | 20308-040
15964_drw.pdf | ATTACH | HEATER | TO BRACKET
15964_drw.pdf | USING | LOCTITE | #425 BLUE,
15964_drw.pdf |  | TIGHT | + 1/4 TURN
15964_drw.pdf | secret to the | is the receiver in | CUMMINS FIRE POWER LLC CUSTOM | DESIGN
15964_drw.pdf | as authorized | in writing | by 1600 BUERKLE ROAD 875 WHITE BEAR LAKE, MN | LAWRENCE DRIVE WISCONSIN
15964_drw.pdf | or the completion of | confidential or need to | trade WWW.CUMMINSFIREPOWER.COM
15964_drw.pdf |  |  | HEATER, COOLANT ASSEMBLY
15964_drw.pdf |  |  | DATE: | 05-NOV-09
15964_drw.pdf |  |  | IN/LB/S PRO-ENGINEER INIT
15964_drw.pdf |  | FO..RXXMX | T==OLE##RAN00C..E84S SCALE: 0.250 SHEET DRAWING NO:
15964_drw.pdf |  |  | F..AXXBXT==OLE##RAN10C..E58S EST WEIGHT: 9.976 1 OF 1 15964
15965_drw.pdf | 1 | 1 | PLATE,FUEL FILTER MOUNT, - | 15966
15965_drw.pdf | 2 | 2 | GUSSET,FUEL FILTER MOUNT, - | 15967
15965_drw.pdf | 3 | 2 | GUSSET,FUEL FILTER MOUNT, - | 15968
15974_drw.pdf | 1 | 1 | TUBE, BONNET, WELDMENT | 16109
15974_drw.pdf | 2 | 1 | TOP, BONNET, WELDMENT | 16110
15974_drw.pdf | 3 | 1 | SCREEN, BONNET, WELDMENT | 16115
15979_drw.pdf | 1 | 1 | GUSSET,FUEL FILTER MOUNT, - | 15967
15979_drw.pdf | 2 | 1 | GUSSET,FUEL FILTER MOUNT, - | 15968
15979_drw.pdf | 3 | 1 | PLATE,ETHER MOUNT, - | 15980
15981_drw.pdf | 1 | 1 | PLATE,FUEL FILTER MOUNT, - | 15982
15981_drw.pdf | 2 | 12 | NUT,HEX,WELD M10x1.50, - | 15984
15981_drw.pdf | 3 | 2 | GUSSET, FUEL FILTER MOUNT BRACKET | 17271
15990_drw.pdf |  | SLOT
15990_drw.pdf | contains Cummins | confidential LLC and is | trade secret information, is the given to the receiver in confidence. CUMMINS NPOWER LLC | CUSTOM DESIGN
15990_drw.pdf | by confidence | and and agrees that, | of the document accepts the except as authorized in writing by 1600 BUERKLE ROAD WHITE BEAR LAKE, MN | LAWRENCE DRIVE WISCONSIN
15990_drw.pdf | to information or upon | either the and (4) demand, return | document or the confidential or trade upon completion of the need to retain the document, all copies thereof, WWW.CUMMINSNPOWER.COM
15990_drw.pdf | OTHERWISE | SPECIFIED | ALL DIMENSION TOLERANCESBAGRE+/M2
15990_drw.pdf |  | 1IM$PERIAL | UNITSMETRIC UNITS DWG UNITS: DRAWN BY: MJD DATE: | 06-NOV-09
15990_drw.pdf |  | 1.-2XXX5= # | IN/LB/S PRO-ENGINEERREF 0.005 .XX= # 0.2 F..OXXRXM==TOL##ERA00N..C84ES DRAWING | DRWG:- NO:
15990_drw.pdf |  |  | F..AXXBXT==OLE##RAN10C..E58S EST WEIGHT: 14.252 1 OF 1 15990
15995_drw.pdf | 1 | 2 | PLATE,END | 15996
15995_drw.pdf | 2 | 1 | PLATE,TANK | 15997
15995_drw.pdf | 3 | 1 | PLATE,SEPARATOR | 15998
15995_drw.pdf | 4 | 4 | PLATE,BAFFLE | 15999
15995_drw.pdf | 5 | 2 | PLATE,TOP | 16000
15995_drw.pdf | 6 | 3 | PLATE,MOUNT | 16001
15995_drw.pdf | 7 | 6 | GUSSET,MOUNT | 16002
15995_drw.pdf | 8
15995_drw.pdf | 9
15995_drw.pdf | 10
15995_drw.pdf | 11
15995_drw.pdf | 12 | 2 | PLATE,INNER RING, - | 16930
16-571_drw.pdf | 1 | 2 | CHANNEL,FORMED; . | 16-571
16-571_drw.pdf | 2 | 3 | PLATE,FORMED CROSSMEMBER ; . | 16-573
16-571_drw.pdf | 3 | 2 | PLATE, END CAP; . | 16-574
16-571_drw.pdf | 4 | 4 | PLATE, GUSSET; . | 16-575
16-571_drw.pdf | 5 | 4 | SUPPORT,LIFT; . | 16-576
16-571_drw.pdf |  |  | 2
16-571_drw.pdf |  |  |  | 1
16-571_drw.pdf |  |  | 1
16-571_drw.pdf |  |  | NOTE
16-571_drw.pdf | ORIENTATION | ORIENTATION | OF
16-571_drw.pdf |  |  | NO.1
16-571_drw.pdf |  |  | 5
16-571_drw.pdf |  |  |  | 7
16-577_drw.pdf | 1 | 1 | PLATE,FORMED; . | 16-578
16-577_drw.pdf | 2 | 2 | PLATE,FORMED; . | 16-579
16-577_drw.pdf |  | 3
16-577_drw.pdf |  |  | .25 2.0
16-577_drw.pdf |  |  |  | .25 2.0
16-577_drw.pdf |  |  | SYM
16-577_drw.pdf |  |  | 1.38 3.50
16-577_drw.pdf |  |  |  | 4.50
16-577_drw.pdf | 1 | .25 | 6.0
16-580_drw.pdf | 1 | 1 | PLATE,FRONT; . | 16-581
16-580_drw.pdf | 2 | 1 | PLATE, BASE | 16-582
16-580_drw.pdf | 3 | 1 | PLATE, ENGINE MOUNT | 16-583
16-580_drw.pdf | 4 | 2 | PLATE,GUSSET; . | 16-584
16-580_drw.pdf |  |  | 1.50 4.88 | (7.25)
16-580_drw.pdf |  | (.375)
16-580_drw.pdf |  | 1.88
16-580_drw.pdf |  |  |  | 4 .25 8.5
16-580_drw.pdf |  |  | .25 1.3 5
16-580_drw.pdf |  | 3
16-587_drw.pdf | 1 | 2 | PLATE,MOUNT TAB; | 15-602
16-587_drw.pdf | 2 | 1 | QSK19-DM PRELUBE PUMP BRACKET ; | 16-588
16-587_drw.pdf |  |  |  | 1
16-587_drw.pdf |  |  | 1.25
16-587_drw.pdf |  |  | 1.02 SYM
16-587_drw.pdf |  |  | 7.3
16-587_drw.pdf |  |  | 1.19 4.88
16-618_drw.pdf | 1 | 1 | MOUNT, REMOTE FILTER; | 16-619
16-618_drw.pdf | 2 | 2 | GUSSET; 3 X 5 X 1/4 | 16-620
16-618_drw.pdf |  | 1.0
16-618_drw.pdf |  |  |  | SYM.
16-621_drw.pdf | 1 | 1 | TRAY,DRIP; | 16-622
16-621_drw.pdf | 2 | 1 | PLATE; PLATE | 16-623
16-621_drw.pdf | 3 | 1 | PLATE; | 16-624
16-621_drw.pdf | 4 | 1 | FLANGE, WELD 1/8IN NPT | BP251J
16-621_drw.pdf |  |  | .14 19.7
16-621_drw.pdf | 3
16-642_drw.pdf | ITEM
16-642_drw.pdf | 1 | 1 | PLATE; PLATE | 16-623
16-642_drw.pdf | 2 | 1 | TRAY,DRIP; | 16-643
16-642_drw.pdf | 3 | 1 | PLATE | 16-644
16-642_drw.pdf | 4 | 1 | WELD 1/8IN NPT | BP251J
16-642_drw.pdf |  |  | 3
16-645_drw.pdf | 1 | 2 | WELDMENT, REMOTE FILTER MOUNT ; | 16-618
16-645_drw.pdf | 2 | 2 | WELDMENT,DRIP TRAY; | 16-642
16-645_drw.pdf | 3 | 2 | BOLT, HEX HEAD 3/8IN GR8 | B0_38-1_38GR8
16-645_drw.pdf | 4 | 8 | BOLT, HEX HEAD 3/8IN GR8 | B0_38-1_63GR8
16-645_drw.pdf | 5 | 8 | BOLT, HEX HEAD 1/2IN GR8 | B0_50-1_63GR8
16-645_drw.pdf | 6 | 1 | FILTER,FUEL | FF2273
16-645_drw.pdf | 7 | 20 | WASHER, FLAT 3/8IN HARDENED | FW0_38
16-645_drw.pdf |  |  | 9
16007_drw.pdf | 1 | 1 | BRACKET, RADIATOR MOUNTING, 175KW GTA83 | 10880
16007_drw.pdf | 2 | 1 | BRACE,WELDMENT, GTA8.3,RAD LH | 15238
16007_drw.pdf | 3 | 1 | BRACE,WELDMENT, GTA8.3,RAD RH | 15239
16007_drw.pdf | 4 | 1 | BASE,GENSET,GTA8.3, ENC,RF MT SIL,UCI274 | 15539
16007_drw.pdf | 5 | 1 | GUARD,RAIN,12 OD, 5.00 PIPE,2 PC, STL | 16008
16007_drw.pdf | 6 | 1 | RADIATOR,GTA8.3SLB, 2PUMP,2LOOP | 16335
16007_drw.pdf | 7 | 1 | FAN,BLWR 28" 9 BLD | 16655
16007_drw.pdf | 8 | 1 | ENGINE, GTA 8.3, 2 PUMP, 2 LOOP | GTA83-175KW
16007_drw.pdf | 9 | 1 | ALTERNATOR, UC274, 1 BEARING | UCI274
16007_drw.pdf | 10 | 1 | FLEX,EXHAUST,5 ASA FL, X 4 CORR X 4 TUBE | 6735-70
16007_drw.pdf | 11
16007_drw.pdf | 12 | 1 | ENCLOSURE, GENSET, GTA8.3G3, UCDI274J, LEVEL 2.0 | 11928
16007_drw.pdf | 13 | 1 | GUARD,BELT,GTA8.3, G3, 175 KW | 12082
16007_drw.pdf | 14 | 1 | TUBE,RADIATOR,2.25 IN, 90 DEG,13.00 X 13.00 | 14159
16007_drw.pdf | 15 | 1 | TUBE,RADIATOR,2.25IN, 5.50 X 16,1.00 IN PORT | 14160
16007_drw.pdf | 16 | 1 | FAN SPACER,3 3/4", - | 3927640
16007_drw.pdf | 17 | 1 | ELBOW, 90 FLANGED, 5" NELSON 40650K | 40650K
16007_drw.pdf | 18 | 1 | SILENCER, CRITICAL GRADE, NELSON 43350F | 43350F
16007_drw.pdf | 19
16007_drw.pdf | 20
16007_drw.pdf | 21 | 2 | BRACKET, MOUNTING, MUFFLER, 14" | Q27242
16007_drw.pdf | 22 | 1 | CLAMP, EXHAUST, 4", RIKER TEC-400 | TEC-400
16007_drw.pdf | GAUGE VIBRATION
16007_drw.pdf | THE | GENERATOR | SET BASE AT EACH OF THE BASE MOUNTING
16007_drw.pdf | THE | ISOLATORS | ARE TYPICALLY 5.75 INCHES HIGH, BUT HAVE
16007_drw.pdf | ADJUST SLOTS
16007_drw.pdf | SEPARATION | SEPARATION | FOR SECURING THE ISOLATOR TO A MOUNTING PAD.
16007_drw.pdf | THE | SLOTS | ARE .56 INCHES WIDE. THE INSTALLATION CONTRACTOR
16007_drw.pdf | REQUIRES | RESPONSIBLE
16007_drw.pdf | DAMAGE | TO | UNIT
16007_drw.pdf | BRACKET, |  | MOUNTING, MUFFLER, 14" COMES IN SETS OF 2, ONLY
16008_drw.pdf | 1 | 4 | WELDNUT, 1/4"-20 NC, _ | 14520
16008_drw.pdf | 2 | 1 | GUARD,RAIN 5 IN PIPE, WELDNUT HALF | 16008-001
16008_drw.pdf | 3 | 1 | GUARD,RAIN, FLANGE HALF | 16008-002
16008_drw.pdf |  |  | SCALE 0.250
16008_drw.pdf |  |  | NOTES:
16008_drw.pdf |  |  | 1. ATTACH WELD NUTS TO ITEM 2.
16008_drw.pdf |  |  | 2. REMOVE ALL SHARP EDGES AND BURRS.
16008_drw.pdf |  |  | FOLLOWING CNP PAINT SPECIFICATIONS;
16041_drw.pdf | 1 | 1 | FLANGE, EXHAUST DUCT | 15845
16041_drw.pdf | 2 | 1 | SIDE, INTAKE DUCT | 15928
16041_drw.pdf | 3 | 1 | SIDE, INTAKE DUCT | 15935
16041_drw.pdf | 4 | 1 | FLOOR, INTAKE DUCT | 16042
16041_drw.pdf | 5 | 1 | TOP, INTAKE DUCT | 16043
16041_drw.pdf | 6 | 1 | SIDE, INTAKE DUCT | 16044
16041_drw.pdf | 7 | 1 | TUBE, INTAKE DUCT | 16991
16041_drw.pdf | 8 | 1 | FLOOR,INTAKE DUCT, - | 17903
16045_drw.pdf | 1
16045_drw.pdf | 2 | 1 | PLATE,COVER,DAY TANK, - | 16047
16045_drw.pdf | contains Cummins | confidential LLC and is | trade secret information, is the given to the receiver in confidence. CUMMINS NPOWER LLC | CUSTOM DESIGN
16045_drw.pdf | by confidence | and and agrees that, | of the document accepts the except as authorized in writing by 1600 BUERKLE ROAD WHITE BEAR LAKE, MN | LAWRENCE DRIVE WISCONSIN
16045_drw.pdf | or upon | demand, return | the document, all copies thereof, WWW.CUMMINSNPOWER.COM
16045_drw.pdf | OTHERWISE | SPECIFIED | ALL DIMENSION TOLERANCES_ARE
16045_drw.pdf |  | 1IM$PERIAL | UNITS METRIC UNITS DWG UNITS: DRAWN BY: GVD DATE: | 02DEC2009
16045_drw.pdf |  | 1.-2XXX5= # F..OXXRXXMX | MM/KG/S PRO-ENGINEERREF 0.005 .XX= # 0.2 F..OXXRXM==TOL##ERA00N..C84ES DRAWING | DRWG:- NO:
16045_drw.pdf |  |  | F..AXXBXT==OLE##RAN10C..E58S EST WEIGHT: 4.049 1 OF 1 16045
16050_drw.pdf | 1 | 1 | PLATE,COOLANT HTR, - | 16051
16050_drw.pdf | 2 | 2 | GUSSET,COOLANT HTR, - | 16052
16053_drw.pdf | 1 | 2 | GUSSET,COOLANT HTR, - | 16052
16053_drw.pdf | 2 | 1 | PLATE,COOLANT HTR, - | 16054
16058_drw.pdf | 1 | 1 | DOOR, RIGHT HAND | 16639
16058_drw.pdf | 2 | 2 | PLUNGER, SPRING, M12, "L" HANDLE, LOCKING NOSE | 16643
16058_drw.pdf | 3 | 3 | HINGE | 16644
16058_drw.pdf | 4 | 9 | SCREW, CAP, HEX HEAD, M8-1.25 x 25 | HHCS_M8-25
16058_drw.pdf | 5 | 2 | NUT, M12 | M12-NUT
16058_drw.pdf | 6
16058_drw.pdf | 7 | 9 | WASHER, 3/8 | WASHER_3-8
16059_drw.pdf | 1 | 1 | DOOR, LEFT HAND | 16640
16059_drw.pdf | 2 | 2 | ROD, DOOR LATCH | 16562
16059_drw.pdf | 3 | 3 | HINGE | 16644
16059_drw.pdf | 4 | 1 | LATCH | 16645
16059_drw.pdf | 5 | 4 | CLAMP, ROD | 16646
16059_drw.pdf | 6 | 1 | LOCK, RIGHT HAND ROTARY | 16647
16059_drw.pdf | 7 | 1 | LOCK, LEFT HAND ROTARY | 16648
16059_drw.pdf | 8 | 9 | SCREW, CAP, HEX HEAD, M8-1.25 x 25 | HHCS_M8-25
16059_drw.pdf | 9
16059_drw.pdf | 10 | 9 | WASHER, 3/8 | WASHER_3-8
16062_drw.pdf | 1 | 1 | DOOR, RH, WALKWAY | 16641
16062_drw.pdf | 2 | 2 | ROD, DOOR LATCH | 16562
16062_drw.pdf | 3 | 3 | HINGE | 16644
16062_drw.pdf | 4 | 1 | LATCH | 16645
16062_drw.pdf | 5 | 4 | CLAMP, ROD | 16646
16062_drw.pdf | 6 | 1 | LOCK, RIGHT HAND ROTARY | 16647
16062_drw.pdf | 7 | 1 | LOCK, LEFT HAND ROTARY | 16648
16062_drw.pdf | 8 | 9 | SCREW, CAP, HEX HEAD, M8-1.25 x 25 | HHCS_M8-25
16062_drw.pdf | 9
16062_drw.pdf | 10 | 9 | WASHER, 3/8 | WASHER_3-8
16063_drw.pdf | 1 | 1 | DOOR, LH, WALKWAY | 16642
16063_drw.pdf | 2 | 2 | ROD, DOOR LATCH | 16562
16063_drw.pdf | 3 | 3 | HINGE | 16644
16063_drw.pdf | 4 | 1 | LATCH | 16645
16063_drw.pdf | 5 | 4 | CLAMP, ROD | 16646
16063_drw.pdf | 6 | 1 | LOCK, RIGHT HAND ROTARY | 16647
16063_drw.pdf | 7 | 1 | LOCK, LEFT HAND ROTARY | 16648
16063_drw.pdf | 8 | 9 | SCREW, CAP, HEX HEAD, M8-1.25 x 25 | HHCS_M8-25
16063_drw.pdf | 9
16063_drw.pdf | 10 | 9 | WASHER, 3/8 | WASHER_3-8
16071_drw.pdf | 1 | 2 | INTAKE MANIFOLD, WELDMENT | 15959
16071_drw.pdf | 2 | 10 | CLAMP, T-BOLT, 6.50-6.81 | 13164-0675
16071_drw.pdf | 3 | 2 | CLAMP, T-BOLT, 8.50-8.81 | 13164-0875
16071_drw.pdf | 4 | 2 | ASSY,AIR CLEANER,HI-FLOW, - | 15787
16071_drw.pdf | 5 | 2 | ASSY,AIR CLEANER,HI-FLOW, - | 15788
16071_drw.pdf | 6 | 1 | MOUNT, AIR CLEANER | 15952
16071_drw.pdf | 7 | 2 | ELBOW, 6" SHORT RADIUS | 15953
16071_drw.pdf | 8 | 2 | HUMP HOSE, 8" TO 6" | 3316626-S
16071_drw.pdf | 9 | 4 | HUMP-HOSE 6" NOMINAL, OBSOLETE. USE 3316612-S | 89839K
16073_drw.pdf | 1 | 1 | INTAKE MANIFOLD, WELDMENT | 15959
16073_drw.pdf | 2 | 1 | INTAKE MANIFOLD, WELDMENT | 16874
16073_drw.pdf | 3 | 8 | CLAMP, T-BOLT, 6.50-6.81 | 13164-0675
16073_drw.pdf | 4 | 2 | CLAMP, T-BOLT, 8.50-8.81 | 13164-0875
16073_drw.pdf | 5 | 2 | ASSY,AIR CLEANER,HI-FLOW, - | 15787
16073_drw.pdf | 6 | 2 | ASSY,AIR CLEANER,HI-FLOW, - | 15788
16073_drw.pdf | 7 | 1 | MOUNT, AIR CLEANER | 15952
16073_drw.pdf | 8 | 2 | ELBOW, 6" SHORT RADIUS | 15953
16073_drw.pdf | 9 | 4 | HUMP-HOSE 6" NOMINAL, OBSOLETE. USE 3316612-S | 89839K
16073_drw.pdf | 10 | 2 | HUMP HOSE, REDUCING, NELSON 8" X 6"***USE 33126626-S | 89851K
16086_drw.pdf | 1 | 2 | BRKT,FUEL FILTER MOUNT, - | 15965
16086_drw.pdf | 2 | 2 | BRKT,FUEL FILTER MOUNT, - | 15981
16086_drw.pdf | 3 | 1 | FUEL TANK | 15995
16086_drw.pdf | 4 | 2 | COVER,DAY TANK, _ | 16045
16086_drw.pdf | 5 | 1 | TUBE,FUEL RETURN, - | 16083
16086_drw.pdf | 6 | 1 | KIT, FUEL AND OIL HOSE, MODULE SIDE | 16087
16086_drw.pdf | 7 | 2 | TUBE,DIP, - | 16132
16086_drw.pdf | 8 | 2 | TUBE,DIP, - | 16134
16086_drw.pdf | 9 | 1 | TUBE,FUEL RETURN, - | 16241
16086_drw.pdf | 10
16086_drw.pdf | 11
16086_drw.pdf | 12
16086_drw.pdf | 13
16086_drw.pdf | 14
16086_drw.pdf | 15
16086_drw.pdf | 16
16086_drw.pdf | 17
16086_drw.pdf | 18
16086_drw.pdf | 19
16086_drw.pdf | 20
16086_drw.pdf | 21
16086_drw.pdf |  |  | HOSE | FF63184
16086_drw.pdf | 33 | 1 | SCREW, CAP, HEX HEAD, M8-1.25 x 30 | HHCS_M8-30
16086_drw.pdf | 34 | 1 | WASHER, M8 | WASHER_M8
16087_drw.pdf | 1 | 2 | HOSE, FUEL, FUEL PUMP OUT TO STAGE TWO IN | 16449
16087_drw.pdf | 2 | 2 | HOSE, FUEL, STAGE TWO OUT TO FUEL SUPPLY | 16450
16087_drw.pdf | 3 | 1 | HOSE, FUEL, STAGE ONE OUT TO FUEL PUMP IN | 16451
16087_drw.pdf | 4 | 2 | HOSE, FUEL, FUEL DRAIN TO DAYTANK | 16452
16087_drw.pdf | 5 | 2 | HOSE, FUEL, LIFTPUMP OUT TO DAYTANK | 16453
16087_drw.pdf | 6 | 1 | HOSE, FUEL, BULKHEAD TO LIFT PUMP IN | 16454
16087_drw.pdf | 7 | 1 | HOSE, FUEL, STAGE ONE OUT TO FUEL PUMP IN | 16467
16087_drw.pdf | 8 | 1 | HOSE, FUEL, BULKHEAD TO LIFT PUMP IN | 16468
16087_drw.pdf | 9 | 1 | HOSE, OIL | 16864
16087_drw.pdf | 10 | 1 | HOSE, OIL | 16865
16087_drw.pdf | 11 | 1 | HOSE, FUEL, DAYTANK TO STAGE 1 IN | 16866
16087_drw.pdf | 12 | 1 | HOSE, FUEL, DAYTANK TO STAGE 1 IN | 16867
16087_drw.pdf | 13 | 1 | HOSE, OIL | 16868
16087_drw.pdf | 14 | 1 | HOSE, OIL | 16869
16099_drw.pdf | 1 | 1 | TUBE,EXHAUST,TURBO TO CAT, M2 W/ISB GAS PLUS | 16103
16099_drw.pdf | 2 | 1 | TUBE,EXHAUST OUTLET, _ | 3903552
16099_drw.pdf |  |  | 2
16099_drw.pdf |  |  | AIR TIGHT
16099_drw.pdf | contains Cummins | confidential LLC and is | trade secret information, is the given to the receiver in confidence. CUMMINS NPOWER LLC | CUSTOM DESIGN
16099_drw.pdf | by confidence | and and agrees that, | of the document accepts the except as authorized in writing by 1600 BUERKLE ROAD WHITE BEAR LAKE, MN | LAWRENCE DRIVE WISCONSIN
16099_drw.pdf | to information | either the and (4) | document or the confidential or trade upon completion of the need to retain WWW.CUMMINSNPOWER.COM aNlPlowceorpiLeLsC thereof,
16099_drw.pdf | OTHERWISE | SPECIFIED | ALL DIMENSION TOLERANCESMA2RE W/ISB GAS PLUS
16099_drw.pdf |  | 1IM$PERIAL | UNITS METRIC UNITS DWG UNITS: DRAWN BY: GVD DATE: | 18NOV2009
16099_drw.pdf |  | 1.-2XXX5= # F..OXXRXXMX | IN/LB/S PRO-ENGINEERREF 0.005 .XX= # 0.2 F..OXXRXM==TOL##ERA00N..C84ES DRAWING | DRWG:- NO:
16099_drw.pdf |  |  | F..AXXBXT==OLE##RAN10C..E58S EST WEIGHT: 4.319 1 OF 1 16099
16100_drw.pdf | 1 | 2 | WELDNUT, 1/4"-20 NC, _ | 14520
16100_drw.pdf | 2 | 1 | GUARD,RAIN 8.50, WELDNUT HALF | 16101
16100_drw.pdf | 3 | 1 | GUARD,RAIN, FLANGE HALF | 16102
16100_drw.pdf |  |  | NOTES:
16100_drw.pdf |  |  | 1. ATTACH WELD NUTS TO ITEM 2.
16100_drw.pdf |  |  | 2. REMOVE ALL SHARP EDGES AND BURRS.
16100_drw.pdf |  |  | FOLLOWING CNP PAINT SPECIFICATIONS;
16108_drw.pdf | 1 | 1 | BRKT,COOLANT HTR MNT, - | 16050
16108_drw.pdf | 2 | 1 | BRKT,COOLANT HTR, - | 16053
16108_drw.pdf | 3 | 2 | HEATER,COOLANT, 240V, 2500W, 12-20L | 16078_001
16108_drw.pdf | 4 | 4 | TUBE,COOLANT HEATER, - | 16082
16108_drw.pdf | 5 | 2 | VALVE,BL -12 LK HDL, BRASS,NPTFxNPTF | 16145-12
16108_drw.pdf | 6 | 2 | VALVE,BL -8 LK HDL, BRASS,NPTFxNPTF | 16145-8
16108_drw.pdf | 7 | 1 | HOSE,SILICONE,HI-TEMP, 0.63" ID X 24.00" | 80241GL_001
16108_drw.pdf | 8 | 1 | HOSE,SILICONE,HI-TEMP, 0.63" ID X 20.00" | 80241GL_002
16108_drw.pdf | 9 | 1 | HOSE,SILICONE,HI-TEMP, 0.63" ID X 88.00" | 80241GL_003
16108_drw.pdf | 10 | 1 | HOSE,SILICONE,HI-TEMP, 0.63" ID X 82.00" | 80241GL_004
16108_drw.pdf | 11 | 1 | HOSE,SILICONE,HI-TEMP, 1.00" ID X 32.00" | 80244GL_001
16108_drw.pdf | 12 | 1 | HOSE,SILICONE,HI-TEMP, 1.00" ID X 48.00" | 80244GL_002
16108_drw.pdf | 13 | 1 | HOSE,SILICONE,HI-TEMP, 1.00" ID X 32.00" | 80244GL_003
16108_drw.pdf | 14 | 1 | HOSE,SILICONE,HI-TEMP, 1.00" ID X 38.00" | 80244GL_004
16108_drw.pdf | 15
16108_drw.pdf | 16
16108_drw.pdf | 17 | 16 | CLAMP, WORM, .69-1.25 | 14990-12
16108_drw.pdf | 18 | 8 | CLAMP, WORM, .81 - 1.50 | 14990-16
16108_drw.pdf | 19 | 2 | HEATER,COOLANT, 240V,9000W,50-75L | 16079
16108_drw.pdf | 20 | 2 | SPACER,0.75OD X 0.38ID X 1.25LG, - | 17238
16108_drw.pdf | 21 | 4 | HOSE,SILICONE,HI-TEMP, 0.63" ID X 2.50" | 80241GL-2_50IN
16108_drw.pdf | 22 | 2 | NIPPLE,PIPE,0.50 NPT X 3.00, - | LTL-CPN123
16108_drw.pdf | 23 | 1 | NIPPLE, BLK, 3/4x1-1/2 | LTL-CPN34
16108_drw.pdf | 24 | 1 | NIPPLE,PIPE,0.75 NPT X 2.00, - | LTL-CPN342
16108_drw.pdf | 25 | 3 | STREET ELBOW, BLK, 1" NPT | LTL-SE190
16108_drw.pdf | 26 | 1 | ELBOW, STREET, 90 DEG 3/4NPT, PER SAE NO. 130239 | LTL-SE3490
16108_drw.pdf | 27 | 2 | FTG,STR -1.0 BEADx-.75 NPT | 12545-16-12
16108_drw.pdf | 28 | 2 | STREET ELBOW,BLK,1/2" NPT | LTL-SE1290
16109_drw.pdf | 1 | 2 | PLATE, BONNET MOUNTING, - | 15975
16109_drw.pdf | 2 | 1 | TUBE, BONNET, - | 15976
16109_drw.pdf | 3 | 1 | RING, BONNET MOUNTING | 16113
16109_drw.pdf | 4 | 4 | NUT, M12 | M12-NUT
16110_drw.pdf | 1 | 1 | HOOD, BONNET, - | 15977
16110_drw.pdf | 2 | 8 | NUT, M12 | M12-NUT
16111_drw.pdf | 1 | 1 | TUBE,WATER TRANSFER | 4927629
16111_drw.pdf | 3.50
16111_drw.pdf | contains Cummins | confidential LLC and is | trade secret information, is the given to the receiver in confidence. CUMMINS NPOWER LLC | CUSTOM DESIGN
16111_drw.pdf | by confidence | and and agrees that, | of the document accepts the except as authorized in writing by 1600 BUERKLE ROAD WHITE BEAR LAKE, MN | LAWRENCE DRIVE WISCONSIN
16111_drw.pdf | to information | either the and (4) | document or the confidential or trade upon completion of the need to retain WWW.CUMMINSNPOWER.COM aNlPlowceorpiLeLsC thereof,
16111_drw.pdf | OTHERWISE | SPECIFIED | ALL DIMENSION TOLERANCES ARE
16111_drw.pdf |  | 1IM$PERIAL | UNITSMETRIC UNITS DWG UNITS: DRAWN BY: GVD DATE: | 19NOV2009
16111_drw.pdf |  | 1.-2XXX5= # F..OXXRXXMX | IN/LB/S PRO-ENGINEERREF 0.005 .XX= # 0.2 F..OXXRXM==TOL##ERA00N..C84ES DRAWING | DRWG:- NO:
16111_drw.pdf |  |  | F..AXXBXT==OLE##RAN10C..E58S EST WEIGHT: 3.470 1 OF 1 16111
16112_drw.pdf | 1 | 1 | TUBE,WATER TRANSFER | 4964044
16112_drw.pdf |  | A1
16112_drw.pdf |  |  | RETENTION
16112_drw.pdf | 0.75
16114_drw.pdf | 1 | 1 | SHEILD,RAIN, OVATE PLATE | 16114-01
16114_drw.pdf | 2 | 2 | TAB,RAIN SHEILD, BAND SURFACE | 16114-02
16114_drw.pdf |  |  | A
16114_drw.pdf |  |  | NOTES:
16114_drw.pdf |  |  | SURFACE.
16114_drw.pdf |  |  | 2. MATERIAL: 16 GAUGE STEEL
16114_drw.pdf |  |  | 3. REMOVE ALL BURRS AND SHARP EDGES
16114_drw.pdf |  |  | CUMMINS NPOWER PAINT SPECIFICATIONS
16114_drw.pdf |  |  | 21055 AND 60027
16114_drw.pdf |  |  | 5. COMPONENT IS 1/2 OF RAIN SHEILD,
16114_drw.pdf | contains Cummins | confidential LLC and is | trade secret information, is the given to the receiver in confidence. CUMMINS NPOWER LLC | CUSTOM DESIGN
16114_drw.pdf | by confidence | and and agrees that, | of the document accepts the except as authorized in writing by 1600 BUERKLE ROAD WHITE BEAR LAKE, MN | LAWRENCE DRIVE WISCONSIN
16114_drw.pdf | to information | either the and (4) | document or the confidential or trade upon completion of the need to retain aNlPlowceorpiLeLsC thereof, WWW.CUMMINSNPOWER.COM
16114_drw.pdf | OTHERWISE | SPECIFIED | ALL DIMENSION TOLERANCESOAVREATE FIT
16114_drw.pdf |  | 1IM$PERIAL | UNITS METRIC UNITS DWG UNITS: DRAWN BY: HGP DATE: | 19NOV2009
16114_drw.pdf |  | 1.-2XXX5= # F..OXXRXXMX | IN/LB/S PRO-ENGINEERREF 0.005 .XX= # 0.2 F..OXXRXM==TOL##ERA00N..C84ES DRAWING | DRWG: 12574 NO:
16114_drw.pdf |  |  | F..AXXBXT==OLE##RAN10C..E58S EST WEIGHT: 0.179 1 OF 1 16114
16115_drw.pdf | 1 | 1 | SCREEN, BONNET, - | 15978
16115_drw.pdf | 2 | 4 | NUT, M12 | M12-NUT
16118_drw.pdf | 1 | 1 | FRAME, POWER SKID | 15504
16118_drw.pdf | 2 | 1 | VALVE,BL -12 LK HDL, BRASS,NPTFxNPTF | 16145-12
16118_drw.pdf | 3 | 1 | KIT, FUEL AND OIL HOSE, ENGINE SIDE | 16466
16118_drw.pdf | 4 | 1 | MOUNT, ASSEMBLY, BRUSHLESS 450 AMP ALTERNATOR | 16619
16118_drw.pdf | 5 | 2 | MOUNT, REAR ENGINE, QSK 60, FINISHED PART | 16676
16118_drw.pdf | 6 | 4 | CLAMP, CABLE | 16802
16118_drw.pdf | 7 | 1 | FILTER,FUEL,RACOR | 16946
16118_drw.pdf | 8 | 1 | ASSY,ALTERNATOR GUARD | 17124
16118_drw.pdf | 9 | 1 | TUBE,WATER HEATER, CUMMINS POWER GENERATION | 130-5607-02
16118_drw.pdf | 10
16118_drw.pdf | 11
16118_drw.pdf | 12
16118_drw.pdf | 13
16118_drw.pdf | 14
16118_drw.pdf | 15
16118_drw.pdf | 16
16118_drw.pdf | 17
16118_drw.pdf | 18
16118_drw.pdf | 19
16118_drw.pdf | 20
16118_drw.pdf | 21
16118_drw.pdf | 22
16118_drw.pdf | 23
16118_drw.pdf | 24
16118_drw.pdf | 25
16118_drw.pdf | 26 | 4 | CLAMP, WORM, 2.31 - 3.25 | 14990-44
16118_drw.pdf | 27 | 1 | CPLG,TORSIONAL, ENG TO GENERATOR | 15432
16118_drw.pdf | 28 | 1 | VALVE,CHECK,2.50 FNPTxFNPT | 16084
16118_drw.pdf | 29 | 1 | TUBE,LTA BYPASS,REWORK | 16111
16118_drw.pdf | 30 | 1 | TUBE,LTA BYPASS,REWORK | 16112
16118_drw.pdf | 31
16118_drw.pdf | 32 | 1 | VALVE,BL -8 LK HDL, BRASS,NPTFxNPTF | 16145-8
16118_drw.pdf | 33 | 1 | MANIFOLD, FUEL SYSTEM | 16721
16118_drw.pdf | 34 | 1 | MANIFOLD, FUEL SYSTEM | 16723
16118_drw.pdf | 35 | 1 | VALVE,CHECK,1.50 FNPTxFNPT | 16931
16118_drw.pdf | 36
16118_drw.pdf | 37
16118_drw.pdf | 38 | 1 | BELT, 450A, BRUSHLESS ALTERNATOR | 17229
16118_drw.pdf | 39
16118_drw.pdf | 40
16118_drw.pdf | 41
16118_drw.pdf | 42 | 1 | SEAL, RECTANGULAR RING | 3177556
16118_drw.pdf | 43
16118_drw.pdf | 44
16118_drw.pdf | 45
16118_drw.pdf | 46 | 1 | OIL HEATER | 4009350-OLD
16118_drw.pdf | 47 | 1 | OIL HEATER | 4009352
16118_drw.pdf | 48
16118_drw.pdf | 49 | 2 | HOSE,DAYCO GOLD LABEL, 2.50" ID X 6" LG | 77250GL-6IN
16118_drw.pdf | 50 | 1 | NIPPLE, CLOSE, 1/2" NPT | LTL-CNP12
16118_drw.pdf | 51 | 2 | STREET ELBOW,BLK,1/2" NPT | LTL-SE1290
16126_drw.pdf | ITEM
16126_drw.pdf | confidential NPower LLC and and | and trade is given to of the | secret information, is the the receiver in confidence. document accepts the CUMMINS NPOWER LLC CORPORATE OFFICE AND | DESIGN UPFIT CENTER
16126_drw.pdf | and agrees ittrawdiellse(c1r)etnoitnfuosrematthieondotchuemreenitn,or(2a)nynoctopcyoptyhetrheeofdoocrumtehnet, | that, except ittrawdiellse(c1r)etnoitnfuosrematthieondotchuemreenitn,or(2a)nynoctopcyoptyhetrheeofdoocrumtehnet, | authorized in writing by 1600 BUERKLE ROAD WHITE BEAR LAKE, MN | LAWRENCE DRIVE DEPERE, WISCONSIN
16126_drw.pdf | therein, and dmoactuemreinatl,coorpiuepdonthdeermeafnrdo,m.retCuOrPnYRtIhGeHTdocCuummemnitn,s | (4) upon dmoactuemreinatl,coorpiuepdonthdeermeafnrdo,m.retCuOrPnYRtIhGeHTdocCuummemnitn,s | of the need to retain aNlPlowceorpiLeLsC thereof, andCLAMP,
16126_drw.pdf | SPECIFIED | ALL | DIMENSION TOLERANCES A-RE
16126_drw.pdf | # 1 |  | MUENTIRTISC DWG UNITS: DRAWN BY: MJD DATE: | 23-DEC-09
16126_drw.pdf |  | ..FXXOXXRXM | ==TO-L##ERA00N..C00E31S05 FO..RXXMX T==OLE##RAN00C..E84S DRAWING | NO:
16126_drw.pdf |  | ..FXXAXXBX | T==OLE##RAN00C..E00S6300 F..AXXBXT==OLE##RAN10C..E58S EST WEIGHT: 0.000 1 OF 1 16126
16130_drw.pdf |  |  | 6 PLACES
16130_drw.pdf |  |  | R0.75
16130_drw.pdf |  |  | TYP
16130_drw.pdf | contains Cummins | confidential LLC and is | trade secret information, is the given to the receiver in confidence. CUMMINS NPOWER LLC | CUSTOM DESIGN
16130_drw.pdf | by confidence | and and agrees that, | of the document accepts the except as authorized in writing by 1600 BUERKLE ROAD WHITE BEAR LAKE, MN | LAWRENCE DRIVE WISCONSIN
16130_drw.pdf | to information | either the and (4) | document or the confidential or trade upon completion of the need to retain WWW.CUMMINSNPOWER.COM aNlPlowceorpiLeLsC thereof,
16130_drw.pdf | OTHERWISE | SPECIFIED | ALL DIMENSION TOLERANCESIASREB G+ IN M2
16130_drw.pdf |  | 1IM$PERIAL | UNITS METRIC UNITS DWG UNITS: DRAWN BY: MJD DATE: | 30-NOV-09
16130_drw.pdf |  | 1.-2XXX5= # F..OXXRXXMX | IN/LB/S PRO-ENGINEERREF 0.005 .XX= # 0.2 F..OXXRXM==TOL##ERA00N..C84ES DRAWING | DRWG:- NO:
16130_drw.pdf |  |  | F..AXXBXT==OLE##RAN10C..E58S EST WEIGHT: 0.000 1 OF 1 16130
16131_drw.pdf | ITEM
16131_drw.pdf | 1 | 1 | ENGINE, QSK23, 1760 RPM, 1220 HP, G-DRIVE, HEAT | EXCHANGE1R28C8O8OLED
16131_drw.pdf | 2
16131_drw.pdf | 3 | 1 | SWITCH, WATER TEMP, 200F SETTING, #3408632 | 8860
16131_drw.pdf | 4 | 1 | SWITCH, OIL PRESSURE, 16 PSI, #3408607 | 8861
16131_drw.pdf |  |  | #02504-00 | 8863
16131_drw.pdf | 11
16131_drw.pdf | 12
16131_drw.pdf | 13 | 1 | SWITCH, LOW COOLANT TEMP, 110° F SET POINT | 18105
16131_drw.pdf | 14 | 1 | SENSOR, MAG PICK UP | 3034572
16131_drw.pdf | 15
16131_drw.pdf |  | SEE | DETAIL
16131_drw.pdf |  |  | 8
16131_drw.pdf |  |  |  | 6
16131_drw.pdf |  |  | DETAIL
16131_drw.pdf |  |  | SCALE 0.250
16131_drw.pdf | confidential Fire Power and | and trade and is given retaining of | secret information, is the to the receiver in confidence. document accepts the CUMMINS FIRE POWER LLC CORPORATE OFFICE AND | DESIGN UPFIT CENTER
16131_drw.pdf | and agrees ittrawdiellse(c1r)etnoitnfuosrematthieondotchuemreenitn,or(2a)nynoctopcyoptyhetrheeofdoocrumtehnet, | that, except ittrawdiellse(c1r)etnoitnfuosrematthieondotchuemreenitn,or(2a)nynoctopcyoptyhetrheeofdoocrumtehnet, | as authorized in writing by 1600 BUERKLE ROAD WHITE BEAR LAKE, MN trade | LAWRENCE DRIVE DEPERE, WISCONSIN
16131_drw.pdf | therein, and dmoactuemreinatl,coorpiuepdonthdeermeafnrdo,m.retCuOrPnYRtIhGeHTdoCcuummmeinnts,Failrle | (4) upon dmoactuemreinatl,coorpiuepdonthdeermeafnrdo,m.retCuOrPnYRtIhGeHTdoCcuummmeinnts,Failrle | of the need to retain cPoopwieersLtLhCereof, anAd DIGITAL PANEL | EXPANSION
16131_drw.pdf |  | ALL | DIMENSION TOLERANCESCAFREP23E
16131_drw.pdf | # | 1IM$PERIAL | METRIC UNITS DWG UNITS: DRAWN BY:S DUBICK DATE: | 25-MAR-11
16131_drw.pdf |  | # 0.005 T==OLE##RAN00C..E00S3105 | .XX= # 0.2 F..OXXRXM==TOL##ERA00N..C84ES DRAWING | NO:
16131_drw.pdf |  | F..AXXBXXXTO==LER##ANC00E..S006300 | F..AXXBXT==OLE##RAN10C..E58S EST WEIGHT: 2.318 1 OF 1 16131
16132_drw.pdf | 1
16132_drw.pdf | 2 | 1 | TUBE,1.13 O.D. x 14 GA., _ | 16133
16132_drw.pdf | FINISH: |  | PAINT AND PRIMER SPECIFICATION 16119 | 1 ONLY)
16132_drw.pdf | contains Cummins | confidential LLC and is | trade secret information, is the given to the receiver in confidence. CUMMINS NPOWER LLC | CUSTOM DESIGN
16132_drw.pdf | by confidence | and and agrees that, | of the document accepts the except as authorized in writing by 1600 BUERKLE ROAD WHITE BEAR LAKE, MN | LAWRENCE DRIVE WISCONSIN
16132_drw.pdf | to information or upon | either the and (4) demand, return | document or the confidential or trade upon completion of the need to retain the document, all copies thereof, WWW.CUMMINSNPOWER.COM
16132_drw.pdf | OTHERWISE | SPECIFIED | ALL DIMENSION TOLERANCES-ARE
16132_drw.pdf |  | 1IM$PERIAL | UNITS METRIC UNITS DWG UNITS: DRAWN BY: GVD DATE: | 30NOV2009
16132_drw.pdf |  | 1.-2XXX5= # F..OXXRXXMX | IN/LB/S PRO-ENGINEERREF 0.005 .XX= # 0.2 F..OXXRXM==TOL##ERA00N..C84ES DRAWING | DRWG:- NO:
16132_drw.pdf |  |  | F..AXXBXT==OLE##RAN10C..E58S EST WEIGHT: 1.225 1 OF 1 16132
16134_drw.pdf | 1
16134_drw.pdf | 2 | 1 | TUBE,0.88 O.D. x 14 GA., - | 16135
16134_drw.pdf | FINISH: |  | PAINT AND PRIMER SPECIFICATION 16119 | 1 ONLY)
16134_drw.pdf | contains Cummins | confidential LLC and is | trade secret information, is the given to the receiver in confidence. CUMMINS NPOWER LLC | CUSTOM DESIGN
16134_drw.pdf | by confidence | and and agrees that, | of the document accepts the except as authorized in writing by 1600 BUERKLE ROAD WHITE BEAR LAKE, MN | LAWRENCE DRIVE WISCONSIN
16134_drw.pdf | to information or upon | either the and (4) demand, return | document or the confidential or trade upon completion of the need to retain the document, all copies thereof, WWW.CUMMINSNPOWER.COM
16134_drw.pdf | OTHERWISE | SPECIFIED | ALL DIMENSION TOLERANCES-ARE
16134_drw.pdf |  | 1IM$PERIAL | UNITS METRIC UNITS DWG UNITS: DRAWN BY: GVD DATE: | 30NOV2009
16134_drw.pdf |  | 1.-2XXX5= # F..OXXRXXMX | IN/LB/S PRO-ENGINEERREF 0.005 .XX= # 0.2 F..OXXRXM==TOL##ERA00N..C84ES DRAWING | DRWG:- NO:
16134_drw.pdf |  |  | F..AXXBXT==OLE##RAN10C..E58S EST WEIGHT: 0.844 1 OF 1 16134
16143_drw.pdf | 1 | 2 | CHANNEL, C12 X 20/7# | 16143_01
16143_drw.pdf | 2 | 2 | CHANNEL, C12 X 20.7# | 16143_02
16143_drw.pdf | 3 | 4 | ANGLE, 3 X 3 X 0.31 | 16143_06
16143_drw.pdf | 4 | 1 | CHANNEL, C10 X 15.3# | 16143_08
16143_drw.pdf | 5 | 2 | BAR, FLAT .50 X 3.0, ASTM A-36 | 16143_09
16143_drw.pdf | 6 | 2 | CHANNEL, C10 X 15.3# | 16143_10
16143_drw.pdf | 7 | 4 | PLATE, 0.375 THICK, ASTM A-36 | 16143_12
16143_drw.pdf | 8 | 4 | PLATE, 0.375 THICK, ASTM A-36 | 16143_13
16143_drw.pdf | 9 | 1 | CHANNEL, C10 X 15.3# | 16143_14
16143_drw.pdf | 10 | 2 | ANGLE, HRS, 8.0 X 8.0 X 0.50 | 16143_15
16143_drw.pdf | 11 | 2 | PLATE .50 THICK, ASTM A-36 | 16143_16
16143_drw.pdf | 12 | 1 | CHANNEL, C8 X 11.5# | 16143_17
16143_drw.pdf | 13 | 4 | PLATE, LIFTING, FITS 12" CHANNEL | 16165
16143_drw.pdf |  | SEE | SHEET #2 FOR ITEM IDENTIFICATION
16143_drw.pdf |  |  | 11.63
16150_drw.pdf | ITEM
16150_drw.pdf | 1 | 1 | WELDMENT, OPERATOR STATION MTG, LH, CFP23E & CFP30E | 15077
16150_drw.pdf | 2 | 2 | ISOLATOR, PLATE MOUNT, 3 LB (YELLOW MARK) | 15400
16150_drw.pdf | 3 | 2 | ISOLATOR, PLATE MOUNT, 6 LB (RED MARK) | 15412
16150_drw.pdf | 4 | 12 | RIVET, ALUMINUM, STEEL SHANK, 0.156 DIA, 0.25-0.38 | GRIP 15414
16150_drw.pdf |  |  | WASHER, 0.281 X 1.25 | 15421
16150_drw.pdf |  |  | 0.25-20 X 1.00, PH OR BH | 15422
16150_drw.pdf |  |  |  | 15526
16150_drw.pdf |  |  | 3
16150_drw.pdf | 2
16150_drw.pdf | confidential Power LLC and | and trade and is given of the | information, is the to the receiver in confidence. document accepts the CUMMINS FIRE POWER LLC CORPORATE OFFICE AND | DESIGN UPFIT CENTER
16150_drw.pdf | and agrees ittrawdiellse(c1r)etnoitnfuosrematthieondotchuemreenitn,or(2a)nynoctopcyoptyhetrheeofdoocrumtehnet, | that, except ittrawdiellse(c1r)etnoitnfuosrematthieondotchuemreenitn,or(2a)nynoctopcyoptyhetrheeofdoocrumtehnet, | authorized in writing by 1600 BUERKLE ROAD WHITE BEAR LAKE, MN | LAWRENCE DRIVE DEPERE, WISCONSIN
16150_drw.pdf | therein, and dmoactuemreinatl,coorpiuepdonthdeermeafnrdo,m.retCuOrPnYRtIhGeHTdoCcuummmeinnts,Failrle | upon dmoactuemreinatl,coorpiuepdonthdeermeafnrdo,m.retCuOrPnYRtIhGeHTdoCcuummmeinnts,Failrle | of the need to retain cPoopwieersLtLhCereof, and PANEL
16150_drw.pdf | SPECIFIED | ALL | DIMENSION TOLERANCES ACREFP23E & CFP30E
16150_drw.pdf | # 1 |  | MUENTIRTISC DWG UNITS: DRAWN BY: DAN DATE: | 01-DEC-09
16150_drw.pdf |  |  | FO..RXXMX T==OL##ERAN00C..E84S DRAWING | NO:
16150_drw.pdf |  | ..FXXAXXBX | T==OLE##RAN00C..E00S6300 F..AXXBXT==OLE##RAN10C..E58S EST WEIGHT: 57.237 1 OF 1 16150
16151_drw.pdf | 1 | 1 | BATTERY ISOLATOR, FIRE PUMP | 8838
16151_drw.pdf | 2 | 1 | FACTORY SETTINGS TAG, FIREPUMP | 9526-02
16151_drw.pdf | 3 | 1 | FIELD SETTINGS TAG, FIREPUMP | 9526-03
16151_drw.pdf | 4 | 1 | DATA TAG, FIREPUMP | 9534
16151_drw.pdf | 5 | 1 | BRACKET, MOUNTING, OPERATORS STATION, CFP30E FIRE | 13543
16151_drw.pdf |  |  | 4
16151_drw.pdf |  |  | 2
16151_drw.pdf |  |  | 3
16151_drw.pdf | contains Cummins Fire | confidential and Power LLC and | trade secret information, is the is given to the receiver in confidence. CUMMINS FIRE POWER LLC | CUSTOM DESIGN
16151_drw.pdf | by confidence | and and agrees that, | of the document accepts the except as authorized in writing by 1600 BUERKLE ROAD WHITE BEAR LAKE, MN | LAWRENCE DRIVE WISCONSIN
16151_drw.pdf | to information | either the and (4) | document or the confidential or trade upon completion of the need to retain WWW.CUMMINSFIREPOWER.COM cPoopwieersLtLhCereof,
16151_drw.pdf | OTHERWISE | SPECIFIED | ALL DIMENSION TOLERANCES ARE
16151_drw.pdf |  | 1IM$PERIAL | UNITS METRIC UNITS DWG UNITS: DRAWN BY: DAN DATE: | 01-DEC-09
16151_drw.pdf |  | 12.XXX5= # F..OXXRXXMX | IN/LB/S PRO-ENGINEERREF 0.005 .XX= # 0.2 F..OXXRXM==TOL##ERA00N..C84ES DRAWING | DRWG: NO:
16151_drw.pdf |  |  | F..AXXBXT==OLE##RAN10C..E58S EST WEIGHT: 55.639 1 OF 1 16151
16174_drw.pdf | 1 | 2 | CHANNEL, STR, MC6 X 16.3# | 16174-01
16174_drw.pdf | 2 | 2 | CHANNEL, STR, 4" X 7.25# | 16174-02
16174_drw.pdf | 3 | 2 | PLATE, 0.25" THICK | 16174-03
16174_drw.pdf |  |  | 1
16174_drw.pdf |  |  | 3
16174_drw.pdf |  | 10.00 | 6.00
16174_drw.pdf | 7.00 |  | 5.00 0.50 1.15
16174_drw.pdf |  |  | 0.50 3.50
16175_drw.pdf | 1 | 2 | SUPPORT, ENGINE, REAR, FIREPUMP, L10/QSM11 | 8781
16175_drw.pdf | 2 | 1 | ASSEMBLY, COOLANT HEATER, CFP11E, 2250W 120V 60HZ | 8950
16175_drw.pdf | 3 | 1 | ASSEMBLY, OPERATORS STATION, CFP11E, FIREPUMP | 9510
16175_drw.pdf | 4 | 1
16175_drw.pdf | 8 | 1 | ASSEMBLY, SECONDARY ECM, CFP11E, FIREPUMP | 11057
16175_drw.pdf | 9 | 1 | KIT, FUEL LINE, CFP11E, RADIATOR COOLED | 14709
16175_drw.pdf | 10 | 1 | ASSEMBLY, ENGINE, CFP11E W/ FAN DRIVE | 14710
16175_drw.pdf | 11 | 1 | COVER, AIR CLEANER, FITS 5" O.D. TUBING | 14799
16175_drw.pdf | 12 | 1 | ASSEMBLY, COOLING PACKAGE, CFP11E, RADIATOR COOLED QSM11-G2 | 16176
16175_drw.pdf | 13 | 1 | BRACKET, MOUNTING, TURBO, FRONT, QSM11, RADIATOR COOLED FIREPUMP | 9517-01
16175_drw.pdf | 14 | 1 | CLAMP, T-BOLT, 5.00-5.31 | 13164-0525
16175_drw.pdf | 15 | 1 | FUEL LINE, 12" EXTENSION, #8 FEM JIC X #8 221FR X 3/8" NPT | 14400-007
16175_drw.pdf | 16 | 1 | FUEL LINE, 12" EXTENSION, #10 FEM JIC X #10 221FR X 1/2" NPT | 14400-010
16176_drw.pdf | ITEM
16176_drw.pdf | 1 | 1 | RADIATOR, JW, CAC, FUEL COOLER W/ FAN GUARD, CFP11E | 16166
16176_drw.pdf | 2 | 1 | MOUNT, RADIATOR, CFP11E | 16174
16176_drw.pdf | 3 | 1 | TUBE, JW UPPER, 2.25" DIA | 16177
16176_drw.pdf | 4 | 1 | TUBE, JW LOWER, 2.50" DIA | 16178
16176_drw.pdf | 5 | 1 | TUBE, CAC UPPER, CFP11E | 16179
16176_drw.pdf | 6 | 1 | TUBE, CAC LOWER, CFP11E | 16180
16176_drw.pdf | 7 | 1 | HOSE, VENT LINE, 1/4" x 26" LONG | R-801-4
16176_drw.pdf | 8
16176_drw.pdf | 9
16176_drw.pdf | 10
16176_drw.pdf | 11 | 8 | CLAMP, SPRING LOADED T-BOLT, 4.28-4.58 | 12975-0450
16176_drw.pdf | 12 | 2 | HOSE,COOLANT, DAYCO G.L., STRGHT-77225GL, 2-1/4" I.D. | x 51.40103"3_002
16176_drw.pdf | 13 | 2 | HOSE,COOLANT,DAYCO G.L., STRGHT-77250GL, 2-1/2" I.D. x | 5.10401"35_002
16176_drw.pdf | 14 | 2 | SPACER, FLAT BAR | 14725
16176_drw.pdf | 15 | 2 | BRACKET, RADIATOR BRACE | 14726
16176_drw.pdf | 16 | 2 | BRACE, RADIATOR, CFP11E | 14727
16176_drw.pdf | 17 | 1 | BRACKET, CAC TUBE | 14730
16176_drw.pdf | 18 | 1 | BRACKET, CAC TUBE | 14738
16176_drw.pdf | 19
16176_drw.pdf | 20 | 2 | CLAMP, WORM, .39-.87 | 14990-06
16176_drw.pdf | 21 | 2 | CLAMP, WORM, .69-1.25 | 14990-12
16176_drw.pdf | 22 | 4 | CLAMP, WORM, 1.81 - 2.75 | 14990-36
16176_drw.pdf | 23 | 4 | CLAMP, WORM, 2.06 - 3.00 | 14990-40
16176_drw.pdf | 24 | 1 | FAN, 34" DIA. 12 BLADE, PUSHER STYLE | 15012
16176_drw.pdf | 25 | 1 | FAN SPACER, CAST IRON | 3007652
16176_drw.pdf | 26 | 4 | HOSE, HUMP, 4" I.D. X 7.5"L, CAC | 3071049
16176_drw.pdf | 27 | 3 | CLAMP, U-BOLT, GUILLOTINE, 4.00", PLATED | 89548K
16176_drw.pdf | 28
16182_drw.pdf |  |  | 6" 125# ANSI FLANGE
16182_drw.pdf |  | CLEANER, | FIRE PUMP, QSM11
16182_drw.pdf |  |  | CFP11E
16182_drw.pdf |  |  | COOLED
16182_drw.pdf |  |  | STATION, CFP11E, NEMA 4X 316 SS
16182_drw.pdf |  | STD | BORE, 1710 DRIVE SHAFT
16184_drw.pdf | 1 | 1 | FLANGE, EXHAUST DUCT | 15845
16184_drw.pdf | 2 | 1 | TUBE, INTAKE DUCT | 16125
16184_drw.pdf | 3 | 1 | SIDE, INTAKE DUCT | 16185
16184_drw.pdf | 4 | 1 | SIDE, INTAKE DUCT | 16186
16184_drw.pdf | 5 | 1 | FLOOR, INTAKE DUCT | 16187
16184_drw.pdf | 6 | 1 | TOP, INTAKE DUCT | 16188
16184_drw.pdf | 7 | 1 | SIDE, INTAKE DUCT | 16189
16184_drw.pdf | 8 | 1 | FLOOR,INTAKE DUCT, - | 17911
16190_drw.pdf | ITEM
16190_drw.pdf | 1 | 1 | WELDMENT, OPERATOR STATION MTG, LH, CFP23E & CFP30E | 15077
16190_drw.pdf | 2 | 1 | ASSEMBLY, DIGITAL CONTROL PANEL, 316 SS, ELECTRONIC CFP | ENGIN2E1S207
16190_drw.pdf | 3 | 2 | ISOLATOR, PLATE MOUNT, 3 LB (YELLOW MARK) | 15400
16190_drw.pdf | 4 | 2 | ISOLATOR, PLATE MOUNT, 6 LB (RED MARK) | 15412
16190_drw.pdf | 5 | 12 | RIVET, ALUMINUM, STEEL SHANK, 0.156 DIA, 0.25-0.38 GRIP | 15414
16190_drw.pdf | 6 | 2 | FENDER WASHER, 0.281 X 1.25 | 15421
16190_drw.pdf | 7 | 4 | SCREW, SELF LOCKING, 0.25-20 X 1.00, PH OR BH | 15422
16190_drw.pdf | 8 | 1 | BRACE, CONTROL PANEL, CFP8.3 | 15526
16190_drw.pdf |  |  | 1
16190_drw.pdf | contains Cummins Fire by receiving confidence | Power LLC and and retaining agrees that, | is given to the receiver in confidence. of the document accepts the except as authorized in writing by CUMMINS FIRE POWER LLC CORPORATE OFFICE 1600 BUERKLE ROAD | DESIGN UPFIT CENTER LAWRENCE DRIVE
16190_drw.pdf | disclose to others | either the and (4) | document or the confidential or trade completion of the need to retain WHITE BEAR LAKE, MN WWW.CUMMINSFIREPOWER.COM | DEPERE, WISCONSIN
16190_drw.pdf | dmoactuemreinatl,coorpiuepdonthdeermeafnrdo,m.retCuOrPnYRtIhGeHTdoCcuummmeinnts,Failrle | dmoactuemreinatl,coorpiuepdonthdeermeafnrdo,m.retCuOrPnYRtIhGeHTdoCcuummmeinnts,Failrle | cPoopwieersLtLhCereof, andASSEMBLY, CONTROL PANEL, LH MTG,
16190_drw.pdf | OTHERWISE | SPECIFIED 1 | ALL DIMENSION TOLERANCES IMUPNEIRTISAL MUENTIRTISC DRAWN BY:S DUBICK | 29-MAR-11
16190_drw.pdf | ANGLE |  | MA..CXXHXXIXNE== TO##LER00A..N00C10E05SMAC..HXXIXNE==TO##LER00A..N42CES IN/LB/S PRO-ENGINEERINIT | ECO:
16190_drw.pdf |  |  | ..FXXOXXRXM==TOL##ERA00N..C00E31S05 FO..RXXMX T==OL##ERAN00C..E84S SCALE: 0.250 SHEET DRAWING | NO:
16191_drw.pdf |  |  |  | COOLED12888
16191_drw.pdf | 1 | 1 | ENGINE, QSK23, 1760 RPM, 1220 HP, G-DRIVE, HEAT EXCHANGER | COOLED12888
16191_drw.pdf | 2 | 1 | SUPPORTS, ENGINE, CFP23E | 13118
16191_drw.pdf | 4 | 1 | ASSEMBLY, GUARDING, CFP23E HX COOLED, GDRIVE | 13130
16191_drw.pdf | 5 | 1 | KIT, FUEL SYSTEM, CFP23E | 13179
16191_drw.pdf | 6
16191_drw.pdf | 9 | 1 | ASSEMBLY, SECONDARY ECM, CFP23E | 14037
16191_drw.pdf | 10 | 1 | EXHAUST FLEX, SST, 1/2" NPT COUPLING, CFP23E | 14038
16191_drw.pdf | 11 | 1 | ASSEMBLY, OPERATOR STATION, LH CONTROLS, STAINLESS PANEL, | CFP23E14043
16191_drw.pdf | 14 | 1 | BRACKET, MOUNTING, TUBE SUPPORT, FIREPUMP | 8657
16191_drw.pdf | 15
16191_drw.pdf | 16
16191_drw.pdf | 18 | 1 | INTAKE SHUT DOWN, 5.50" DIA CONNECTION | 17078
16191_drw.pdf | 19 | 1 | ANGLE, 4" x 4" x 0.25", CFP23E, VS2 SWITCH MOUNT | 18535
16191_drw.pdf | 20 | 1 | SWITCH, SHOCK & VIBRATION, MURPHY VS2 | 18536
16192_drw.pdf | 1 | 1 | FLANGE, OUTLET DUCT | 16193
16192_drw.pdf | 2 | 1 | SIDE, OUTLET DUCT | 16194
16192_drw.pdf | 3 | 1 | SIDE, OUTLET DUCT | 16195
16192_drw.pdf | 4 | 1 | TUBE, OUTLET DUCT | 16196
16192_drw.pdf | 5 | 1 | PLATE, OUTLET DUCT | 16197
16192_drw.pdf | 6 | 1 | PLATE, OUTLET DUCT | 16203
16198_drw.pdf | 1 | 1 | ASSEMBLY, SWITCH GANG, FIREPUMP | 11084
16198_drw.pdf | 2 | 1 | ENCLOSURE, 4X, 304 SS | CSD161210WSS
16198_drw.pdf | 3 | 1 | SWING PLATE | CSP1612
16198_drw.pdf | 4 | 2 | RECEPTACLE, QUICK DISCONNECT, 1-11/16-18 UNEF, FIREPUMP | 8895
16198_drw.pdf | 5 | 2 | NUT, JAM, 1-11/16-18 UNEF, FIREPUMP | 8897
16198_drw.pdf | 6 | 1 | GUAGE, OIL PRESSURE, 0-80 PSI, 12VDC, WAS CNP P/N | 11194
16198_drw.pdf | 7 | 1 | GUAGE, WATER TEMPERATURE, 12VDC, WAS CNP P/N 42G-902 | 11197
16198_drw.pdf | 8 | 2 | GUAGE, VOLTMETER 8-18VDC, WAS CNP P/N 42G-903 | 11200
16198_drw.pdf | 9 | 1 | GUAGE, TACHOMETER/HOUR METER, WAS CNP P/N PT4-130 | 11202
16198_drw.pdf | 10 | 2 | CIRCUIT BREAKER, INSTRUMENT PANEL, FIREPUMP | 11203
16198_drw.pdf | 11 | 1 | GUAGE, OIL TEMPERATURE, 12VDC, FIREPUMP | 12721
16198_drw.pdf | 12 | 1 | DECAL, INSTRUMENT PANEL, FIREPUMP | 16369
16198_drw.pdf | 13 | 1 | BACK PLATE | CP1612
16198_drw.pdf |  |  | 16.00
16199_drw.pdf | ITEM
16199_drw.pdf | 1 | 1 | CONTROL PANEL, FIREPUMP, 4X 304SS | 16198
16199_drw.pdf | 4 | 1 | BATTERY ISOLATOR, FIRE PUMP | 8838
16199_drw.pdf | 5 | 1 | BRACKET, STIFFENER, OPERATOR STATION, QSM11 | 9512
16199_drw.pdf | 6 | 1 | FACTORY SETTINGS TAG, FIREPUMP | 9526-02
16199_drw.pdf | 7 | 1 | FIELD SETTINGS TAG, FIREPUMP | 9526-03
16199_drw.pdf | 8 | 1 | DATA TAG, FIREPUMP | 9534
16199_drw.pdf |  |  |  | 16200
16199_drw.pdf | 11 | 6 | ISOLATOR, PLATE MOUNT, 5/16-18 x 1LG x 1 DIA, NEOPRENE | 16201
16199_drw.pdf | 12 | 1 | GROMMETT, 1.50 DIA HOLE | 19447
16199_drw.pdf |  |  | 34.50
16199_drw.pdf |  |  | 8
16199_drw.pdf |  |  | 7
16199_drw.pdf |  | 1
16199_drw.pdf |  |  | 9
16205_drw.pdf | 1 | 1 | ENGINE,QSB3.3T,NON-CAC, PELICAN,TRANSVERSE MNT | 15750
16205_drw.pdf | 2 | 2 | MNT,RR ENG, B3.3T | 16214
16205_drw.pdf | 3 | 1 | U-BOLT,3.0"I.D , McMASTER CARR 3043T42 | 16220
16205_drw.pdf | 4 | 1 | BRKT, AIR FLTR MNT, B3.3T | 16221
16205_drw.pdf | 5 | 1 | RADIATOR,OIL,CLR, B3.3T | 16366
16205_drw.pdf | 6 | 1 | BRACKET, A/C COMP. MNT, B3.3T | 16592
16205_drw.pdf | 7 | 2 | MNT, ENG. FRONT, B3.3T | 16681
16205_drw.pdf | 8 | 1 | BRKT,CONDENSOR MNT,LH, B3.3T | 16903
16205_drw.pdf | 9 | 1 | BRKT,CONDENSOR MNT,RH, B3.3T | 16904
16205_drw.pdf | 10
16205_drw.pdf | 11 | 1 |  | ELGIN_AIR_FILTER
16205_drw.pdf | 12 | 1 | LOCATION, FUEL FILTER | FF90043
16205_drw.pdf | 13 | 1 | FLYWHEEL HOUSING | FH9627
16205_drw.pdf | 14 | 1 |  | PELICAN_ASSY_04FEB2010
16205_drw.pdf | 15 | 1 |  | PELICAN_HYDRAULIC_NON_CAC
16205_drw.pdf | 16
16205_drw.pdf | 17 | 1 | FAN PILOT SPACER 65MM | SP9131
16205_drw.pdf | 18
16205_drw.pdf | 19
16205_drw.pdf | 20 | 1 | FLEX,EXAUST, 3" OD X 3" OD X 11.50" LONG | 7833-18
16205_drw.pdf | 21
16205_drw.pdf | 22
16205_drw.pdf | 23
16205_drw.pdf | 24 | 1 | HOSE, RADIATOR FLEX, 1.25 I.D, - | 16221
16205_drw.pdf | 25 | 1 | HOSE, EZ-FORM, 1-3/4" ID, - | 16656
16205_drw.pdf | 26 | 1 | CLAMP, T-BOLT, 2.78-3.09 | 13164-0300
16205_drw.pdf | 27 | 1 | CLAMP, T-BOLT, 3.28-3.59 | 13164-0350
16205_drw.pdf | 28 | 1 | CLAMP, T-BOLT, 3.53-3.84 | 13164-0375
16205_drw.pdf | 29 | 2 | CLAMP, T-BOLT, 3.78-4.09 | 13164-0400
16205_drw.pdf | 30 | 1 | CLAMP, T-BOLT, 4.28-4.59 | 13164-0450
16205_drw.pdf | 31 | 1 | BRACKET, TOGGLE SWITCH MOUNT, ELGIN 4WM | 14170
16205_drw.pdf | 32 | 2 | FITTING, DIESEL FUEL PUSH-IN, VS68DF-8-6 | 14171
16205_drw.pdf | 33 | 1 | SENSOR, ALARMSTAT, 220F, - | 14415
16205_drw.pdf | 34 | 1 | BRACKET,EXH. ELBOW, B3.3T | 16211
16205_drw.pdf | 35 | 1 | BRKT,EXH. SUPPORT, _ | 16212
16205_drw.pdf | 36 | 1 | BRKT,LWR EXH SUPT, _ | 16213
16205_drw.pdf | 37 | 2 | ISOLATOR, (2) PCS 100#, _ | 16218
16205_drw.pdf | 38 | 2 | U-BOLT,3.0" I.D., McMASTER CARR | 16220
16205_drw.pdf | 39 | 1 | TANK,SURGE, B/QSB 3.3L | 16368
16205_drw.pdf | 40 | 1 | COND, A/C SERP | 16680
16205_drw.pdf | 41 | 1 | COMP, FREON FLX7, - | 16695
16205_drw.pdf | 42 | 1 | BELT, AX39, _ | 16696
16205_drw.pdf | 43 | 1 | BRKT, MUFFLER MNT, B3.3T | 16736
16205_drw.pdf | 44 | 1 | FAN,SUCT 20" 440142, - | 16840
16205_drw.pdf | 45 | 2 | BRKT,RADIATOR SUPPORT, B3.3T | 16870
16205_drw.pdf | 46 | 2 | BRKT,RADIATOR SUPPORT, B3.3T | 16871
16205_drw.pdf | 47 | 1 | BAFFLE, - | 16994
16205_drw.pdf | 48 | 1 | BAFFLE, - | 16995
16205_drw.pdf | 49 | 1 | PLATE,BAFFLE, - | 16996
16205_drw.pdf | 50 | 3 | PLATE,BAFFLE, - | 16997
16205_drw.pdf | 51 | 1 | PLATE,BAFFLE, - | 16998
16206_drw.pdf | 1 | 8 | NUT, WELD HEX HEAD, 5/16"-18, - | 13253
16206_drw.pdf | 2 | 1 | BRACKET,RAD.,CENTER, PELICAN TRANSVERSE MNT | 16207
16206_drw.pdf | 3 | 1 | BRACKET,RAD CENTER SUPT, PELICAN TRANSVERSE MNT | 16208
16206_drw.pdf | 4 | 1 | PLATE, RAD. SUPT, PELICAN TRANSVERSE MNT | 16343
16206_drw.pdf |  |  | 1 | 1
16206_drw.pdf |  |  | 2
16206_drw.pdf |  |  | 3
16206_drw.pdf |  |  | 11.38
16206_drw.pdf |  |  | .19
16206_drw.pdf |  |  | (3)
16206_drw.pdf |  |  | .19
16206_drw.pdf |  |  | (3)
16206_drw.pdf |  |  | 12.50
16214_drw.pdf | 1 | 2 | GUSSET, RR MNT, _ | 16215
16214_drw.pdf | 2 | 1 | ANGLE, RR MNT, FORMED | 16216
16214_drw.pdf | 3 | 2 | NUT, WELD, 5/8"-11,SQ HEX., _ | 16217
16214_drw.pdf |  |  | 3
16214_drw.pdf | TYP.
16214_drw.pdf |  |  |  | 1
16214_drw.pdf |  |  | 1
16214_drw.pdf |  |  | 2
16214__drw.pdf | 1 | 2 | GUSSET, RR MNT, _ | 16215_
16214__drw.pdf | 2 | 1 | ANGLE, RR MNT, FORMED | 16216_
16214__drw.pdf | 3 | 2 | NUT, WELD, 5/8"-11,SQ HEX., _ | 16217_
16214__drw.pdf |  |  |  | 3
16214__drw.pdf |  |  |  | 1
16214__drw.pdf | TYP.
16214__drw.pdf |  |  | 2
16221_drw.pdf | 1 | 1 | BRKT, AIR FLTR, B3.3T | 16222
16221_drw.pdf | 2 | 1 | BRKT,AIRFILTER, SUPT, B3.3T | 16687
16221_drw.pdf | 3 | 1 | GUSSET, AIR FILTER, B3.3T | 16688
16221_drw.pdf |  |  | 14.75
16226_drw.pdf | 1 | 2 | CHANNEL, C12 X 20.7# | 16226_01
16226_drw.pdf | 2 | 2 | CHANNEL, C12 X 20.7# | 16226_02
16226_drw.pdf | 3 | 2 | I-BEAM, W8 X 13# | 16226_03
16226_drw.pdf | 4 | 1 | PLATE, A36, 0.75" | 16226_04
16226_drw.pdf | 5 | 2 | PLATE, A36, 0.75" | 16226_05
16226_drw.pdf | 6 | 1 | PLATE, A36, 0.75" | 16226_06
16226_drw.pdf | 7 | 2 | ANGLE, HRS, 2" X 3" X 0.25" | 16226_07
16226_drw.pdf | 8 | 4 | PLATE, 0.25", ASTM A36 | 16226_08
16226_drw.pdf | 9 | 2 | PLATE, 0.25", ASTM A36 | 16226_09
16226_drw.pdf | 10 | 1 | ANGLE, HRS, 3" X 4" X 0.38" | 16226_10
16226_drw.pdf | 11 | 1 | FLAT BAR, HRS, 0.38" X 3" | 16226_11
16226_drw.pdf | 12 | 4 | FLAT BAR, HRS, 0.38" X 4" | 16226_12
16226_drw.pdf |  |  |  | TYP
16226_drw.pdf |  | CAP | ON I-BEAM HELD 2.94
16226_drw.pdf |  | TO | CHANNEL I.D. 45.0 $
16226_drw.pdf | (CLEARANCE
16226_drw.pdf |  |  | SCALE 0.250
16226_drw.pdf |  |  | 3.50
16226_drw.pdf | 3.13
16226_drw.pdf |  | $
16226_drw.pdf |  | DETAIL
16227_drw.pdf |  |  | CFP50
16227_drw.pdf |  | BACK | SHAFT GUARD, TELESCOPING,
16227_drw.pdf |  |  | CFP50
16227_drw.pdf |  | CFP50
16227_drw.pdf |  |  | SHELL & TUBE CFP50
16227_drw.pdf |  | ASSEMBLY,
16240_drw.pdf | 1 | 1 | ASSY,WELDMT, AIRFILTER BRKT, DARLEY POWER UNIT | 16338
16240_drw.pdf | 2 | 1 | BRACKET,AIRFILTER, OFFSET, DARLEY POWER UNIT | 16339
16240_drw.pdf | 3 | 1 | BRACKET,AIRFILTER, SUPT, DARLEY POWER UNIT | 16340
16240_drw.pdf | 3
16242_drw.pdf | ITEM
16242_drw.pdf | 1 | 1 | LID, BATTERY BOX 1 | 16253
16242_drw.pdf | 2 | 1 | LID, BATTERY BOX 2 | 16255
16242_drw.pdf | 3 | 1 | ASSY, BATTERY BOX | 16259
16242_drw.pdf | 4 | 1 | STRIPPING, ADHESIVE BACKED, NEOPRENE WEATHER, 1" | 11/488"60THICK
16242_drw.pdf |  |  | BATTERY, GROUP 8D, COMMERCIAL | 16075
16242_drw.pdf |  |  |  | 16246
16242_drw.pdf |  |  |  | 16247
16242_drw.pdf | 6
16253_drw.pdf | 1 | 1 | PLATE, TREAD SUPPORT, LOWER POWER MODULE | 15942
16253_drw.pdf | 2 | 1 | GUSSET, TREAD SUPPORT | 15949
16253_drw.pdf | 3 | 1 | LID | 16254
16253_drw.pdf | 4 | 1 | NUT, HEX, M10, COMMON HARDWARE | NUT_HH_M10
16255_drw.pdf | 1 | 1 | LID | 16254
16255_drw.pdf | 2 | 1 | FLANGE | 16256
16255_drw.pdf | 3 | 1 | HANDLE, BATTERY BOX | 16705
16255_drw.pdf | FINISH: | REFERENCE | PAINT AND PRIMER SPECIFICATION 16119
16255_drw.pdf | contains Cummins | confidential LLC and is | trade secret information, is the given to the receiver in confidence. CUMMINS NPOWER LLC | CUSTOM DESIGN
16255_drw.pdf | by confidence | and and agrees that, | of the document accepts the except as authorized in writing by 1600 BUERKLE ROAD WHITE BEAR LAKE, MN | LAWRENCE DRIVE WISCONSIN
16255_drw.pdf | to information | either the and (4) | document or the confidential or trade upon completion of the need to retain aNlPlowceorpiLeLsC thereof, WWW.CUMMINSNPOWER.COM
16255_drw.pdf | OTHERWISE | SPECIFIED | ALL DIMENSION TOLERANCES ARE
16255_drw.pdf |  | 1IM$PERIAL | UNITS METRIC UNITS DWG UNITS: DRAWN BY: PBS DATE: | 14DEC2009
16255_drw.pdf |  | 1.-2XXX5= # F..OXXRXXMX | MM/KG/S PRO-ENGINEERREF 0.005 .XX= # 0.2 F..OXXRXM==TOL##ERA00N..C84ES DRAWING | DRWG: NO:
16255_drw.pdf |  |  | F..AXXBXT==OLE##RAN10C..E58S EST WEIGHT: 42238.628 1 OF 1 16255
16257_drw.pdf | 1 | 1 | LID, BATTERY BOX 2 | 16255
16257_drw.pdf | 2 | 1 | LID, BATTERY BOX 3 | 16258
16257_drw.pdf | 3 | 1 | ASSY, BATTERY BOX | 16259
16257_drw.pdf | 6 | 1 | RETAINER | 16246
16257_drw.pdf | 7 | 2 | HOOK | 16247
16257_drw.pdf | 8 | 2 | PLATE,CLAMP BASE, - | 22418
16257_drw.pdf | 9 | 3 | SCREW,CAP, HEX H EAD, M10-1.5 x 35 | BOLT-BATTERY
16257_drw.pdf | 10 | 2 | NUT, HEX, M10, COMMON HARDWARE | NUT_HH_M10
16258_drw.pdf | 1 | 1 | PLATE, TREAD SUPPORT, LOWER POWER MODULE | 15942
16258_drw.pdf | 2 | 1 | GUSSET, TREAD SUPPORT | 15949
16258_drw.pdf | 3 | 1 | LID | 16254
16258_drw.pdf | 4 | 1 | NUT, HEX, M10, COMMON HARDWARE | NUT_HH_M10
16259_drw.pdf | 1 | 1 | BOX, BATTERY | 16243
16259_drw.pdf | 2 | 1 | WALL | 16244
16259_drw.pdf | 3 | 2 | EYELET | 16245
16259_drw.pdf | 4 | 2 | PARTITION, SHORT | 16249
16259_drw.pdf | 5 | 2 | MOUNT | 16250
16259_drw.pdf | 6 | 4 | GUSSET | 16251
16259_drw.pdf | 7 | 1 | PARTITION, TALL | 16252
16259_drw.pdf | 8 | 2 | NUT, HEX, M10, COMMON HARDWARE | NUT_HH_M10
16259_drw.pdf |  |  | 7
16259_drw.pdf | 595.76
16265_drw.pdf | 1 | 1 | ANGLE,KNEE BRACE, - | 16348
16265_drw.pdf | 2 | 1 | PLATE,KNEE BRACE, - | 16361
16265_drw.pdf |  |  | 2
16269_drw.pdf | 1 | 8 | NUT, WELD OFFSET HOLE, M6 X 1 | 0870-2025
16269_drw.pdf | 2 | 1 | GUARD,ALT PULLEY, QSM11,300DQHAB | 16269-01
16269_drw.pdf | 3 | 1 | GUARD,ACC PULLEY, QSM11,300DQHAB | 16270
16278_drw.pdf | 1 | 1 | FLANGE, WATER INLET | 16281
16278_drw.pdf | 2 | 1 | TUBE, 4" INLET | 16282
16278_drw.pdf | 3 | 1 | TUBE, 5" INLET | 16283
16278_drw.pdf |  |  | TIGHT TYP
16278_drw.pdf |  |  | 1.5
16278_drw.pdf |  |  | SECTION
16278_drw.pdf | FINISH: |  | PAINT AND PRIMER SPECIFICATION 16119
16278_drw.pdf | contains Cummins | confidential LLC and is | trade secret information, is the given to the receiver in confidence. CUMMINS NPOWER LLC | CUSTOM DESIGN
16278_drw.pdf | by confidence | and and agrees that, | of the document accepts the except as authorized in writing by 1600 BUERKLE ROAD WHITE BEAR LAKE, MN | LAWRENCE DRIVE WISCONSIN
16278_drw.pdf | to information | either the and (4) | document or the confidential or trade upon completion of the need to retain WWW.CUMMINSNPOWER.COM aNlPlowceorpiLeLsC thereof,
16278_drw.pdf | OTHERWISE | SPECIFIED | ALL DIMENSION TOLERANCES ARE
16278_drw.pdf |  | 1IM$PERIAL | UNITS METRIC UNITS DWG UNITS: DRAWN BY: PBS DATE: | 17DEC2009
16278_drw.pdf |  | 1.-2XXX5= # | MM/KG/S PRO-ENGINEERINIT 0.005 .XX= # 0.2 F..OXXRXM==TOL##ERA00N..C84ES DRAWING | ECO:- NO:
16278_drw.pdf |  |  | F..AXXBXT==OLE##RAN10C..E58S EST WEIGHT: 47.350 1 OF 1 16278
16279_drw.pdf | 1 | 1 | FLANGE, WATER INLET | 16281
16279_drw.pdf | 2 | 1 | TUBE, 4" INLET | 16282
16279_drw.pdf | 3 | 1 | TUBE, 5" INLET | 16283
16279_drw.pdf |  |  | 1.5
16279_drw.pdf |  |  | SECTION
16279_drw.pdf | FINISH: |  | PAINT AND PRIMER SPECIFICATION 16119
16279_drw.pdf | contains Cummins | confidential LLC and is | trade secret information, is the given to the receiver in confidence. CUMMINS NPOWER LLC | CUSTOM DESIGN
16279_drw.pdf | by confidence | and and agrees that, | of the document accepts the except as authorized in writing by 1600 BUERKLE ROAD WHITE BEAR LAKE, MN | LAWRENCE DRIVE WISCONSIN
16279_drw.pdf | to information | either the and (4) | document or the confidential or trade upon completion of the need to retain WWW.CUMMINSNPOWER.COM aNlPlowceorpiLeLsC thereof,
16279_drw.pdf | OTHERWISE | SPECIFIED | ALL DIMENSION TOLERANCES ARE
16279_drw.pdf |  | 1IM$PERIAL | UNITS METRIC UNITS DWG UNITS: DRAWN BY: PBS DATE: | 17DEC2009
16279_drw.pdf |  | 1.-2XXX5= # | MM/KG/S PRO-ENGINEERINIT 0.005 .XX= # 0.2 F..OXXRXM==TOL##ERA00N..C84ES DRAWING | ECO:- NO:
16279_drw.pdf |  |  | F..AXXBXT==OLE##RAN10C..E58S EST WEIGHT: 47.350 1 OF 1 16279
16280_drw.pdf | 1 | 1 | FLANGE, WATER OUTLET | 16284
16280_drw.pdf | 2 | 3 | TUBE, 3" OUTLET | 16285
16280_drw.pdf |  |  | 1.5
16280_drw.pdf | FINISH: |  | PAINT AND PRIMER SPECIFICATION 16119
16280_drw.pdf | contains Cummins | confidential LLC and is | trade secret information, is the given to the receiver in confidence. CUMMINS NPOWER LLC | CUSTOM DESIGN
16280_drw.pdf | by confidence | and and agrees that, | of the document accepts the except as authorized in writing by 1600 BUERKLE ROAD WHITE BEAR LAKE, MN | LAWRENCE DRIVE WISCONSIN
16280_drw.pdf | to information | either the and (4) | document or the confidential or trade upon completion of the need to retain aNlPlowceorpiLeLsC thereof, WWW.CUMMINSNPOWER.COM
16280_drw.pdf | OTHERWISE | SPECIFIED | ALL DIMENSION TOLERANCES ARE
16280_drw.pdf |  | 1IM$PERIAL | UNITS METRIC UNITS DWG UNITS: DRAWN BY: PBS DATE: | 17DEC2009
16280_drw.pdf |  | 1.-2XXX5= # | MM/KG/S PRO-ENGINEERINIT 0.005 .XX= # 0.2 F..OXXRXM==TOL##ERA00N..C84ES DRAWING | ECO:- NO:
16280_drw.pdf |  |  | F..AXXBXT==OLE##RAN10C..E58S EST WEIGHT: 51.543 1 OF 1 16280
16286_drw.pdf | ITEM
16286_drw.pdf | 1 | 2 | SPACER, GTA855 ISOLATOR | 13660
16286_drw.pdf | 2 | 1 | CROSSMEMBER,GENERATOR, GTA855/19 | 16287
16286_drw.pdf | 3 | 2 | PLATE,GENERATOR CROSSMEMBER, GTA855/19 | 16288
16286_drw.pdf | 4 | 3 | GUSSET,GENERATOR CROSSMEMBER, GTA855/19 | 16289
16286_drw.pdf |  |  | (5.75)
16286_drw.pdf |  | (9.38)
16286_drw.pdf |  |  | 0.25 TYP
16286_drw.pdf | confidential NPower LLC and and | and trade is given to of the | secret information, is the the receiver in confidence. document accepts the CUMMINS NPOWER LLC CORPORATE OFFICE AND | DESIGN UPFIT CENTER
16286_drw.pdf | and agrees ittrawdiellse(c1r)etnoitnfuosrematthieondotchuemreenitn,or(2a)nynoctopcyoptyhetrheeofdoocrumtehnet, | that, except ittrawdiellse(c1r)etnoitnfuosrematthieondotchuemreenitn,or(2a)nynoctopcyoptyhetrheeofdoocrumtehnet, | authorized in writing by 1600 BUERKLE ROAD WHITE BEAR LAKE, MN | LAWRENCE DRIVE DEPERE, WISCONSIN
16286_drw.pdf | therein, and dmoactuemreinatl,coorpiuepdonthdeermeafnrdo,m.retCuOrPnYRtIhGeHTdocCuummemnitn,s | (4) upon dmoactuemreinatl,coorpiuepdonthdeermeafnrdo,m.retCuOrPnYRtIhGeHTdocCuummemnitn,s | of the need to retain aNlPlowceorpiLeLsC thereof, andXMBR,GENERATOR
16286_drw.pdf | SPECIFIED | ALL | DIMENSION TOLERANCES AGRETA855/19 UCI274 G/H/J/K
16286_drw.pdf | # 1 |  | MUENTIRTISC DWG UNITS: DRAWN BY: GVD DATE: | 29DEC2009
16286_drw.pdf |  | ..FXXOXXRXM | ==TO-L##ERA00N..C00E31S05 FO..RXXMX T==OLE##RAN00C..E84S DRAWING | NO:
16286_drw.pdf |  | ..FXXAXXBX | T==OLE##RAN00C..E00S6300 F..AXXBXT==OLE##RAN10C..E58S EST WEIGHT: 104.189 1 OF 1 16286
16290_drw.pdf | 1 | 1 | CROSSMEMBER,GENERATOR, GTA855/19 | 16291
16290_drw.pdf | 2 | 2 | PLATE,GENERATOR CROSSMEMBER, GTA855/19 | 16292
16290_drw.pdf | 3 | 3 | GUSSET,GENERATOR CROSSMEMBER, GTA855/19 | 16293
16290_drw.pdf | 4 | 2 | SPACER,ISOLATOR, GTA855/19 | 16294
16290_drw.pdf |  |  | (6.13)
16290_drw.pdf |  |  | 0.25 TYP
16295_drw.pdf | 1 | 3 | GUSSET,GENERATOR CROSSMEMBER, GTA855/19 | 16293
16295_drw.pdf | 2 | 2 | SPACER,ISOLATOR, GTA855/19 | 16294
16295_drw.pdf | 3 | 1 | CROSSMEMBER,GENERATOR, GTA855/19 | 16296
16295_drw.pdf | 4 | 2 | PLATE,GENERATOR CROSSMEMBER, GTA855/19 | 16297
16295_drw.pdf |  |  | TYP .13
16295_drw.pdf |  |  | XXXX
16295_drw.pdf |  |  | .13 TYP
16300_drw.pdf | ITEM
16300_drw.pdf | confidential Fire Power and | and trade and is given retaining of | secret information, is the to the receiver in confidence. document accepts the CUMMINS FIRE POWER LLC CORPORATE OFFICE AND | DESIGN UPFIT CENTER
16300_drw.pdf | and agrees ittrawdiellse(c1r)etnoitnfuosrematthieondotchuemreenitn,or(2a)nynoctopcyoptyhetrheeofdoocrumtehnet, | that, except ittrawdiellse(c1r)etnoitnfuosrematthieondotchuemreenitn,or(2a)nynoctopcyoptyhetrheeofdoocrumtehnet, | as authorized in writing by 1600 BUERKLE ROAD WHITE BEAR LAKE, MN | LAWRENCE DRIVE DEPERE, WISCONSIN
16300_drw.pdf | dmoactuemreinatl,coorpiuepdonthdeermeafnrdo,m.retCuOrPnYRtIhGeHTdoCcuummmeinnts,Failrle | dmoactuemreinatl,coorpiuepdonthdeermeafnrdo,m.retCuOrPnYRtIhGeHTdoCcuummmeinnts,Failrle | cPoopwieersLtLhCereof, anFd PUSHER
16300_drw.pdf |  | ALL | DIMENSION TOLERANCES ARE
16300_drw.pdf | # | 1IM$PERIAL | METRIC UNITS DWG UNITS: DRAWN BY: DAN DATE: | 18-JAN-10
16300_drw.pdf |  | # 0.005 T==OLE##RAN00C..E00S3105 | .XX= # 0.2 F..OXXRXM==TOL##ERA00N..C84ES DRAWING | NO:
16300_drw.pdf |  | F..AXXBXXXTO==LER##ANC00E..S006300 | F..AXXBXT==OLE##RAN10C..E58S EST WEIGHT: 25.445 1 OF 1 16300
16304_drw.pdf | 1 | 1 | PANEL,EXHAUST HOOD, CENTER | 16314
16304_drw.pdf | 2 | 1 | PANEL,EXHAUST HOOD, LEFT SIDE | 16315
16304_drw.pdf | 3 | 1 | PANEL,EXHAUST HOOD, RIGHT SIDE | 16316
16304_drw.pdf | 4 | 1 | GUARD,EXHAUST, COVER GRATE | 16332
16304_drw.pdf | 5 | 1 | BRACKET,EXH HOOD, MOUNTING,250DQDAA | 16333
16307_drw.pdf | ITEM
16307_drw.pdf | 1 | 4 | GROMMET, 1.5 x 2.75 OVAL | 508-1057
16307_drw.pdf | 2 | 4 | CONTACTOR, MANUAL OVERIDE, CFP | 8824
16307_drw.pdf | 3 | 1 | BATTERY ISOLATOR, FIRE PUMP | 8838
16307_drw.pdf | 4 | 1 | FACTORY SETTINGS TAG, FIREPUMP | 9526-02
16307_drw.pdf |  |  | SETTINGS TAG, FIREPUMP | 9526-03
16307_drw.pdf |  |  | PANEL, FIREPUMP | 9529
16307_drw.pdf |  |  |  | 9534
16307_drw.pdf | 11 | 1 | BRACKET, PANEL
16307_drw.pdf | 12 | 1 | BRACKET, AIR CLEANER SUPPORT, CFP50
16307_drw.pdf | 13 | 1 | BRACKET, SECOND CONTACTOR MOUNTING, CFP50 | 16953
16307_drw.pdf | 14 | 1 | GROMMETT, 1.50 DIA HOLE | 19447
16307_drw.pdf | confidential Fire Power and | and trade and is given retaining of | secret information, is the to the receiver in confidence. document accepts the CUMMINS FIRE POWER LLC CORPORATE OFFICE AND | DESIGN UPFIT CENTER
16307_drw.pdf | and agrees ittrawdiellse(c1r)etnoitnfuosrematthieondotchuemreenitn,or(2a)nynoctopcyoptyhetrheeofdoocrumtehnet, | that, except ittrawdiellse(c1r)etnoitnfuosrematthieondotchuemreenitn,or(2a)nynoctopcyoptyhetrheeofdoocrumtehnet, | as authorized in writing by 1600 BUERKLE ROAD WHITE BEAR LAKE, MN trade | LAWRENCE DRIVE DEPERE, WISCONSIN
16307_drw.pdf | therein, and dmoactuemreinatl,coorpiuepdonthdeermeafnrdo,m.retCuOrPnYRtIhGeHTdoCcuummmeinnts,Failrle | (4) upon dmoactuemreinatl,coorpiuepdonthdeermeafnrdo,m.retCuOrPnYRtIhGeHTdoCcuummmeinnts,Failrle | of the need to retain cPoopwieersLtLhCereof, anAd STATION
16307_drw.pdf |  | ALL | DIMENSION TOLERANCESCAFREP50
16307_drw.pdf | # | 1IM$PERIAL | METRIC UNITS DWG UNITS: DRAWN BY: DAN DATE: | 11-JAN-10
16307_drw.pdf |  | # 0.005 T==OLE##RAN00C..E00S3105 | .XX= # 0.2 F..OXXRXM==TOL##ERA00N..C84ES DRAWING | NO:
16307_drw.pdf |  | F..AXXBXXXTO==LER##ANC00E..S006300 | F..AXXBXT==OLE##RAN10C..E58S EST WEIGHT: 136.392 1 OF 1 16307
16320_drw.pdf | 1 | 1 | PLATE, BACK | 16321
16320_drw.pdf | 2 | 2 | BRACKET | 16322
16320_drw.pdf | FINISH: |  | PAINT AND PRIMER SPECIFICATION 16119
16320_drw.pdf | contains Cummins | confidential LLC and is | trade secret information, is the given to the receiver in confidence. CUMMINS NPOWER LLC | CUSTOM DESIGN
16320_drw.pdf | by confidence | and and agrees that, | of the document accepts the except as authorized in writing by 1600 BUERKLE ROAD WHITE BEAR LAKE, MN | LAWRENCE DRIVE WISCONSIN
16320_drw.pdf | to information | either the and (4) | document or the confidential or trade upon completion of the need to retain aNlPlowceorpiLeLsC thereof, WWW.CUMMINSNPOWER.COM
16320_drw.pdf | OTHERWISE | SPECIFIED | ALL DIMENSION TOLERANCES ARE
16320_drw.pdf |  | 1IM$PERIAL | UNITS METRIC UNITS DWG UNITS: DRAWN BY: PBS DATE: | 22DEC2009
16320_drw.pdf |  | 1.-2XXX5= # F..OXXRXXMX | MM/KG/S PRO-ENGINEERREF 0.005 .XX= # 0.2 F..OXXRXM==TOL##ERA00N..C84ES DRAWING | DRWG: NO:
16320_drw.pdf |  |  | F..AXXBXT==OLE##RAN10C..E58S EST WEIGHT: 42238.628 1 OF 1 16320
16338_drw.pdf | 1 | 1 | BAR,STRIP,3/16"x2.00x SEE DRAWING, - | 16338_01
16338_drw.pdf | 2 | 1 | BAR,STRIP,3/16"x2.00x SEE DRAWING, - | 16338_02
16338_drw.pdf | 3 | 1 | BAR,STRIP,3/16"x3.00x SEE DRAWING, - | 16338_03
16338_drw.pdf |  |  | 9.75
16338_drw.pdf |  |  | 0.63
16338_drw.pdf |  |  |  | 1.96
16338_drw.pdf |  |  |  | 0.53
16338_drw.pdf |  |  | 5.98 | 0.44 TYP.
16338_drw.pdf |  |  |  | (4) PLCS
16338_drw.pdf |  |  | 0.44
16338_drw.pdf |  |  | 19.38
16338_drw.pdf |  |  | 2.25
16338_drw.pdf |  |  | 0.44
16347_drw.pdf | 1 | 2 | SWITCH | 16275
16347_drw.pdf | 2 | 1 | ENCLOSURE, ELECTRICAL | 16358
16347_drw.pdf | 3 | 2 | STANDOFF - INSULATOR, - | 0332-2744-07
16347_drw.pdf | 4 | 2 | FUSE | 16336-100
16347_drw.pdf | 5 | 3 | DIVIDER | 16357
16347_drw.pdf | 6 | 1 | BAR, BUS | 16359
16347_drw.pdf | 7 | 1 | BRACKET, SWITCH | 16360
16347_drw.pdf | 8 | 8 | BOLT,HD M6-100X16, CLASS 10.9 | 67500
16347_drw.pdf | 9 | 4 | SCREW, CAP, HEX HEAD, M8-1.25 x 20 | HHCS_M8-20
16347_drw.pdf | 10 | 2 | SCREW, CAP, HEX HEAD, M8-1.25 x 30 | HHCS_M8-30
16347_drw.pdf | 11 | 3 | SCREW, CAP, HEX HEAD, M8-1.25 x 50 | HHCS_M8-50
16347_drw.pdf | 12 | 8 | M6, NUT | M6-NUT
16347_drw.pdf | 13
16362_drw.pdf | 1 | 1 | PLATE,KNEE BRACE, - | 16361
16362_drw.pdf | 2 | 1 | ANGLE,KNEE BRACE, - | 16363
16362_drw.pdf |  |  | .13
16377_drw.pdf | 1 | 8 | NUT, WELD HEX HEAD, 5/16"-18, - | 13253
16377_drw.pdf | 2 | 1 | BRACKET,RAD CENTER SUPT, PELICAN TRANSVERSE MNT | 16208
16377_drw.pdf | 3 | 1 | PLATE, RAD. SUPT, PELICAN TRANSVERSE MNT | 16343
16377_drw.pdf | 4 | 1 | BRACKET,RAD., MNT,NON-CAC, PELICAN TRANSVERSE MNT | 16380
16377_drw.pdf |  |  | 1
16377_drw.pdf |  |  | 1
16377_drw.pdf |  |  | 4
16377_drw.pdf | 1
16377_drw.pdf | 3 |  | 2
16377_drw.pdf |  |  | TYP. .19
16377_drw.pdf |  |  | (3)
16377_drw.pdf |  |  | TYP.
16387_drw.pdf | 1 | 1 | SPACER,MOUNTING, _ | C6204613960
16387_drw.pdf | contains Cummins | confidential LLC and is | trade secret information, is the given to the receiver in confidence. CUMMINS NPOWER LLC | CUSTOM DESIGN
16387_drw.pdf | by confidence | and and agrees that, | of the document accepts the except as authorized in writing by 1600 BUERKLE ROAD WHITE BEAR LAKE, MN | LAWRENCE DRIVE WISCONSIN
16387_drw.pdf | to information | either the and (4) | document or the confidential or trade upon completion of the need to retain aNlPlowceorpiLeLsC thereof, WWW.CUMMINSNPOWER.COM
16387_drw.pdf | OTHERWISE | SPECIFIED | ALL DIMENSION TOLERANCESMATREL BFM 335/50
16387_drw.pdf |  | 1IM$PERIAL | UNITS METRIC UNITS DWG UNITS: DRAWN BY: MAC DATE: | 20JAN2010
16387_drw.pdf |  | 1.-2XXX5= # F..OXXRXXMX | IN/LB/S PRO-ENGINEERREF 0.005 .XX= # 0.2 F..OXXRXM==TOL##ERA00N..C84ES DRAWING | DRWG:- NO:
16387_drw.pdf |  |  | F..AXXBXT==OLE##RAN10C..E58S EST WEIGHT: 42238.628 1 OF 1 16387
16392_drw.pdf | ITEM
16392_drw.pdf | 1 | 1 | ASSEMBLY, HOSE, FUEL LINE, CFP50 SUPPLY | 16393
16392_drw.pdf | 2 | 1 | ASSEMBLY, HOSE, FUEL LINE, CFP50 RETURN | 16394
16392_drw.pdf | 3
16392_drw.pdf | 4
16392_drw.pdf |  |  | LINE, 12" EXTENSION, #16 FEM JIC X #12 221FR X | 1"14N4P0T0-016
16392_drw.pdf | confidential Fire Power and | and trade and is given retaining of | secret information, is the to the receiver in confidence. document accepts the CUMMINS FIRE POWER LLC CORPORATE OFFICE AND | DESIGN UPFIT CENTER
16392_drw.pdf | and agrees ittrawdiellse(c1r)etnoitnfuosrematthieondotchuemreenitn,or(2a)nynoctopcyoptyhetrheeofdoocrumtehnet, | that, except ittrawdiellse(c1r)etnoitnfuosrematthieondotchuemreenitn,or(2a)nynoctopcyoptyhetrheeofdoocrumtehnet, | as authorized in writing by 1600 BUERKLE ROAD WHITE BEAR LAKE, MN trade | LAWRENCE DRIVE DEPERE, WISCONSIN
16392_drw.pdf | therein, and dmoactuemreinatl,coorpiuepdonthdeermeafnrdo,m.retCuOrPnYRtIhGeHTdoCcuummmeinnts,Failrle | (4) upon dmoactuemreinatl,coorpiuepdonthdeermeafnrdo,m.retCuOrPnYRtIhGeHTdoCcuummmeinnts,Failrle | of the need to retain cPoopwieersLtLhCereof, anKd
16392_drw.pdf |  | ALL | DIMENSION TOLERANCES ARE
16392_drw.pdf | # | 1IM$PERIAL | METRIC UNITS DWG UNITS: DRAWN BY: DAN DATE: | 11-JAN-10
16392_drw.pdf |  | # 0.005 F..OXXRXXMXT==OLE##RAN00C..E00S3105 | .XX= # 0.2 F..OXXRXM==TOL##ERA00N..C84ES DRAWING | NO:
16392_drw.pdf |  | F..AXXBXXXTO==LER##ANC00E..S006300 | F..AXXBXT==OLE##RAN10C..E58S EST WEIGHT: 11.155 1 OF 1 16392
16393_drw.pdf |  |  |  | 10626-16-16
16393_drw.pdf | 1 | 1 | END, FEMALE JIC SWIVEL, PARKER OR EQUIVALENT | 10626-16-16
16393_drw.pdf | 2 | 1 | 13926-16-16,FEMALE JIC 37° SWIVEL, 90° ELBOW, PARKER OR
16394_drw.pdf | ITEM
16394_drw.pdf | 1
16394_drw.pdf | 2 | 1 | FTG, 13926-10-12,FEMALE JIC 37° SWIVEL, 90° ELBOW, | PA1R3K9E2R6-O1R0-E1Q2UIVALEN
16394_drw.pdf | 3 | 1 | HOSE, 221FR-12 X 52" LG | 16394-PL001
16394_drw.pdf | confidential Fire Power and | and trade and is given retaining of | secret information, is the to the receiver in confidence. document accepts the CUMMINS FIRE POWER LLC CORPORATE OFFICE AND | DESIGN UPFIT CENTER
16394_drw.pdf | and agrees ittrawdiellse(c1r)etnoitnfuosrematthieondotchuemreenitn,or(2a)nynoctopcyoptyhetrheeofdoocrumtehnet, | that, except ittrawdiellse(c1r)etnoitnfuosrematthieondotchuemreenitn,or(2a)nynoctopcyoptyhetrheeofdoocrumtehnet, | as authorized in writing by 1600 BUERKLE ROAD WHITE BEAR LAKE, MN trade | LAWRENCE DRIVE DEPERE, WISCONSIN
16394_drw.pdf | therein, and dmoactuemreinatl,coorpiuepdonthdeermeafnrdo,m.retCuOrPnYRtIhGeHTdoCcuummmeinnts,Failrle | (4) upon dmoactuemreinatl,coorpiuepdonthdeermeafnrdo,m.retCuOrPnYRtIhGeHTdoCcuummmeinnts,Failrle | of the need to retain cPoopwieersLtLhCereof, anAd LINE
16394_drw.pdf |  | ALL | DIMENSION TOLERANCESCAFREP50 RETURN
16394_drw.pdf | # | 1IM$PERIAL | METRIC UNITS DWG UNITS: DRAWN BY: DAN DATE: | 11-JAN-09
16394_drw.pdf |  | # 0.005 F..OXXRXXMXT==OLE##RAN00C..E00S3105 | .XX= # 0.2 F..OXXRXM==TOL##ERA00N..C84ES DRAWING | NO:
16394_drw.pdf |  | F..AXXBXXXTO==LER##ANC00E..S006300 | F..AXXBXT==OLE##RAN10C..E58S EST WEIGHT: 3.753 1 OF 1 16394
16400_drw.pdf |  |  | AND TUBE, 2-PASS, 8" DIA. W/
16400_drw.pdf |  |  | AND TUBE, 4-PASS, 8" DIA. W/
16400_drw.pdf |  |  | RH, CFP50
16400_drw.pdf |  | DISCHARGE, | LH, CFP50
16401_drw.pdf | IITTEEMM
16401_drw.pdf | 11 | 11 | HHOOSSEE,, VVEENNTT LLIINNEE,, 11//44"" IIDD XX 1188"" LLGG | 880011--0044
16401_drw.pdf | 22 | 11 | HHOOSSEE,, VVEENNTT LLIINNEE,, 11//44"" IIDD XX 4466"" LLGG | 880011--0044
16401_drw.pdf | 33 | 11 | HHOOSSEE,, VVEENNTT LLIINNEE,, 11//44"" IIDD XX 4422"" LLGG | 880011--0044
16401_drw.pdf | 44 | 11 | HHOOSSEE,, VVEENNTT LLIINNEE,, 11//44"" IIDD XX 3300"" LLGG | 880011--0044
16401_drw.pdf |  |  | HHOOSSEE,, VVEENNTT LLIINNEE,, 11//44"" IIDD XX 1188"" LLGG | 880011--0044
16401_drw.pdf |  |  | 880011,, 11//44"" IIDD XX 1188"" LLGG | 880011--0044
16401_drw.pdf |  |  |  | LLTTLL--SSEE33444455
16402_drw.pdf | 1 | 2 | GUARD, ASA FLANGE STYLE, 10.00 NOM PIPE SIZE,GT EXH 80-1000 | 14750-1000
16402_drw.pdf | 2 | 1 | EXHAUST, 10" ASA FLG X 6" CUMMINS EXH FLANGE | 16423
16402_drw.pdf | 4 | 1 | SILENCER, ENCLOSED CFP50 | 16425
16402_drw.pdf | 5 | 2 | SILENCER, SPARK ARRESTING, 26" DIAMETER, 10" ASA FLANGE | 16470
16402_drw.pdf | 6 | 2 | OUTLET 10.00, 45 DEG CUT | 16471
16402_drw.pdf | 7 | 4 | MOUNTING BAND, 26" DIA | 16472
16402_drw.pdf | 8 | 2 | 6" EXHAUST FLANGE
16402_drw.pdf |  | 6
16403_drw.pdf | ITEM
16403_drw.pdf | 1 | 8 | LOUVER | 16403-LOUVER
16403_drw.pdf | 2 | 1 | DUCTING, LONG TOP, ENCLOSED CFP50 | 16415
16403_drw.pdf | 3 | 1 | DUCTING, LONG BOTTOM, ENCLOSED CFP50 | 16416
16403_drw.pdf | 4 | 1 | DUCTING, SHORT TOP W/ RING, ENCLOSED CFP50 | 16417
16403_drw.pdf |  |  | DUCTING, SHORT BOTTOM W/ RING, ENCLOSED CFP50 | 16418
16403_drw.pdf |  |  |  | 16419
16403_drw.pdf |  |  |  | 16420
16403_drw.pdf | confidential Fire Power and | and trade and is given retaining of | secret information, is the to the receiver in confidence. document accepts the CUMMINS FIRE POWER LLC CORPORATE OFFICE AND | DESIGN UPFIT CENTER
16403_drw.pdf | and agrees ittrawdiellse(c1r)etnoitnfuosrematthieondotchuemreenitn,or(2a)nynoctopcyoptyhetrheeofdoocrumtehnet, | that, except ittrawdiellse(c1r)etnoitnfuosrematthieondotchuemreenitn,or(2a)nynoctopcyoptyhetrheeofdoocrumtehnet, | as authorized in writing by 1600 BUERKLE ROAD WHITE BEAR LAKE, MN trade | LAWRENCE DRIVE DEPERE, WISCONSIN
16403_drw.pdf | therein, and dmoactuemreinatl,coorpiuepdonthdeermeafnrdo,m.retCuOrPnYRtIhGeHTdoCcuummmeinnts,Failrle | (4) upon dmoactuemreinatl,coorpiuepdonthdeermeafnrdo,m.retCuOrPnYRtIhGeHTdoCcuummmeinnts,Failrle | of the need to retain cPoopwieersLtLhCereof, anAd DUCTING
16403_drw.pdf |  | ALL | DIMENSION TOLERANCESEANRECLOSED CFP50
16403_drw.pdf | # | 1IM$PERIAL | METRIC UNITS DWG UNITS: DRAWN BY: DAN DATE: | 12-JAN-10
16403_drw.pdf |  | # 0.005 T==OLE##RAN00C..E00S3105 | .XX= # 0.2 F..OXXRXM==TOL##ERA00N..C84ES DRAWING | NO:
16403_drw.pdf |  | F..AXXBXXXTO==LER##ANC00E..S006300 | F..AXXBXT==OLE##RAN10C..E58S EST WEIGHT: 174.992 1 OF 1 16403
16413_drw.pdf | 1 | 1 | SUPPORT, ENGINE, REAR, CFP23E FIREPUMP | 13117
16413_drw.pdf | 2 | 1 | EXHAUST FLEX, CFP23E | 13119
16413_drw.pdf | 3 | 1 | ASSEMBLY, OPERATOR STATION, CFP23E | 13122
16413_drw.pdf | 4 | 1 | ASSEMBLY, MEDIUM DUTY AIR CLEANER, FIREPUMP, CFP23E | 13126
16413_drw.pdf | 5 | 2 | BRACKET, HEAT SHEILD MOUNT, CFP23E | 13134
16413_drw.pdf | 6 | 1 | HOSE, FUEL INLET, CFP23E | 13175
16413_drw.pdf | 7 | 1 | HOSE, FUEL RETURN, CFP23E | 13176
16413_drw.pdf | 8
16413_drw.pdf | 9 | 2 | HOSE, FUEL EXTENSION, CFP23E | 13599
16413_drw.pdf | 10 | 1 | ASSEMBLY, ECM SECONDARY, CFP23E INDUSTRIAL | 16124
16413_drw.pdf | 11 | 1 | ENGINE, QSK23, 2100 RPM, 950 HP, INDUSTRIAL, | RADIATOR/HE1A6T30E1XCHANGER
16413_drw.pdf | 12 | 1 | BRKT, LIFTING, CFP23E INDUSTRIAL | 16602
16413_drw.pdf | 13 | 1 | SUPPORT, ENGINE FRONT, CFP23E INDUSTRIAL | 16822
16413_drw.pdf | 14 | 1 | ASSEMBLY, SENSOR PACKAGE, CFP23E | 13874
16413_drw.pdf | 15 | 1 | FTG, REDUCER, FEMALE JIC 37° X MALE JIC 37° | 12232-16-12
16413_drw.pdf | 16 | 1 | BRACKET, MOUNTING, TUBE SUPPORT, FIREPUMP | 8657
16413_drw.pdf | 17 | 1 | ASSEMBLY, ECM SWITCH, A-B | 10748
16413_drw.pdf | 18
16413_drw.pdf | 19 | 1 | HEAT SHIELD, CFP23E | 13135
16413_drw.pdf | 20 | 1 | BRACKET, ECM SWITCH, CFP23E
16413_drw.pdf |  |  | 4
16427_drw.pdf | 1 | 1 | WELDNUT, 1/4"-20 NC, _ | 14520
16427_drw.pdf | 2 | 1 | BRACKET,STRAP, PCC MOUNTING | 16428
16427_drw.pdf | 3 | 1 | BRACKET,PCC MOUNTING, GTA19,HC4,PCC2100 | 16429
16427_drw.pdf |  |  | 2
16427_drw.pdf |  |  | NOTE:
16427_drw.pdf |  |  | WELD 2 SIDE FLANGES.
16427_drw.pdf |  |  | ATTACH WELD NUT TO INSIDE FLANGE WHERE
16427_drw.pdf |  |  | REMOVE SHARP EDGES AND BURRS.
16427_drw.pdf |  |  | FOLLOWING CNP PAINT SPECS 21055 AND 60027
16427_drw.pdf |  |  | 2. SHIP 16428 BRACKET STRAP LOOSE
16427_drw.pdf | contains Cummins | confidential LLC and is | trade secret information, is the given to the receiver in confidence. CUMMINS NPOWER LLC | CUSTOM DESIGN
16427_drw.pdf | by confidence | and and agrees that, | of the document accepts the except as authorized in writing by 1600 BUERKLE ROAD WHITE BEAR LAKE, MN | LAWRENCE DRIVE WISCONSIN
16427_drw.pdf | to information | either the and (4) | document or the confidential or trade upon completion of the need to retain aNlPlowceorpiLeLsC thereof, WWW.CUMMINSNPOWER.COM
16427_drw.pdf | OTHERWISE | SPECIFIED | ALL DIMENSION TOLERANCESGATREA19,HC4,PCC2100
16427_drw.pdf |  | 1IM$PERIAL | UNITS METRIC UNITS DWG UNITS: DRAWN BY: HGP DATE: | 13JAN2010
16427_drw.pdf |  | 1.-2XXX5= # F..OXXRXXMX | IN/LB/S PRO-ENGINEERREF 0.005 .XX= # 0.2 F..OXXRXM==TOL##ERA00N..C84ES DRAWING | DRWG:- NO:
16427_drw.pdf |  |  | F..AXXBXT==OLE##RAN10C..E58S EST WEIGHT: 21.250 1 OF 1 16427
16432_drw.pdf | ITEM
16432_drw.pdf | 1
16432_drw.pdf | 2 | 1 | SWITCH, WATER TEMP, 200F SETTING, #3408632 | 8860
16432_drw.pdf | 3 | 1 | SWITCH, OIL PRESSURE, 16 PSI, #3408607 | 8861
16432_drw.pdf | 4 | 1 | SENDER, PRESURE, DATCON #02504-00 | 8863
16432_drw.pdf |  |  |  | 18105
16432_drw.pdf | confidential Power LLC and | and trade and is given of the | information, is the to the receiver in confidence. document accepts the CUMMINS FIRE POWER LLC CORPORATE OFFICE AND | DESIGN UPFIT CENTER
16432_drw.pdf | and agrees ittrawdiellse(c1r)etnoitnfuosrematthieondotchuemreenitn,or(2a)nynoctopcyoptyhetrheeofdoocrumtehnet, | that, except ittrawdiellse(c1r)etnoitnfuosrematthieondotchuemreenitn,or(2a)nynoctopcyoptyhetrheeofdoocrumtehnet, | authorized in writing by 1600 BUERKLE ROAD WHITE BEAR LAKE, MN | LAWRENCE DRIVE DEPERE, WISCONSIN
16432_drw.pdf | therein, and dmoactuemreinatl,coorpiuepdonthdeermeafnrdo,m.retCuOrPnYRtIhGeHTdoCcuummmeinnts,Failrle | upon dmoactuemreinatl,coorpiuepdonthdeermeafnrdo,m.retCuOrPnYRtIhGeHTdoCcuummmeinnts,Failrle | of the need to retain cPoopwieersLtLhCereof, and
16432_drw.pdf | SPECIFIED | ALL | DIMENSION TOLERANCES ACREFP50
16432_drw.pdf | # 1 |  | MUENTIRTISC DWG UNITS: DRAWN BY: DAN DATE: | 12-MAY-10
16432_drw.pdf |  |  | FO..RXXMX T==OL##ERAN00C..E84S DRAWING | NO:
16432_drw.pdf |  | ..FXXAXXBX | T==OLE##RAN00C..E00S6300 F..AXXBXT==OLE##RAN10C..E58S EST WEIGHT: 1.855 1 OF 1 16432
16433_drw.pdf | 1 | 1 | PLATE,ENGINE SUPPORT, - | 16434
16433_drw.pdf | 2 | 1 | PLATE,ENGINE SUPPORT, - | 16435
16433_drw.pdf | 3 | 1 | PLATE,ENGINE SUPPORT, - | 16436
16433_drw.pdf | 4 | 3 | GUSSET,ENGINE SUPPORT, - | 16437
16439_drw.pdf | 1 | 1 | COOLING LOOP, 2-1/2" FLANGED, SEA WATER COMPATABLE | 16475
16439_drw.pdf | 2 | 1 | WELDMENT, 2-1/2" PIPE, 90 DEGREE, SEA WATER COMPATABLE | 16478
16439_drw.pdf | 3 | 1 | WELDMENT, 2-1/2" PIPE, 180 DEGREE, SEA WATER COMPATABLE | 16479
16439_drw.pdf | 4 | 1 | WELDMENT, 2-1/2" PIPE, 90 DEGREE, SEA WATER COMPATABLE | 16480
16439_drw.pdf | 5 | 1 | ELBOW, MARINE GRADE, 3" NPT | 15756-48
16439_drw.pdf | 6 | 6 | CLAMP, PIPE, 2-1/2", PLASTIC | 16438
16439_drw.pdf | 7 | 2 | BRACKET, MTG, COOLING LOOP, CFP50 | 16440
16439_drw.pdf | 8 | 1 | HALF NIPPLE, 2-1/2" X 4", COPPER NICKEL | 16481
16439_drw.pdf | 9 | 1 | HALF NIPPLE, 2-1/2" X 8", COPPER NICKEL | 16482
16439_drw.pdf | 10 | 4 | HALF NIPPLE, 2" X 2-1/2", COPPER NICKEL | 16483
16439_drw.pdf | 11 | 4 | COUPLING, CLAMP TYPE, 2" NPT | 16484-32
16439_drw.pdf | 12 | 5 | COUPLING, CLAMP TYPE, 2-1/2" NPT | 16484-40
16439_drw.pdf | 13 | 1 | MANIFOLD, 2-1/2" PIPE, 2" PORTS, COPPER NICKEL | 16485
16439_drw.pdf | 14 | 1 | MANIFOLD, 3" PIPE, 2" PORTS, COPPER NICKEL | 16486
16439_drw.pdf | 15 | 1 | BRACKET,JW TUBE MIOUNTING, CFP50 | 16493
16439_drw.pdf | 16 | 1 | BRACKET, TUBE BRACE, FITS 3" U-BOLT | 16503
16439_drw.pdf |  |  | 6
16462_drw.pdf | 1 | 28 | WELDNUT, 1/4"-20 NC, _ | 14520
16462_drw.pdf | 2 | 1 | SHEET,SIDE,CONDUIT BOX, UCI274/HCI4/HCI5 W/CTRL | 16463
16462_drw.pdf | contains Cummins | confidential LLC and is | trade secret information, is the given to the receiver in confidence. CUMMINS NPOWER LLC | CUSTOM DESIGN
16462_drw.pdf | by confidence | and and agrees that, | of the document accepts the except as authorized in writing by 1600 BUERKLE ROAD WHITE BEAR LAKE, MN | LAWRENCE DRIVE WISCONSIN
16462_drw.pdf | to information | either the and (4) | document or the confidential or trade upon completion of the need to retain WWW.CUMMINSNPOWER.COM aNlPlowceorpiLeLsC thereof,
16462_drw.pdf | OTHERWISE | SPECIFIED | ALL DIMENSION TOLERANCESUACREI274/HCI4/HCI5 W/CTRL
16462_drw.pdf |  | 1IM$PERIAL | UNITS METRIC UNITS DWG UNITS: DRAWN BY: GVD DATE: | 15JAN2010
16462_drw.pdf |  | 1.-2XXX5= # F..OXXRXXMX | IN/LB/S PRO-ENGINEERREF 0.005 .XX= # 0.2 F..OXXRXM==TOL##ERA00N..C84ES DRAWING | DRWG:- NO:
16462_drw.pdf |  |  | F..AXXBXT==OLE##RAN10C..E58S EST WEIGHT: 41.659 1 OF 1 16462
16464_drw.pdf | 1 | 7 | WELDNUT, 1/4"-20 NC, _ | 14520
16464_drw.pdf | 2 | 1 | SHEET,PCB ASSY | 16465
16464_drw.pdf | contains Cummins | confidential LLC and is | trade secret information, is the given to the receiver in confidence. CUMMINS NPOWER LLC | CUSTOM DESIGN
16464_drw.pdf | by confidence | and and agrees that, | of the document accepts the except as authorized in writing by 1600 BUERKLE ROAD WHITE BEAR LAKE, MN | LAWRENCE DRIVE WISCONSIN
16464_drw.pdf | to information | either the and (4) | document or the confidential or trade upon completion of the need to retain aNlPlowceorpiLeLsC thereof, WWW.CUMMINSNPOWER.COM
16464_drw.pdf | OTHERWISE | SPECIFIED | ALL DIMENSION TOLERANCES-ARE
16464_drw.pdf |  | 1IM$PERIAL | UNITS METRIC UNITS DWG UNITS: DRAWN BY: GVD DATE: | 15JAN2010
16464_drw.pdf |  | 1.-2XXX5= # F..OXXRXXMX | IN/LB/S PRO-ENGINEERREF 0.005 .XX= # 0.2 F..OXXRXM==TOL##ERA00N..C84ES DRAWING | DRWG:- NO:
16464_drw.pdf |  |  | F..AXXBXT==OLE##RAN10C..E58S EST WEIGHT: 8.792 1 OF 1 16464
16466_drw.pdf | 1 | 1 | HOSE, FUEL, STAGE ONE OUT TO FUEL PUMP IN | 16443
16466_drw.pdf | 2 | 1 | HOSE, FUEL, STAGE TWO OUT TO FUEL SUPPLY | 16444
16466_drw.pdf | 3 | 1 | HOSE, FUEL, FUEL PUMP OUT TO STAGE TWO IN | 16445
16466_drw.pdf | 4 | 1 | HOSE, FUEL, FUEL DRAIN TO DAYTANK | 16446
16466_drw.pdf | 5 | 1 | HOSE, FUEL, BULKHEAD TO LIFT PUMP IN | 16447
16466_drw.pdf | 6 | 1 | HOSE, FUEL, FILTER OUT TO LIFT PUMP IN | 16448
16466_drw.pdf | 7 | 1 | HOSE, OIL, BULKHEAD TO OIL REPLENISH IN | 16862
16466_drw.pdf | 8 | 1 | HOSE, OIL | 16863
16466_drw.pdf | 9 | 1 | HOSE,FUEL, MAIN TANK TO FILTER IN | 16947
16466_drw.pdf | contains Cummins NPower | confidential and LLC and is | trade secret information, is the to the receiver in confidence. CUMMINS NPOWER LLC | CUSTOM DESIGN
16466_drw.pdf | by receiving confidence and | and retaining agrees that, | of the document accepts the except as authorized in writing by 1600 BUERKLE ROAD WHITE BEAR LAKE, MN | LAWRENCE DRIVE WISCONSIN
16466_drw.pdf | to others therein, | either the and (4) upon | or the confidential or trade completion of the need to retain WWW.CUMMINSNPOWER.COM aNlPlowceorpiLeLsC thereof,
16466_drw.pdf | OTHERWISE | SPECIFIED | DIMENSION TOLERANCES AERENGINE SIDE
16466_drw.pdf | # | 1 $MSAUCRHFIANCEEDS | IMUPNEIRTISAL MUENTIRTISC DWG UNITS: DRAWN BY: PBS DATE: | 18JAN2010
16466_drw.pdf |  | 125 | MM/KG/S PRO-ENGINEERINIT ..FXXOXXRXM==TO-L##ERA00N..C00E31S05 FO..RXXMX T==OLE##RAN00C..E84S DRAWING | ECO:- NO:
16466_drw.pdf |  |  | ..FXXAXXBX T==OLE##RAN00C..E00S6300 F..AXXBXT==OLE##RAN10C..E58S EST WEIGHT: 3017.502 1 OF 1 16466
16475_drw.pdf | 1 | 1 | WELDMENT, COOLING LOOP INFEED, SEA WATER COMPATABLE | 16476
16475_drw.pdf | 2 | 1 | WELDMENT, COOLING LOOP DISCHARGE, SEA WATER COMPATABLE | 16477
16475_drw.pdf | 3 | 1 | GUAGE, 0-100 PSI, 1/4" NPT STN STL | 13113-CN
16475_drw.pdf | 4 | 1 | VALVE, BALL, 1/4" NPT,, APOLLO 77-100 (MARINE) | 15759-04
16475_drw.pdf | 5 | 4 | BALL VALVE, FLANGED, 2-1/2", SEA WATER COMPATABLE | 16487
16475_drw.pdf | 6 | 10 | GASKET, 2-1/2" PIPE X 0.12 THICK, SEA WATER COMPATIBLE | 16488
16475_drw.pdf | 7 | 2 | REGULATOR, 2-1/2" FLANGED, SEA WATER COMPATABLE | 16489
16475_drw.pdf | 8 | 4 | PLATE, VALVE LABEL, FLANGED BALL VALVE | 16524
16475_drw.pdf | 9 | 2 | DECAL, VALVE LABEL, OPEN - NON-AUTOMATIC CLOSED | 16525
16475_drw.pdf | 10 | 2 | DECAL, VALVE LABEL, EMERGENCY OPEN - NORMALY CLOSED | 16526
16476_drw.pdf | ITEM
16476_drw.pdf | 1 | 1 | PIPE, 2-1/2", COPPER NICKEL
16476_drw.pdf | 2 | 1 | PIPE, 2-1/2", COPPER NICKEL
16476_drw.pdf | 3 | 1 | PIPE, 2-1/2", COPPER NICKEL
16476_drw.pdf | 4 | 1 | PIPE, 3", COPPER NICKEL
16476_drw.pdf |  |  | 2-1/2", COPPER NICKEL
16476_drw.pdf |  |  | BUTT WELD | -
16476_drw.pdf |  |  |  | -
16476_drw.pdf | confidential Fire Power and | and trade and is given retaining of | secret information, is the to the receiver in confidence. document accepts the CUMMINS FIRE POWER LLC CORPORATE OFFICE AND | DESIGN UPFIT CENTER
16476_drw.pdf | and agrees ittrawdiellse(c1r)etnoitnfuosrematthieondotchuemreenitn,or(2a)nynoctopcyoptyhetrheeofdoocrumtehnet, | that, except ittrawdiellse(c1r)etnoitnfuosrematthieondotchuemreenitn,or(2a)nynoctopcyoptyhetrheeofdoocrumtehnet, | as authorized in writing by 1600 BUERKLE ROAD WHITE BEAR LAKE, MN trade | LAWRENCE DRIVE DEPERE, WISCONSIN
16476_drw.pdf | stehceredtociunmfeonrtm,atoironuptohnerdeeimna,nd,anrdet(u4r)n therefrom. | COPYRIGHT | utphoendcoocmupmleentti,onalolfctohpeienseetdhetroeorfe,taainnd Fire Power LLC LOOP INFEED
16476_drw.pdf |  | ALL | DIMENSION TOLERANCES ASREEA WATER COMPATABLE
16476_drw.pdf | # | 1IM$PERIAL | METRIC UNITS DWG UNITS: DRAWN BY: DAN DATE: | 20-JAN-10
16476_drw.pdf |  | # 0.005 F..OXXRXXMXT==OLE##RAN00C..E00S3105 | .XX= # 0.2 F..OXXRXM==TOL##ERA00N..C84ES DRAWING | NO:
16476_drw.pdf |  | F..AXXBXXXTO==LER##ANC00E..S006300 | F..AXXBXT==OLE##RAN10C..E58S EST WEIGHT: 37.392 1 OF 1 16476
16477_drw.pdf | ITEM
16477_drw.pdf | 1 | 1 | PIPE, 2-1/2", COPPER NICKEL
16477_drw.pdf | 2 | 1 | PIPE, 2-1/2", COPPER NICKEL
16477_drw.pdf | 3 | 1 | PIPE, 2-1/2", COPPER NICKEL
16477_drw.pdf | 4 | 1 | PIPE, 2-1/2", COPPER NICKEL
16477_drw.pdf |  |  | NIPPLE, 1/4" X 1"
16477_drw.pdf |  |  | BUTT WELD | -
16477_drw.pdf |  |  |  | -
16477_drw.pdf |  |  | NO CNP PART NUMBERS. ORDER AS WELDMENT
16477_drw.pdf | confidential Fire Power and | and trade and is given retaining of | secret information, is the to the receiver in confidence. document accepts the CUMMINS FIRE POWER LLC CORPORATE OFFICE AND | DESIGN UPFIT CENTER
16477_drw.pdf | and agrees ittrawdiellse(c1r)etnoitnfuosrematthieondotchuemreenitn,or(2a)nynoctopcyoptyhetrheeofdoocrumtehnet, | that, except ittrawdiellse(c1r)etnoitnfuosrematthieondotchuemreenitn,or(2a)nynoctopcyoptyhetrheeofdoocrumtehnet, | as authorized in writing by 1600 BUERKLE ROAD WHITE BEAR LAKE, MN trade | LAWRENCE DRIVE DEPERE, WISCONSIN
16477_drw.pdf | therein, and dmoactuemreinatl,coorpiuepdonthdeermeafnrdo,m.retCuOrPnYRtIhGeHTdoCcuummmeinnts,Failrle | (4) upon dmoactuemreinatl,coorpiuepdonthdeermeafnrdo,m.retCuOrPnYRtIhGeHTdoCcuummmeinnts,Failrle | of the need to retain cPoopwieersLtLhCereof, anWd LOOP DISCHARGE
16477_drw.pdf |  | ALL | DIMENSION TOLERANCES ASREEA WATER COMPATABLE
16477_drw.pdf | # | 1IM$PERIAL | METRIC UNITS DWG UNITS: DRAWN BY: DAN DATE: | 20-JAN-10
16477_drw.pdf |  | # 0.005 T==OLE##RAN00C..E00S3105 | .XX= # 0.2 F..OXXRXM==TOL##ERA00N..C84ES DRAWING | NO:
16477_drw.pdf |  | F..AXXBXXXTO==LER##ANC00E..S006300 | F..AXXBXT==OLE##RAN10C..E58S EST WEIGHT: 29.039 1 OF 1 16477
16478_drw.pdf | ITEM | QTY
16478_drw.pdf | 2 | 1
16478_drw.pdf | 3 | 1 | ELBOW, COPPER-NICKEL, BELLED END, -
16479_drw.pdf | ITEM | QTY
16479_drw.pdf | 2 | 1
16479_drw.pdf | 3 | 1 | ELBOW, COPPER-NICKEL, BELLED END, -
16479_drw.pdf |  |  | NO CNP PART NUMBERS. ORDER AS
16480_drw.pdf | ITEM | QTY
16480_drw.pdf | 2 | 1
16480_drw.pdf | 3 | 1 | ELBOW, COPPER-NICKEL, BELLED END, -
16480_drw.pdf |  |  | NO CNP PART
16499_drw.pdf | 1 | 2 | FLANGE, LOWER I-BEAM, LOWER POWER MODULE | 15893
16499_drw.pdf | 2 | 1 | FLANGE, LOWER I-BEAM, LOWER POWER MODULE | 15894
16499_drw.pdf | 3 | 16 | GUSSET, LOWER POWER MODULE | 15900
16499_drw.pdf | 4 | 1 | SECTION, CENTER I-BEAM, LOWER POWER MODULE | 15901
16499_drw.pdf | 5 | 2 | SECTION, I-BEAM, LOWER POWER MODULE | 15912
16499_drw.pdf | 6 | 2 | MOUNT, LOWER POWER MODULE | 15945
16499_drw.pdf | 7 | 1 | PLATE, RH MOUNTING, LOWER POWER MODULE | 15951
16499_drw.pdf | 8 | 2 | PAD, MOUNTING, LOWER POWER MODULE | 15993
16499_drw.pdf | 9 | 4 | GUSSET, OUTER, LOWER POWER MODULE | 15994
16499_drw.pdf | 10 | 4 | CHANNEL, WALKWAY | 16496
16499_drw.pdf | 11 | 14 | GUSSET, WALKWAY | 16497
16499_drw.pdf | 12 | 2 | GUSSET, WALKWAY | 16498
16499_drw.pdf | 13 | 1 | PLATE, LH MOUNTING, LOWER POWER MODULE | 17268
16499_drw.pdf | 14 | 16 | ROUND,THREADED, - | 22416
16500_drw.pdf | 1 | 2 | FLANGE, LOWER I-BEAM, LOWER POWER MODULE | 15893
16500_drw.pdf | 2 | 1 | FLANGE, LOWER I-BEAM, LOWER POWER MODULE | 15894
16500_drw.pdf | 3 | 1 | SECTION, CENTER I-BEAM, LOWER POWER MODULE | 15899
16500_drw.pdf | 4 | 16 | GUSSET, LOWER POWER MODULE | 15900
16500_drw.pdf | 5 | 2 | MOUNT, TUBE BRACKET, LOWER POWER MODULE | 15908
16500_drw.pdf | 6 | 2 | MEMBER, SHORT CROSS, LOWER POWER MODULE | 15913
16500_drw.pdf | 7 | 2 | MEMBER, SHORT CROSS, LOWER POWER MODULE | 15914
16500_drw.pdf | 8 | 1 | ANGLE, TREAD SUPPORT, LOWER POWER MODULE | 15930
16500_drw.pdf | 9 | 1 | ANGLE, TREAD SUPPORT, LOWER POWER MODULE | 15931
16500_drw.pdf | 10 | 4 | PLATE, END, LOWER POWER MODULE | 15932
16500_drw.pdf | 11 | 4 | GUSSET, TREAD SUPPORT, LOWER POWER MODULE | 15934
16500_drw.pdf | 12 | 4 | PLATE, TREAD SUPPORT, LOWER POWER MODULE | 15942
16500_drw.pdf | 13 | 1 | SECTION, I-BEAM, LOWER POWER MODULE | 15944
16500_drw.pdf | 14 | 2 | MOUNT, LOWER POWER MODULE | 15945
16500_drw.pdf | 15 | 1 | PLATE, RH MOUNTING, LOWER POWER MODULE | 15946
16500_drw.pdf | 16 | 4 | MOUNT, FUEL TANK, LOWER POWER MODULE | 15950
16500_drw.pdf | 17 | 2 | PAD, MOUNTING, LOWER POWER MODULE | 15993
16500_drw.pdf | 18 | 4 | GUSSET, OUTER, LOWER POWER MODULE | 15994
16500_drw.pdf | 19 | 1 | PLATE, LH MOUNTING, LOWER POWER MODULE | 17267
16500_drw.pdf | 20 | 2 | SPACER | 17273
16500_drw.pdf | 21 | 1 | PLATE,CLAMP BASE, - | 22418
16500_drw.pdf | 22 | 1 | SECTION, I-BEAM, LOWER POWER MODULE | 22478
16500_drw.pdf |  |  | C
16500_drw.pdf |  |  | 19
16501_drw.pdf | 1 | 1 | I-BEAM, FRONT | 16499
16501_drw.pdf | 2 | 1 | I-BEAM, REAR | 16500
16501_drw.pdf | 3 | 2 | MEMBER, RH END CROSS, LOWER POWER MODULE WELDMENT | 15898
16501_drw.pdf | 4 | 2 | MEMBER, CROSS, LOWER POWER MODULE | 15903
16501_drw.pdf | 5 | 3 | MOUNT, FUEL TANK, LOWER POWER MODULE | 15909
16501_drw.pdf | 6 | 6 | GUSSET, LOWER POWER MODULE | 15910
16501_drw.pdf | 7 | 2 | PLATE, END, LOWER POWER MODULE | 15918
16501_drw.pdf | 8 | 2 | PLATE, END, LOWER POWER MODULE | 15919
16501_drw.pdf | 9 | 4 | GUSSET, LOWER POWER MODULE | 15923
16501_drw.pdf | 10 | 2 | GUSSET, LOWER POWER MODULE | 15925
16501_drw.pdf | 11 | 2 | ANGLE, TREAD SUPPORT, LOWER POWER MODULE | 15929
16501_drw.pdf | 12 | 2 | RAIL, TREAD, LOWER POWER MODULE | 15933
16501_drw.pdf | 13 | 2 | MEMBER, CROSS, LOWER POWER MODULE | 15947
16501_drw.pdf | 14 | 12 | MOUNT, ISOLATOR | 16473
16501_drw.pdf | 15 | 4 | SUPPORT | 16831
16501_drw.pdf | 16 | 4 | SUPPORT | 16832
16501_drw.pdf | 17 | 4 | SUPPORT | 16833
16501_drw.pdf | 18 | 1 | SHEET,LOWER MODULE, - | 22411
16501_drw.pdf | 19 | 1 | SHEET,LOWER MODULE, - | 22412
16501_drw.pdf | 20 | 1 | SHEET,LOWER MODULE, - | 22413
16501_drw.pdf | 21 | 1 | SHEET,LOWER MODULE, - | 22414
16502_drw.pdf | 1 | 1 | PANEL,RR,CONDUIT BOX, UCI274/HCI4/HCI5 | 14342
16502_drw.pdf | 2 | 1 | PANEL,SIDE,CONDUIT BOX, UCI274/HCI4/HCI5 | 14699
16502_drw.pdf | 3 | 3 | LOUVER,CONDUIT BOX, UCI274/HCI4/HCI5 | 14705
16502_drw.pdf | 4 | 1 | PANEL,FLR,CONDUIT BOX, HCI4 | 14789
16502_drw.pdf | 5 | 1 | PANEL,FRNT,CONDUIT BOX, HC4F | 15404
16502_drw.pdf | 6 | 1 | PANEL,SIDE,CONDUIT BOX, UCI274/HCI4/HCI5 W/CTRL | 16462
16502_drw.pdf | 7 | 1 | MOUNT,PCB ASSY, - | 16464
16502_drw.pdf | 8 | 1 | PANEL,TOP,CONDUIT BOX, UCI274,HCI4,HCI5 | 13694
16502_drw.pdf | 9 | 1 | BRKT,CONDUIT BOX,RH, UCI274/HCI4/HCI5 | 14735
16502_drw.pdf | 10 | 1 | BRKT,CONDUIT BOX,LH, UCI274/HCI4/HCI5 | 14737
16502_drw.pdf | 11 | A/R | PROFILE,UL RECOGNIZED SEALING | 14456
16517-001_drw.pdf | 1 | 1 | ENCLOSURE,CIR BRKR, ASSEMBLY,W/ NUTS | 16518
16517-001_drw.pdf | 2 | 1 | PANEL,CIRCUIT BRKR, MNTG,W/ NUTS | 16521-001
16517-001_drw.pdf | 3 | 1 | COVER,BOTTOM, CB ENCL,W/ NUTS | 16587
16517-001_drw.pdf | 4 | 1 | COVER,CIRCUIT BRKR, ENCLOSURE W/NUTS | 16669
16517-001_drw.pdf | 5 | 1 | 100 AMP SQUARE D CIRCUIT BREAKER, ONAN PART | 0320-2346-07
16517-001_drw.pdf | 6 | 1 | STANDOFF - INSULATOR, - | 0332-2744-07
16517-001_drw.pdf | 7 | 1 | SPACER, .75" FOR 0320-2346-XX OR, 0320-2347-XX | BREAKERS11576-001
16517-001_drw.pdf | 8 | 1 | INSERT,CIRCUIT BRKR, ENCLOSURE SINGLE | 16520-001
16517-001_drw.pdf | 9 | 1 | COVER,CIRCUIT BRK EN, FRONT PANEL | 16670
16517-001_drw.pdf |  |  | 1
16517-001_drw.pdf |  |  | 320-2346-XX OR 320-2347-XX | FRAME SIZE.
16517-001_drw.pdf |  |  | THE PART NUMBER SHOWN IS FOR | REFERENCE,
16517-001_drw.pdf | SCALE
16517-001_drw.pdf | contains Cummins | confidential LLC and is | trade secret information, is the given to the receiver in confidence. CUMMINS NPOWER LLC | CUSTOM DESIGN
16517-001_drw.pdf | by confidence | and and agrees that, | of the document accepts the except as authorized in writing by 1600 BUERKLE ROAD WHITE BEAR LAKE, MN | LAWRENCE DRIVE WISCONSIN
16517-001_drw.pdf | to information | either the and (4) | document or the confidential or trade upon completion of the need to retain aNlPlowceorpiLeLsC thereof, WWW.CUMMINSNPOWER.COM
16517-001_drw.pdf | OTHERWISE | SPECIFIED | ALL DIMENSION TOLERANCESCAIRERCUIT BRKR,SINGLE
16517-001_drw.pdf |  | 1IM$PERIAL | UNITS METRIC UNITS DWG UNITS: DRAWN BY: HGP DATE: | 05FEB2010
16517-001_drw.pdf |  | 1.-2XXX5= # | IN/LB/S PRO-ENGINEERREF 0.005 .XX= # 0.2 F..OXXRXM==TOL##ERA00N..C84ES DRAWING | DRWG:- NO:
16517-001_drw.pdf |  |  | F..AXXBXT==OLE##RAN10C..E58S EST WEIGHT: 68.446 1 OF 1
16517-002_drw.pdf | 1 | 1 | ENCLOSURE,CIR BRKR, ASSEMBLY,W/ NUTS | 16518
16517-002_drw.pdf | 2 | 1 | PANEL,CIRCUIT BRKR, MNTG,W/ NUTS | 16521-002
16517-002_drw.pdf | 3 | 1 | COVER,BOTTOM, CB ENCL,W/ NUTS | 16587
16517-002_drw.pdf | 4 | 1 | COVER,CIRCUIT BRKR, ENCLOSURE W/NUTS | 16669
16517-002_drw.pdf | 5
16517-002_drw.pdf | 6 | 1 | STANDOFF - INSULATOR, - | 0332-2744-07
16517-002_drw.pdf | 7 | 1 | INSERT,CIRCUIT BRKR, ENCLOSURE SINGLE | 16520-002
16517-002_drw.pdf | 8 | 1 | COVER,CIRCUIT BRK EN, FRONT PANEL | 16670
16517-002_drw.pdf |  |  | 4
16517-002_drw.pdf |  |  | A
16517-002_drw.pdf |  | 5
16517-002_drw.pdf |  |  | 1
16517-002_drw.pdf |  |  | 8
16517-002_drw.pdf |  |  | SCALE 0.125
16517-002_drw.pdf | contains Cummins | confidential LLC and is | trade secret information, is the given to the receiver in confidence. CUMMINS NPOWER LLC | CUSTOM DESIGN
16517-002_drw.pdf | by confidence | and and agrees that, | of the document accepts the except as authorized in writing by 1600 BUERKLE ROAD WHITE BEAR LAKE, MN | LAWRENCE DRIVE WISCONSIN
16517-002_drw.pdf | to information | either the and (4) | document or the confidential or trade upon completion of the need to retain aNlPlowceorpiLeLsC thereof, WWW.CUMMINSNPOWER.COM
16517-002_drw.pdf | OTHERWISE | SPECIFIED | ALL DIMENSION TOLERANCESCAIRERCUIT BRKR,SINGLE
16517-002_drw.pdf |  | 1IM$PERIAL | UNITS METRIC UNITS DWG UNITS: DRAWN BY: HGP DATE: | 05FEB2010
16517-002_drw.pdf |  | 1.-2XXX5= # | IN/LB/S PRO-ENGINEERREF 0.005 .XX= # 0.2 F..OXXRXM==TOL##ERA00N..C84ES DRAWING | DRWG:- NO:
16517-002_drw.pdf |  |  | F..AXXBXT==OLE##RAN10C..E58S EST WEIGHT: 68.446 1 OF 1
16517-003_drw.pdf | 1 | 1 | ENCLOSURE,CIR BRKR, ASSEMBLY,W/ NUTS | 16518
16517-003_drw.pdf | 2 | 1 | PANEL,CIRCUIT BRKR, MNTG,W/ NUTS | 16521-003
16517-003_drw.pdf | 3 | 1 | COVER,BOTTOM, CB ENCL,W/ NUTS | 16587
16517-003_drw.pdf | 4 | 1 | COVER,CIRCUIT BRKR, ENCLOSURE W/NUTS | 16669
16517-003_drw.pdf | 5 | 1 | INSERT, LH | 17633
16517-003_drw.pdf | 6 | 1 | COVER, CIRCUIT BREAKER | 17634
16517-003_drw.pdf | 7 | 1 | 600 AMP SQUARE D CIRCUIT BREAKER, - | 0320-1960-01
16517-003_drw.pdf | 8 | 1 | STANDOFF - INSULATOR, - | 0332-2744-07
16517-003_drw.pdf | 9 | 1 | INSERT,CIRCUIT BRKR, ENCLOSURE SINGLE | 16520-003
16517-003_drw.pdf | 10 | 1 | COVER,CIRCUIT BRK EN, FRONT PANEL | 16670
16517-003_drw.pdf | 11 | 1 | COVER,CIRCUIT BREAKER | 17627
16517-003_drw.pdf | 12 | 1 | INSERT,CIRCUIT BRKR, ENCLOSURE SINGLE | 17629
16517-003_drw.pdf |  |  | 1
16517-003_drw.pdf | SCALE
16517-003_drw.pdf | contains Cummins | confidential LLC and is | trade secret information, is the given to the receiver in confidence. CUMMINS NPOWER LLC | CUSTOM DESIGN
16517-003_drw.pdf | by confidence | and and agrees that, | of the document accepts the except as authorized in writing by 1600 BUERKLE ROAD WHITE BEAR LAKE, MN | LAWRENCE DRIVE WISCONSIN
16517-003_drw.pdf | to information | either the and (4) | document or the confidential or trade upon completion of the need to retain aNlPlowceorpiLeLsC thereof, WWW.CUMMINSNPOWER.COM
16517-003_drw.pdf | OTHERWISE | SPECIFIED | ALL DIMENSION TOLERANCESCAIRERCUIT BRKR,SINGLE
16517-003_drw.pdf |  | 1IM$PERIAL | UNITS METRIC UNITS DWG UNITS: DRAWN BY: PBS DATE: | 19MAY2010
16517-003_drw.pdf |  | 1.-2XXX5= # F..OXXRXXMX | IN/LB/S PRO-ENGINEERREF 0.005 .XX= # 0.2 F..OXXRXM==TOL##ERA00N..C84ES DRAWING | DRWG:- NO:
16517-003_drw.pdf |  |  | F..AXXBXT==OLE##RAN10C..E58S EST WEIGHT: 68.446 1 OF 1
16517-004_drw.pdf | ITEM
16517-004_drw.pdf | 1 | 1 | PANEL,CIRCUIT BRKR, MNTG,W/ NUTS | 16521-004
16517-004_drw.pdf | 2 | 1 | ENCLOSURE,CIR BRKR, ASSEMBLY,W/ NUTS | 18540
16517-004_drw.pdf | 3 | 1 | COVER,BOTTOM, CB ENCL,W/ NUTS | 18543
16517-004_drw.pdf | 4 | 1 | COVER,CIRCUIT BRKR, ENCLOSURE W/NUTS | 18545
16517-004_drw.pdf |  |  | STANDOFF - INSULATOR, - | 0332-2744-07
16517-004_drw.pdf |  |  | ENCLOSURE SINGLE | 16520-004
16517-004_drw.pdf |  |  |  | 18546
16517-004_drw.pdf | confidential NPower LLC receiving and | and trade and is given retaining of | secret information, is the the receiver in confidence. document accepts the CUMMINS NPOWER LLC CORPORATE OFFICE AND | DESIGN UPFIT CENTER
16517-004_drw.pdf | and ittrawdiellse(c1r)etnoitnfuosrematthieondotchuemreenitn,or(2a)nynoctopcyoptyhetrheeofdoocrumtehnet, | that, except ittrawdiellse(c1r)etnoitnfuosrematthieondotchuemreenitn,or(2a)nynoctopcyoptyhetrheeofdoocrumtehnet, | as authorized in writing by 1600 BUERKLE ROAD trade WHITE BEAR LAKE, MN | LAWRENCE DRIVE DEPERE, WISCONSIN
16517-004_drw.pdf | therein, and dmoactuemreinatl,coorpiuepdonthdeermeafnrdo,m.retCuOrPnYRtIhGeHTdocCuummemnitn,s | (4) upon dmoactuemreinatl,coorpiuepdonthdeermeafnrdo,m.retCuOrPnYRtIhGeHTdocCuummemnitn,s | completion of the need to retain aNlPlowceorpiLeLsC thereof, aEndNCLOSURE,ASSEMBLY
16517-004_drw.pdf |  | ALL | DIMENSION TOLERANCESCAIRERCUIT BRKR,SINGLE
16517-004_drw.pdf | # |  | METRIC UNITS DWG UNITS: DRAWN BY: HGP DATE: | 18APR2011
16517-004_drw.pdf |  | # 0.005 T==OLE##RAN00C..E00S3105 | .XX= # 0.2 F..OXXRXM==TOL##ERA00N..C84ES DRAWING | NO:
16517-004_drw.pdf |  | F..AXXBXXXTO==LER##ANC00E..S006300 | F..AXXBXT==OLE##RAN10C..E58S EST WEIGHT: 68.446 1 OF 1
16517-005_drw.pdf | ITEM
16517-005_drw.pdf | 1 | 1 | PANEL,CIRCUIT BRKR, MNTG,W/ NUTS | 16521-005
16517-005_drw.pdf | 2 | 1 | ENCLOSURE,CIR BRKR, ASSEMBLY,W/ NUTS | 18540
16517-005_drw.pdf | 3 | 1 | COVER,BOTTOM, CB ENCL,W/ NUTS | 18543
16517-005_drw.pdf | 4 | 1 | COVER,CIRCUIT BRKR, ENCLOSURE W/NUTS | 18545
16517-005_drw.pdf |  |  | - | 0332-2744-07
16517-005_drw.pdf |  |  |  | 16520-005
16517-005_drw.pdf | confidential NPower LLC receiving and | and trade and is given retaining of | secret information, is the the receiver in confidence. document accepts the CUMMINS NPOWER LLC CORPORATE OFFICE AND | DESIGN UPFIT CENTER
16517-005_drw.pdf | and ittrawdiellse(c1r)etnoitnfuosrematthieondotchuemreenitn,or(2a)nynoctopcyoptyhetrheeofdoocrumtehnet, | that, except ittrawdiellse(c1r)etnoitnfuosrematthieondotchuemreenitn,or(2a)nynoctopcyoptyhetrheeofdoocrumtehnet, | as authorized in writing by 1600 BUERKLE ROAD trade WHITE BEAR LAKE, MN | LAWRENCE DRIVE DEPERE, WISCONSIN
16517-005_drw.pdf | therein, and dmoactuemreinatl,coorpiuepdonthdeermeafnrdo,m.retCuOrPnYRtIhGeHTdocCuummemnitn,s | (4) upon dmoactuemreinatl,coorpiuepdonthdeermeafnrdo,m.retCuOrPnYRtIhGeHTdocCuummemnitn,s | completion of the need to retain aNlPlowceorpiLeLsC thereof, aEndNCLOSURE,ASSEMBLY
16517-005_drw.pdf |  | ALL | DIMENSION TOLERANCESCAIRERCUIT BRKR,SINGLE
16517-005_drw.pdf | # |  | METRIC UNITS DWG UNITS: DRAWN BY: HGP DATE: | 12JUL2012
16517-005_drw.pdf |  | # 0.005 T==OLE##RAN00C..E00S3105 | .XX= # 0.2 F..OXXRXM==TOL##ERA00N..C84ES DRAWING | NO:
16517-005_drw.pdf |  | F..AXXBXXXTO==LER##ANC00E..S006300 | F..AXXBXT==OLE##RAN10C..E58S EST WEIGHT: 68.446 1 OF 1
16517-006_drw.pdf | ITEM
16517-006_drw.pdf | 1 | 1 | PANEL,CIRCUIT BRKR, MNTG,W/ NUTS | 16521-004
16517-006_drw.pdf | 2 | 1 | ENCLOSURE,CIR BRKR, ASSEMBLY,W/ NUTS | 18540
16517-006_drw.pdf | 3 | 1 | COVER,BOTTOM, CB ENCL,W/ NUTS | 18543
16517-006_drw.pdf | 4 | 1 | COVER,CIRCUIT BRKR, ENCLOSURE W/NUTS | 18545
16517-006_drw.pdf | 5 | 1 | 300-600 AMP CIRCUIT, BREAKER,3 POLE | 0320-1960-XX3P
16517-006_drw.pdf | 6 | 1 | STANDOFF - INSULATOR, - | 0332-2744-07
16517-006_drw.pdf | 7 | 1 | INSERT,CIRCUIT BRKR, ENCLOSURE SINGLE | 16520-004
16517-006_drw.pdf | 8 | 1 | COVER,CIRCUIT BRK EN, FRONT PANEL | 18546
16517-006_drw.pdf |  | SCALE | 0.125
16517-006_drw.pdf | NPower LLC | and trade and is given | secret information, is the the receiver in confidence. CUMMINS NPOWER LLC | DESIGN
16517-006_drw.pdf | receiving and and | retaining of that, except | the document accepts the as authorized in writing by CORPORATE OFFICE 1600 BUERKLE ROAD | UPFIT CENTER LAWRENCE DRIVE
16517-006_drw.pdf | to others therein, | the document (4) upon | or the confidential or trade completion of the need to retain thereof, WWW.CUMMINSNPOWER.COM
16517-006_drw.pdf |  | ALL | andENCLOSURE,ASSEMBLY DIMENSION TOLERANCES
16517-006_drw.pdf | # 1 | $MSAUCRHFIANCEEDS | IMUPNEIRTISAL MUENTIRTISC DWG UNITS: DRAWN BY: HGP DATE: | 18APR2011
16517-006_drw.pdf | PROJECTION |  | MA..CXXHXXIXNE== TO##LER00A..00NC10E05SMAC..HXXIXNE== TO##LER00A..N42CES IN/LB/S PRO-ENGINEERINIT | ECO: 2012-276
16517-006_drw.pdf |  |  | ..FXXOXXRXM FO..RXXMX T==OLE##RAN00C..E84S SCALE: 0.188 SHEET
16517-007_drw.pdf | ITEM
16517-007_drw.pdf | 1 | 1 | PANEL,CIRCUIT BRKR, MNTG,W/ NUTS | 16521-006
16517-007_drw.pdf | 2 | 1 | ENCLOSURE,CIR BRKR, ASSEMBLY,W/ NUTS | 18540
16517-007_drw.pdf | 3 | 1 | COVER,BOTTOM, CB ENCL,W/ NUTS | 18543
16517-007_drw.pdf | 4 | 1 | COVER,CIRCUIT BRKR, ENCLOSURE W/NUTS | 18545
16517-007_drw.pdf |  |  | AMP SQUARE D CIRCUIT BREAKER, ONAN PART | 0320-2346-17
16517-007_drw.pdf |  |  | SQUARE D CIR BRKR | 0320-2347-XX
16517-007_drw.pdf |  |  |  | 0332-2744-07
16517-007_drw.pdf |  |  | NOTES:
16517-007_drw.pdf |  |  | 1. CIRCUIT BREAKER LISTED CAN | BE EITHER
16517-007_drw.pdf |  |  | 320-2346-XX OR 320-2347-XX
16517-007_drw.pdf | 0.125 |  | BUILD PER THE WORK ORDER.
16517-007_drw.pdf | confidential NPower LLC and and | and trade is given to of the | secret information, is the the receiver in confidence. document accepts the CUMMINS NPOWER LLC CORPORATE OFFICE AND | DESIGN UPFIT CENTER
16517-007_drw.pdf | and agrees ittrawdiellse(c1r)etnoitnfuosrematthieondotchuemreenitn,or(2a)nynoctopcyoptyhetrheeofdoocrumtehnet, | that, except ittrawdiellse(c1r)etnoitnfuosrematthieondotchuemreenitn,or(2a)nynoctopcyoptyhetrheeofdoocrumtehnet, | authorized in writing by 1600 BUERKLE ROAD WHITE BEAR LAKE, MN | LAWRENCE DRIVE WISCONSIN
16517-007_drw.pdf | therein, and dmoactuemreinatl,coorpiuepdonthdeermeafnrdo,m.retCuOrPnYRtIhGeHTdocCuummemnitn,s | (4) upon dmoactuemreinatl,coorpiuepdonthdeermeafnrdo,m.retCuOrPnYRtIhGeHTdocCuummemnitn,s | of the need to retain aNlPlowceorpiLeLsC thereof, andENCLOSURE,ASSEMBLY
16517-007_drw.pdf | SPECIFIED | ALL | DIMENSION TOLERANCES ACREIRCUIT BRKR,SINGLE
16517-007_drw.pdf | # 1 |  | MUENTIRTISC DWG UNITS: DRAWN BY: HGP DATE: | 05OCT2012
16517-007_drw.pdf |  | ..FXXOXXRXM | ==TO-L##ERA00N..C00E31S05 FO..RXXMX T==OLE##RAN00C..E84S DRAWING | NO:
16517-007_drw.pdf |  | ..FXXAXXBX | T==OLE##RAN00C..E00S6300 F..AXXBXT==OLE##RAN10C..E58S EST WEIGHT: 68.446 1 OF 1
16517_drw.pdf | 1 | 1 | ENCLOSURE,CIR BRKR, ASSEMBLY,W/ NUTS | 16518
16517_drw.pdf | 2 | 1 | PANEL,CIRCUIT BRKR, MNTG,W/ NUTS | 16521
16517_drw.pdf | 3 | 1 | COVER,BOTTOM, CB ENCL,W/ NUTS | 16587
16517_drw.pdf | 4 | 1 | STANDOFF - INSULATOR, - | 0332-2744-07
16517_drw.pdf | 5 | 1 | INSERT,CIRCUIT BRKR, ENCLOSURE SINGLE | 16520
16517_drw.pdf | 6 | 1 | COVER,CIRCUIT BRK EN, TOP AND FRONT | 16523
16517_drw.pdf | 7 | 1 | CIRCUIT BREAKER, ABB T4NQ100BW, 60 AMP | T4N100BW_
16517_drw.pdf |  |  | NOTES:
16517_drw.pdf |  |  | 1. ITEM 7 CIRCUIT BREAKER CAN | EITHER
16517_drw.pdf |  |  | SHOWN IS FOR REFERENCE, | PER
16517_drw.pdf |  |  | WORK ORDER.
16517_drw.pdf | contains Cummins | confidential LLC and is | trade secret information, is the given to the receiver in confidence. CUMMINS NPOWER LLC | CUSTOM DESIGN
16517_drw.pdf | by confidence | and and agrees that, | of the document accepts the except as authorized in writing by 1600 BUERKLE ROAD WHITE BEAR LAKE, MN | LAWRENCE DRIVE WISCONSIN
16517_drw.pdf | to information | either the and (4) | document or the confidential or trade upon completion of the need to retain aNlPlowceorpiLeLsC thereof, WWW.CUMMINSNPOWER.COM
16517_drw.pdf | OTHERWISE | SPECIFIED | ALL DIMENSION TOLERANCESCAIRERCUIT BRKR,SINGLE
16517_drw.pdf |  | 1IM$PERIAL | UNITS METRIC UNITS DWG UNITS: DRAWN BY: HGP DATE: | 14SEP2009
16517_drw.pdf |  | 1.-2XXX5= # F..OXXRXXMX | IN/LB/S PRO-ENGINEERREF 0.005 .XX= # 0.2 F..OXXRXM==TOL##ERA00N..C84ES DRAWING | DRWG:- NO:
16517_drw.pdf |  |  | F..AXXBXT==OLE##RAN10C..E58S EST WEIGHT: 68.446 1 OF 1 16517
16518_drw.pdf | 1 | 16 | NUT, WELD OFFSET HOLE, M6 X 1 | 0870-2025
16518_drw.pdf | 2 | 1 | ENCLOSURE,CIR BRKR, SINGLE BREAKER | 16519
16518_drw.pdf |  |  | NOTES:
16518_drw.pdf |  |  | 1. INSTALL WELD NUTS TO THE INSIDE
16518_drw.pdf |  |  | OF FLANGES, BACK AND SIDES USING
16518_drw.pdf |  |  | REMOVE BURRS AND CLEAN.
16518_drw.pdf |  |  | 4. PRIME AND PAINT ONAN GREEN PER CNP
16518_drw.pdf |  |  | ENGINEERING STANDARDS 21055 AND 60027
16518_drw.pdf | contains Cummins | confidential LLC and is | trade secret information, is the given to the receiver in confidence. CUMMINS NPOWER LLC | CUSTOM DESIGN
16518_drw.pdf | by confidence | and and agrees that, | of the document accepts the except as authorized in writing by 1600 BUERKLE ROAD WHITE BEAR LAKE, MN | LAWRENCE DRIVE WISCONSIN
16518_drw.pdf | to information | either the and (4) | document or the confidential or trade upon completion of the need to retain aNlPlowceorpiLeLsC thereof, WWW.CUMMINSNPOWER.COM
16518_drw.pdf | OTHERWISE | SPECIFIED | ALL DIMENSION TOLERANCESAASRESEMBLY,W/ NUTS
16518_drw.pdf |  | 1IM$PERIAL | UNITS METRIC UNITS DWG UNITS: DRAWN BY: HGP DATE: | 05FEB2010
16518_drw.pdf |  | 1.-2XXX5= # | IN/LB/S PRO-ENGINEERREF 0.005 .XX= # 0.2 F..OXXRXM==TOL##ERA00N..C84ES DRAWING | DRWG:- NO:
16518_drw.pdf |  |  | F..AXXBXT==OLE##RAN10C..E58S EST WEIGHT: 33.249 1 OF 1 16518
16521-001_drw.pdf | 1 | 6 | NUT, WELD OFFSET HOLE, M6 X 1 | 0870-2025
16521-001_drw.pdf | 2 | 1 | PANEL,CIRCUIT, BREAKER MOUNTING | 16522-001
16521-001_drw.pdf |  |  | WELD
16521-001_drw.pdf |  |  | TO THE
16521-001_drw.pdf |  |  | OF FLANGE
16521-001_drw.pdf |  |  | 1. REMOVE BURRS AND CLEAN
16521-001_drw.pdf |  |  | 2. PRIME AND PAINT ONAN GREEN
16521-001_drw.pdf |  |  | PER ENGINEERING STANDARDS:
16521-001_drw.pdf |  |  | 3. FOR USE WITH BREAKERS:
16521-001_drw.pdf |  |  | 320-2346-XX AND 320-2347-XX
16521-001_drw.pdf | contains Cummins | confidential LLC and is | trade secret information, is the given to the receiver in confidence. CUMMINS NPOWER LLC | CUSTOM DESIGN
16521-001_drw.pdf | by confidence | and and agrees that, | of the document accepts the except as authorized in writing by 1600 BUERKLE ROAD WHITE BEAR LAKE, MN | LAWRENCE DRIVE WISCONSIN
16521-001_drw.pdf | to information | either the and (4) | document or the confidential or trade upon completion of the need to retain aNlPlowceorpiLeLsC thereof, WWW.CUMMINSNPOWER.COM
16521-001_drw.pdf | OTHERWISE | SPECIFIED | ALL DIMENSION TOLERANCESMANRETG,W/ NUTS
16521-001_drw.pdf |  | 1IM$PERIAL | UNITS METRIC UNITS DWG UNITS: DRAWN BY: HGP DATE: | 05FEB2010
16521-001_drw.pdf |  | 1.-2XXX5= # F..OXXRXXMX | IN/LB/S PRO-ENGINEERREF 0.005 .XX= # 0.2 F..OXXRXM==TOL##ERA00N..C84ES DRAWING | DRWG:- NO:
16521-001_drw.pdf |  |  | F..AXXBXT==OLE##RAN10C..E58S EST WEIGHT: 5.628 1 OF 1
16521-002_drw.pdf | 1 | 6 | NUT, WELD OFFSET HOLE, M6 X 1 | 0870-2025
16521-002_drw.pdf | 2 | 1 | PANEL,CIRCUIT, BREAKER MOUNTING | 16522-002
16521-002_drw.pdf |  |  | WELD
16521-002_drw.pdf |  |  | TO THE
16521-002_drw.pdf |  |  | OF FLANGE
16521-002_drw.pdf |  |  | 1. REMOVE BURRS AND CLEAN
16521-002_drw.pdf |  |  | 2. PRIME AND PAINT ONAN GREEN
16521-002_drw.pdf |  |  | PER ENGINEERING STANDARDS:
16521-002_drw.pdf |  |  | 3. FOR USE WITH BREAKER:
16521-002_drw.pdf |  |  | 320-2182-01
16521-002_drw.pdf | contains Cummins | confidential LLC and is | trade secret information, is the given to the receiver in confidence. CUMMINS NPOWER LLC | CUSTOM DESIGN
16521-002_drw.pdf | by confidence | and and agrees that, | of the document accepts the except as authorized in writing by 1600 BUERKLE ROAD WHITE BEAR LAKE, MN | LAWRENCE DRIVE WISCONSIN
16521-002_drw.pdf | to information | either the and (4) | document or the confidential or trade upon completion of the need to retain aNlPlowceorpiLeLsC thereof, WWW.CUMMINSNPOWER.COM
16521-002_drw.pdf | OTHERWISE | SPECIFIED | ALL DIMENSION TOLERANCESMANRETG,W/ NUTS
16521-002_drw.pdf |  | 1IM$PERIAL | UNITS METRIC UNITS DWG UNITS: DRAWN BY: HGP DATE: | 05FEB2010
16521-002_drw.pdf |  | 1.-2XXX5= # F..OXXRXXMX | IN/LB/S PRO-ENGINEERREF 0.005 .XX= # 0.2 F..OXXRXM==TOL##ERA00N..C84ES DRAWING | DRWG:- NO:
16521-002_drw.pdf |  |  | F..AXXBXT==OLE##RAN10C..E58S EST WEIGHT: 5.628 1 OF 1
16521-003_drw.pdf | 1 | 6 | NUT, WELD OFFSET HOLE, M6 X 1 | 0870-2025
16521-003_drw.pdf | 2 | 1 | PANEL,CIRCUIT, BREAKER MOUNTING | 16522-003
16521-003_drw.pdf |  |  | WELD
16521-003_drw.pdf |  |  | TO THE
16521-003_drw.pdf |  |  | OF FLANGE
16521-003_drw.pdf |  |  | 1. REMOVE BURRS AND CLEAN
16521-003_drw.pdf |  |  | 2. PRIME AND PAINT ONAN GREEN
16521-003_drw.pdf |  |  | PER ENGINEERING STANDARDS:
16521-003_drw.pdf |  |  | 3. FOR USE WITH BREAKER:
16521-003_drw.pdf | contains Cummins | confidential LLC and is | trade secret information, is the given to the receiver in confidence. CUMMINS NPOWER LLC | CUSTOM DESIGN
16521-003_drw.pdf | by confidence | and and agrees that, | of the document accepts the except as authorized in writing by 1600 BUERKLE ROAD WHITE BEAR LAKE, MN | LAWRENCE DRIVE WISCONSIN
16521-003_drw.pdf | to information | either the and (4) | document or the confidential or trade upon completion of the need to retain aNlPlowceorpiLeLsC thereof, WWW.CUMMINSNPOWER.COM
16521-003_drw.pdf | OTHERWISE | SPECIFIED | ALL DIMENSION TOLERANCESMANRETG,W/ NUTS
16521-003_drw.pdf |  | 1IM$PERIAL | UNITS METRIC UNITS DWG UNITS: DRAWN BY: PBS DATE: | 19MAY2010
16521-003_drw.pdf |  | 1.-2XXX5= # F..OXXRXXMX | IN/LB/S PRO-ENGINEERREF 0.005 .XX= # 0.2 F..OXXRXM==TOL##ERA00N..C84ES DRAWING | DRWG:- NO:
16521-003_drw.pdf |  |  | F..AXXBXT==OLE##RAN10C..E58S EST WEIGHT: 5.628 1 OF 1
16521-004_drw.pdf | ITEM
16521-004_drw.pdf | 1 | 6 | WELDNUT, 1/4"-20 NC, _ | 14520
16521-004_drw.pdf | 2 | 1 | PANEL,CIRCUIT, BREAKER MOUNTING | 16522-004
16521-004_drw.pdf |  | 0.31 | THRU
16521-004_drw.pdf |  | INSTALL | WELD
16521-004_drw.pdf |  | NUTS | TO THE
16521-004_drw.pdf |  | INSIDE | OF FLANGE
16521-004_drw.pdf |  |  | NOTES:
16521-004_drw.pdf |  |  | GREEN
16521-004_drw.pdf |  |  | PER ENGINEERING STANDARD:
16521-004_drw.pdf |  |  | ES045
16521-004_drw.pdf |  |  | 3. FOR USE WITH BREAKER:
16521-004_drw.pdf |  |  | 0320-1960-XX 3 POLE
16521-004_drw.pdf | confidential NPower LLC receiving and | and trade and is given retaining of | secret information, is the the receiver in confidence. document accepts the CUMMINS NPOWER LLC CORPORATE OFFICE AND | DESIGN UPFIT CENTER
16521-004_drw.pdf | and ittrawdiellse(c1r)etnoitnfuosrematthieondotchuemreenitn,or(2a)nynoctopcyoptyhetrheeofdoocrumtehnet, | that, except ittrawdiellse(c1r)etnoitnfuosrematthieondotchuemreenitn,or(2a)nynoctopcyoptyhetrheeofdoocrumtehnet, | as authorized in writing by 1600 BUERKLE ROAD trade WHITE BEAR LAKE, MN | LAWRENCE DRIVE DEPERE, WISCONSIN
16521-004_drw.pdf | therein, and dmoactuemreinatl,coorpiuepdonthdeermeafnrdo,m.retCuOrPnYRtIhGeHTdocCuummemnitn,s | (4) upon dmoactuemreinatl,coorpiuepdonthdeermeafnrdo,m.retCuOrPnYRtIhGeHTdocCuummemnitn,s | completion of the need to retain aNlPlowceorpiLeLsC thereof, aPndANEL,CIRCUIT
16521-004_drw.pdf |  | ALL | DIMENSION TOLERANCESMANRETG,W/ NUTS
16521-004_drw.pdf | # |  | METRIC UNITS DWG UNITS: DRAWN BY: HGP DATE: | 18APR2011
16521-004_drw.pdf |  | # 0.005 T==OLE##RAN00C..E00S3105 | .XX= # 0.2 F..OXXRXM==TOL##ERA00N..C84ES DRAWING | NO:
16521-004_drw.pdf |  | F..AXXBXXXTO==LER##ANC00E..S006300 | F..AXXBXT==OLE##RAN10C..E58S EST WEIGHT: 5.628 1 OF 1
16521-005_drw.pdf | ITEM
16521-005_drw.pdf | 1 | 6 | WELDNUT, 1/4"-20 NC, _ | 14520
16521-005_drw.pdf | 2 | 1 | PANEL,CIRCUIT, BREAKER MOUNTING | 16522-005
16521-005_drw.pdf |  | 0.31 | THRU
16521-005_drw.pdf |  | INSTALL | WELD
16521-005_drw.pdf |  | NUTS | TO THE
16521-005_drw.pdf |  | INSIDE | OF FLANGE
16521-005_drw.pdf |  |  | NOTES:
16521-005_drw.pdf |  |  | GREEN
16521-005_drw.pdf |  |  | PER ENGINEERING STANDARD:
16521-005_drw.pdf |  |  | ES044
16521-005_drw.pdf |  |  | 3. FOR USE WITH BREAKER:
16521-005_drw.pdf | confidential NPower LLC and and | and trade is given to of the | secret information, is the the receiver in confidence. document accepts the CUMMINS NPOWER LLC CORPORATE OFFICE AND | DESIGN UPFIT CENTER
16521-005_drw.pdf | and agrees ittrawdiellse(c1r)etnoitnfuosrematthieondotchuemreenitn,or(2a)nynoctopcyoptyhetrheeofdoocrumtehnet, | that, except ittrawdiellse(c1r)etnoitnfuosrematthieondotchuemreenitn,or(2a)nynoctopcyoptyhetrheeofdoocrumtehnet, | authorized in writing by 1600 BUERKLE ROAD WHITE BEAR LAKE, MN | LAWRENCE DRIVE DEPERE, WISCONSIN
16521-005_drw.pdf | therein, and dmoactuemreinatl,coorpiuepdonthdeermeafnrdo,m.retCuOrPnYRtIhGeHTdocCuummemnitn,s | (4) upon dmoactuemreinatl,coorpiuepdonthdeermeafnrdo,m.retCuOrPnYRtIhGeHTdocCuummemnitn,s | of the need to retain aNlPlowceorpiLeLsC thereof, andPANEL,CIRCUIT
16521-005_drw.pdf | SPECIFIED | ALL | DIMENSION TOLERANCES AMRENTG,W/ NUTS
16521-005_drw.pdf | # 1 |  | MUENTIRTISC DWG UNITS: DRAWN BY: HGP DATE: | 12JUL2012
16521-005_drw.pdf |  | ..FXXOXXRXM | ==TO-L##ERA00N..C00E31S05 FO..RXXMX T==OLE##RAN00C..E84S DRAWING | NO:
16521-005_drw.pdf |  | ..FXXAXXBX | T==OLE##RAN00C..E00S6300 F..AXXBXT==OLE##RAN10C..E58S EST WEIGHT: 5.628 1 OF 1
16521-006_drw.pdf | ITEM
16521-006_drw.pdf | 1 | 6 | WELDNUT, 1/4"-20 NC, _ | 14520
16521-006_drw.pdf | 2 | 1 | PANEL,CIRCUIT, BREAKER MOUNTING | 16522-006
16521-006_drw.pdf |  |  | THRU
16521-006_drw.pdf |  | INSTALL | WELD
16521-006_drw.pdf |  | 6
16521-006_drw.pdf |  |  | NOTES:
16521-006_drw.pdf |  |  | GREEN
16521-006_drw.pdf |  |  | PER ENGINEERING STANDARD:
16521-006_drw.pdf |  |  | ES045
16521-006_drw.pdf |  |  | 3. FOR USE WITH BREAKERS:
16521-006_drw.pdf | confidential NPower LLC and and | and trade is given to of the | secret information, is the the receiver in confidence. document accepts the CUMMINS NPOWER LLC CORPORATE OFFICE AND | DESIGN UPFIT CENTER
16521-006_drw.pdf | and agrees ittrawdiellse(c1r)etnoitnfuosrematthieondotchuemreenitn,or(2a)nynoctopcyoptyhetrheeofdoocrumtehnet, | that, except ittrawdiellse(c1r)etnoitnfuosrematthieondotchuemreenitn,or(2a)nynoctopcyoptyhetrheeofdoocrumtehnet, | authorized in writing by 1600 BUERKLE ROAD WHITE BEAR LAKE, MN | LAWRENCE DRIVE DEPERE, WISCONSIN
16521-006_drw.pdf | therein, and dmoactuemreinatl,coorpiuepdonthdeermeafnrdo,m.retCuOrPnYRtIhGeHTdocCuummemnitn,s | (4) upon dmoactuemreinatl,coorpiuepdonthdeermeafnrdo,m.retCuOrPnYRtIhGeHTdocCuummemnitn,s | of the need to retain aNlPlowceorpiLeLsC thereof, andPANEL,CIRCUIT
16521-006_drw.pdf | SPECIFIED | ALL | DIMENSION TOLERANCES AMRENTG,W/ NUTS
16521-006_drw.pdf | # 1 |  | MUENTIRTISC DWG UNITS: DRAWN BY: HGP DATE: | 05OCT2012
16521-006_drw.pdf |  | ..FXXOXXRXM | ==TO-L##ERA00N..C00E31S05 FO..RXXMX T==OLE##RAN00C..E84S DRAWING | NO:
16521-006_drw.pdf |  | ..FXXAXXBX | T==OLE##RAN00C..E00S6300 F..AXXBXT==OLE##RAN10C..E58S EST WEIGHT: 5.628 1 OF 1
16521_drw.pdf | 1 | 6 | NUT, WELD OFFSET HOLE, M6 X 1 | 0870-2025
16521_drw.pdf | 2 | 1 | PANEL,CIRCUIT, BREAKER MOUNTING | 16522
16521_drw.pdf |  |  | WELD
16521_drw.pdf |  |  | TO THE
16521_drw.pdf |  |  | OF FLANGE
16521_drw.pdf |  |  | 1. REMOVE BURRS AND CLEAN
16521_drw.pdf |  |  | 2. PRIME AND PAINT ONAN GREEN
16521_drw.pdf |  |  | PER ENGINEERING STANDARDS:
16521_drw.pdf |  |  | 3. FOR USE WITH BREAKERS:
16521_drw.pdf |  |  | T4 FRAME SIZE 3 POLES
16521_drw.pdf |  |  | T5 FRAME SIZE 3 POLES
16521_drw.pdf | contains Cummins | confidential LLC and is | trade secret information, is the given to the receiver in confidence. CUMMINS NPOWER LLC | CUSTOM DESIGN
16521_drw.pdf | by confidence | and and agrees that, | of the document accepts the except as authorized in writing by 1600 BUERKLE ROAD WHITE BEAR LAKE, MN | LAWRENCE DRIVE WISCONSIN
16521_drw.pdf | to information | either the and (4) | document or the confidential or trade upon completion of the need to retain aNlPlowceorpiLeLsC thereof, WWW.CUMMINSNPOWER.COM
16521_drw.pdf | OTHERWISE | SPECIFIED | ALL DIMENSION TOLERANCESMANRETG,W/ NUTS
16521_drw.pdf |  | 1IM$PERIAL | UNITS METRIC UNITS DWG UNITS: DRAWN BY: HGP DATE: | 26AUG2009
16521_drw.pdf |  | 1.-2XXX5= # F..OXXRXXMX | IN/LB/S PRO-ENGINEERREF 0.005 .XX= # 0.2 F..OXXRXM==TOL##ERA00N..C84ES DRAWING | DRWG:- NO:
16521_drw.pdf |  |  | F..AXXBXT==OLE##RAN10C..E58S EST WEIGHT: 5.628 1 OF 1 16521
16522-001_drw.pdf | 1 | 1 | 12 GAUGE STEEL | A-36
16522-001_drw.pdf |  |  | 0.28
16522-001_drw.pdf |  |  | 6 PLACES
16522-001_drw.pdf | 4.92
16522-001_drw.pdf |  |  | NOTES:
16522-001_drw.pdf |  |  | 1. MATERIAL: 12 GA A36
16522-001_drw.pdf |  |  | 3. ALL HOLES THRU UNLESS | NOTED
16522-001_drw.pdf |  |  | 4. DO NOT PAINT
16522-001_drw.pdf |  |  | 5. FOR USE WITH
16522-001_drw.pdf |  |  | 320-2347-XX
16522-001_drw.pdf |  |  | 0.10
16522-001_drw.pdf | contains Cummins | confidential LLC and is | trade secret information, is the given to the receiver in confidence. CUMMINS NPOWER LLC | CUSTOM DESIGN
16522-001_drw.pdf | by confidence | and and agrees that, | of the document accepts the except as authorized in writing by 1600 BUERKLE ROAD WHITE BEAR LAKE, MN | LAWRENCE DRIVE WISCONSIN
16522-001_drw.pdf | to information | either the and (4) | document or the confidential or trade upon completion of the need to retain aNlPlowceorpiLeLsC thereof, WWW.CUMMINSNPOWER.COM
16522-001_drw.pdf | OTHERWISE | SPECIFIED | ALL DIMENSION TOLERANCESBAREEAKER MOUNTING
16522-001_drw.pdf |  | 1IM$PERIAL | UNITS METRIC UNITS DWG UNITS: DRAWN BY: HGP DATE: | 14SEP2009
16522-001_drw.pdf |  | 1.-2XXX5= # | IN/LB/S PRO-ENGINEERREF 0.005 .XX= # 0.2 F..OXXRXM==TOL##ERA00N..C84ES DRAWING | DRWG: NO:
16522-001_drw.pdf |  |  | F..AXXBXT==OLE##RAN10C..E58S EST WEIGHT: 5.534 1 OF 1
16522-002_drw.pdf | 1 | 1 | 12 GAUGE STEEL | A-36
16522-002_drw.pdf |  |  | 0.28
16522-002_drw.pdf |  |  | 6 PLACES
16522-002_drw.pdf | 4.92
16522-002_drw.pdf |  |  | NOTES:
16522-002_drw.pdf |  |  | A 1. MATERIAL: 12 GA A36
16522-002_drw.pdf |  |  | 2. REMOVE BURRS AND SHARP
16522-002_drw.pdf |  |  | 4. DO NOT PAINT, WELD
16522-002_drw.pdf |  |  | 0.10 5. FOR USE WITH BREAKER:
16522-002_drw.pdf |  |  | 320-2182-01
16522-002_drw.pdf | contains Cummins | confidential LLC and is | trade secret information, is the given to the receiver in confidence. CUMMINS NPOWER LLC | CUSTOM DESIGN
16522-002_drw.pdf | by confidence | and and agrees that, | of the document accepts the except as authorized in writing by 1600 BUERKLE ROAD WHITE BEAR LAKE, MN | LAWRENCE DRIVE WISCONSIN
16522-002_drw.pdf | to information | either the and (4) | document or the confidential or trade upon completion of the need to retain aNlPlowceorpiLeLsC thereof, WWW.CUMMINSNPOWER.COM
16522-002_drw.pdf | OTHERWISE | SPECIFIED | ALL DIMENSION TOLERANCESBAREEAKER MOUNTING
16522-002_drw.pdf |  | 1IM$PERIAL | UNITS METRIC UNITS DWG UNITS: DRAWN BY: HGP DATE: | 14SEP2009
16522-002_drw.pdf |  | 1.-2XXX5= # | IN/LB/S PRO-ENGINEERREF 0.005 .XX= # 0.2 F..OXXRXM==TOL##ERA00N..C84ES DRAWING | DRWG: NO:
16522-002_drw.pdf |  |  | F..AXXBXT==OLE##RAN10C..E58S EST WEIGHT: 5.534 1 OF 1
16522-003_drw.pdf | 1 | 1 | 12 GAUGE STEEL | A-36
16522-003_drw.pdf |  |  | 0.28
16522-003_drw.pdf |  |  | 6 PLACES
16522-003_drw.pdf | 4.92
16522-003_drw.pdf |  |  | NOTES:
16522-003_drw.pdf |  |  | 1. MATERIAL: 12 GA A36
16522-003_drw.pdf |  |  | 3. ALL HOLES THRU UNLESS | NOTED
16522-003_drw.pdf |  |  | 4. DO NOT PAINT
16522-003_drw.pdf |  |  | 5. FOR USE WITH BREAKER: | 320-1960-XX
16522-003_drw.pdf |  |  | 0.10
16522-003_drw.pdf | contains Cummins | confidential LLC and is | trade secret information, is the given to the receiver in confidence. CUMMINS NPOWER LLC | CUSTOM DESIGN
16522-003_drw.pdf | by confidence | and and agrees that, | of the document accepts the except as authorized in writing by 1600 BUERKLE ROAD WHITE BEAR LAKE, MN | LAWRENCE DRIVE WISCONSIN
16522-003_drw.pdf | to information | either the and (4) | document or the confidential or trade upon completion of the need to retain aNlPlowceorpiLeLsC thereof, WWW.CUMMINSNPOWER.COM
16522-003_drw.pdf | OTHERWISE | SPECIFIED | ALL DIMENSION TOLERANCESBAREEAKER MOUNTING
16522-003_drw.pdf |  | 1IM$PERIAL | UNITS METRIC UNITS DWG UNITS: DRAWN BY: PBS DATE: | 19MAY2010
16522-003_drw.pdf |  | 1.-2XXX5= # F..OXXRXXMX | IN/LB/S PRO-ENGINEERREF 0.005 .XX= # 0.2 F..OXXRXM==TOL##ERA00N..C84ES DRAWING | DRWG: NO:
16522-003_drw.pdf |  |  | F..AXXBXT==OLE##RAN10C..E58S EST WEIGHT: 5.534 1 OF 1
16522-004_drw.pdf | 1 | 1 | 12 GAUGE STEEL | A-36
16522-004_drw.pdf |  |  | 0.313
16522-004_drw.pdf |  |  | 6 PLACES
16522-004_drw.pdf | 4.92
16522-004_drw.pdf |  |  | NOTES:
16522-004_drw.pdf |  |  | 1. MATERIAL: 12 GA A36
16522-004_drw.pdf |  |  | 3. ALL HOLES THRU UNLESS | NOTED
16522-004_drw.pdf |  |  | 4. DO NOT PAINT
16522-004_drw.pdf |  |  | 5. FOR USE WITH BREAKER:
16522-004_drw.pdf |  |  | 0320-1960-XX 3 POLE
16522-004_drw.pdf |  |  | 0.10
16522-004_drw.pdf | contains Cummins | confidential LLC and is | trade secret information, is the given to the receiver in confidence. CUMMINS NPOWER LLC | CUSTOM DESIGN
16522-004_drw.pdf | by confidence | and and agrees that, | of the document accepts the except as authorized in writing by 1600 BUERKLE ROAD WHITE BEAR LAKE, MN | LAWRENCE DRIVE WISCONSIN
16522-004_drw.pdf | to information | either the and (4) | document or the confidential or trade upon completion of the need to retain aNlPlowceorpiLeLsC thereof, WWW.CUMMINSNPOWER.COM
16522-004_drw.pdf | OTHERWISE | SPECIFIED | ALL DIMENSION TOLERANCESBAREEAKER MOUNTING
16522-004_drw.pdf |  | 1IM$PERIAL | UNITS METRIC UNITS DWG UNITS: DRAWN BY: HGP DATE: | 18APR2011
16522-004_drw.pdf |  | 1.-2XXX5= # F..OXXRXXMX | IN/LB/S PRO-ENGINEERINIT 0.005 .XX= # 0.2 F..OXXRXM==TOL##ERA00N..C84ES DRAWING | ECO: 2011-143 NO:
16522-004_drw.pdf |  |  | F..AXXBXT==OLE##RAN10C..E58S EST WEIGHT: 5.534 1 OF 1
16522-005_drw.pdf | 1 | 1 | 12 GAUGE STEEL | A-36
16522-005_drw.pdf |  |  | 0.313
16522-005_drw.pdf |  |  | 6 PLACES
16522-005_drw.pdf | 4.92
16522-005_drw.pdf |  |  | NOTES:
16522-005_drw.pdf |  |  | 1. MATERIAL: 12 GA A36
16522-005_drw.pdf |  |  | 3. ALL HOLES THRU UNLESS | NOTED
16522-005_drw.pdf |  |  | 4. DO NOT PAINT
16522-005_drw.pdf |  |  | 5. FOR USE WITH BREAKER:
16522-005_drw.pdf |  |  | 0.10
16522-005_drw.pdf | contains Cummins NPower | confidential and LLC and is | trade secret information, is the to the receiver in confidence. CUMMINS NPOWER LLC | CUSTOM DESIGN
16522-005_drw.pdf | by receiving confidence and | and retaining agrees that, | of the document accepts the except as authorized in writing by 1600 BUERKLE ROAD WHITE BEAR LAKE, MN | LAWRENCE DRIVE WISCONSIN
16522-005_drw.pdf | to others therein, | either the and (4) upon | or the confidential or trade completion of the need to retain aNlPlowceorpiLeLsC thereof, WWW.CUMMINSNPOWER.COM
16522-005_drw.pdf | OTHERWISE | SPECIFIED | DIMENSION TOLERANCES ABREREAKER MOUNTING
16522-005_drw.pdf | # | 1 $MSAUCRHFIANCEEDS | IMUPNEIRTISAL MUENTIRTISC DWG UNITS: DRAWN BY: HGP DATE: | 12JUL2012
16522-005_drw.pdf |  | 125 | IN/LB/S PRO-ENGINEERINIT ..FXXOXXRXM ==TO-L##ERA00N..C00E31S05 FO..RXXMX T==OLE##RAN00C..E84S DRAWING | ECO: 2012-276 NO:
16522-005_drw.pdf |  |  | ..FXXAXXBX T==OLE##RAN00C..E00S6300 F..AXXBXT==OLE##RAN10C..E58S EST WEIGHT: 5.534 1 OF 1
16522_drw.pdf | 1 | 1 | 10 GAUGE STEEL | A-36
16522_drw.pdf |  |  | 1.25
16522_drw.pdf |  |  | 0.28
16522_drw.pdf |  |  | 6 PLACES
16522_drw.pdf |  |  | NOTES:
16522_drw.pdf |  |  | 1. MATERIAL: 10 GA A36
16522_drw.pdf |  |  | 3. ALL HOLES THRU UNLESS | NOTED
16522_drw.pdf |  |  | 4. DO NOT PAINT
16522_drw.pdf |  |  | 5. FOR USE WITH
16522_drw.pdf |  |  | T5 FRAME SIZE 3 POLES
16522_drw.pdf |  |  | 0.10
16522_drw.pdf | contains Cummins | confidential LLC and is | trade secret information, is the given to the receiver in confidence. CUMMINS NPOWER LLC | CUSTOM DESIGN
16522_drw.pdf | by confidence | and and agrees that, | of the document accepts the except as authorized in writing by 1600 BUERKLE ROAD WHITE BEAR LAKE, MN | LAWRENCE DRIVE WISCONSIN
16522_drw.pdf | to information | either the and (4) | document or the confidential or trade upon completion of the need to retain aNlPlowceorpiLeLsC thereof, WWW.CUMMINSNPOWER.COM
16522_drw.pdf | OTHERWISE | SPECIFIED | ALL DIMENSION TOLERANCESBAREEAKER MOUNTING
16522_drw.pdf |  | 1IM$PERIAL | UNITS METRIC UNITS DWG UNITS: DRAWN BY: HGP DATE: | 14SEP2009
16522_drw.pdf |  | 1.-2XXX5= # F..OXXRXXMX | IN/LB/S PRO-ENGINEERREF 0.005 .XX= # 0.2 F..OXXRXM==TOL##ERA00N..C84ES DRAWING | DRWG: NO:
16522_drw.pdf |  |  | F..AXXBXT==OLE##RAN10C..E58S EST WEIGHT: 5.534 1 OF 1 16522
16529_drw.pdf | ITEM
16529_drw.pdf | 1 | 1 | ELBOW, 6" ALUMINIZED, NELSON 89119A | 89119A
16529_drw.pdf | confidential Fire Power and | and trade and is given retaining of | secret information, is the to the receiver in confidence. document accepts the CUMMINS FIRE POWER LLC CORPORATE OFFICE AND | DESIGN UPFIT CENTER
16529_drw.pdf | and agrees ittrawdiellse(c1r)etnoitnfuosrematthieondotchuemreenitn,or(2a)nynoctopcyoptyhetrheeofdoocrumtehnet, | that, except ittrawdiellse(c1r)etnoitnfuosrematthieondotchuemreenitn,or(2a)nynoctopcyoptyhetrheeofdoocrumtehnet, | as authorized in writing by 1600 BUERKLE ROAD WHITE BEAR LAKE, MN trade | LAWRENCE DRIVE DEPERE, WISCONSIN
16529_drw.pdf | therein, and dmoactuemreinatl,coorpiuepdonthdeermeafnrdo,m.retCuOrPnYRtIhGeHTdoCcuummmeinnts,Failrle | (4) upon dmoactuemreinatl,coorpiuepdonthdeermeafnrdo,m.retCuOrPnYRtIhGeHTdoCcuummmeinnts,Failrle | of the need to retain cPoopwieersLtLhCereof, anEd ALUMINIZED
16529_drw.pdf |  | ALL | DIMENSION TOLERANCESCAURET DOWN TO 11.50 X 12.00
16529_drw.pdf | # | 1IM$PERIAL | UNITSMETRIC UNITS DWG UNITS: DRAWN BY: DAN DATE: | 29-JAN-10
16529_drw.pdf |  | # 0.005 T==OLE##RAN00C..E00S3105 | .XX= # 0.2 F..OXXRXM==TOL##ERA00N..C84ES DRAWING | NO:
16529_drw.pdf |  | F..AXXBXXXTO==LER##ANC00E..S006300 | F..AXXBXT==OLE##RAN10C..E58S EST WEIGHT: 7.589 1 OF 1 16529
16534_drw.pdf | 1 | 1 | PLATE,KNEE BRACE, - | 16361
16534_drw.pdf | 2 | 1 | ANGLE,KNEE BRACE, - | 16535
16534_drw.pdf |  |  | .13
16534_drw.pdf | contains Cummins | confidential LLC and is | trade secret information, is the given to the receiver in confidence. CUMMINS NPOWER LLC | CUSTOM DESIGN
16534_drw.pdf | by confidence | and and agrees that, | of the document accepts the except as authorized in writing by 1600 BUERKLE ROAD WHITE BEAR LAKE, MN | LAWRENCE DRIVE WISCONSIN
16534_drw.pdf | to information | either the and (4) | document or the confidential or trade upon completion of the need to retain aNlPlowceorpiLeLsC thereof, WWW.CUMMINSNPOWER.COM
16534_drw.pdf | OTHERWISE | SPECIFIED | ALL DIMENSION TOLERANCESGATREA28
16534_drw.pdf |  | 1IM$PERIAL | UNITS METRIC UNITS DWG UNITS: DRAWN BY: GVD DATE: | 29JAN2010
16534_drw.pdf |  | 1.-2XXX5= # | IN/LB/S PRO-ENGINEERREF 0.005 .XX= # 0.2 F..OXXRXM==TOL##ERA00N..C84ES DRAWING | DRWG:- NO:
16534_drw.pdf |  |  | F..AXXBXT==OLE##RAN10C..E58S EST WEIGHT: 4.052 1 OF 1 16534
16536_drw.pdf | 1 | 1 | PLATE,KNEE BRACE, - | 16361
16536_drw.pdf | 2 | 1 | ANGLE,KNEE BRACE, - | 16537
16536_drw.pdf |  |  | .13
16536_drw.pdf | contains Cummins | confidential LLC and is | trade secret information, is the given to the receiver in confidence. CUMMINS NPOWER LLC | CUSTOM DESIGN
16536_drw.pdf | by confidence | and and agrees that, | of the document accepts the except as authorized in writing by 1600 BUERKLE ROAD WHITE BEAR LAKE, MN | LAWRENCE DRIVE WISCONSIN
16536_drw.pdf | to information | either the and (4) | document or the confidential or trade upon completion of the need to retain aNlPlowceorpiLeLsC thereof, WWW.CUMMINSNPOWER.COM
16536_drw.pdf | OTHERWISE | SPECIFIED | ALL DIMENSION TOLERANCESGATREA28
16536_drw.pdf |  | 1IM$PERIAL | UNITS METRIC UNITS DWG UNITS: DRAWN BY: GVD DATE: | 29JAN2010
16536_drw.pdf |  | 1.-2XXX5= # | IN/LB/S PRO-ENGINEERREF 0.005 .XX= # 0.2 F..OXXRXM==TOL##ERA00N..C84ES DRAWING | DRWG:- NO:
16536_drw.pdf |  |  | F..AXXBXT==OLE##RAN10C..E58S EST WEIGHT: 4.052 1 OF 1 16536
16541_drw.pdf | 1 | 2 | CHANNEL, C12 X 20.7# | 16541_01
16541_drw.pdf | 2 | 2 | CHANNEL, C12 X 20.7# | 16541_02
16541_drw.pdf | 3 | 2 | I-BEAM, W8 X 13# | 16541_03
16541_drw.pdf | 4 | 1 | ANGLE, HRS, 3" X 4" X 0.38" | 16541_10
16541_drw.pdf | 5 | 1 | FLAT BAR, HRS, 0.38" X 3" | 16541_11
16544_drw.pdf | 1 | 1 | FLEX, 6" CUMMINS X 10" ANSI (FLOATING), ENCLOSED CFP23E | 16560
16544_drw.pdf | 2 | 1 | GUARD, ASA FLANGE STYLE, 10.00 NOM PIPE SIZE,GT EXH 80-1000 | 14750-1000
16544_drw.pdf | 4 | 1 | OUTLET 10.00, 45 DEG CUT | 16471
16544_drw.pdf | 5 | 2 | BAND, 26" DIA | 16472
16544_drw.pdf | 6 | 1 | SUPPORT, SILENCER, ENCLOSED CFP23 | 16545
16546_drw.pdf | ITEM
16546_drw.pdf | 1 | 1 | HOSE, FUEL ENG-COOLER, CFP23E | 13177
16546_drw.pdf | 2 | 1 | HOSE, FUEL, ECM-COOLER, CFP23E | 13178
16546_drw.pdf | 3 | 1 | ASSEMBLY, HOSE, FUEL LINE, CFP23 SUPPLY | 16547
16546_drw.pdf | 4 | 1 | ASSEMBLY, HOSE, FUEL LINE, CFP23E RETURN | 16548
16546_drw.pdf | 5
16546_drw.pdf | 6
16546_drw.pdf | 7 | 2 | FUEL LINE, 12" EXTENSION, #16 FEM JIC X #12 221FR X 1" | 14400-016
16546_drw.pdf | 7
16546_drw.pdf | document of Cummins receiver, by | confidential Fire Power LLC and | and trade secret information, is the and is given to the receiver in confidence. of the document accepts the CUMMINS FIRE POWER LLC CORPORATE OFFICE | CUSTOM DESIGN UPFIT CENTER
16546_drw.pdf | in CcuomnmfiindsenNtPioawlero,r | and agrees ittrawdiellse(c1r)etnoitnfuosrematthieondotchuemreenitn,or(2a)nynoctopcyoptyhetrheeofdoocrumtehnet, either | that, except as authorized in writing by 1600 BUERKLE ROAD ittrawdiellse(c1r)etnoitnfuosrematthieondotchuemreenitn,or(2a)nynoctopcyoptyhetrheeofdoocrumtehnet, WHITE BEAR LAKE, MN the document or the confidential or trade WWW.CUMMINSFIREPOWER.COM | LAWRENCE DRIVE DEPERE, WISCONSIN
16546_drw.pdf | information dmoactuemreinatl,coorpiuepdonthdeermeafnrdo,m.retCuOrPnYRtIhGeHTdoCcuummmeinnts,Failrle | therein, and dmoactuemreinatl,coorpiuepdonthdeermeafnrdo,m.retCuOrPnYRtIhGeHTdoCcuummmeinnts,Failrle | (4) upon completion of the need to retain cPoopwieersLtLhCereof, anAd SSEMBLY, FUEL PLUMBING
16546_drw.pdf |  | SPECIFIED | ALL DIMENSION TOLERANCESEANRECLOSED CFP23E
16546_drw.pdf | DIMENSIONS ANGLE | # PROJECTION | UNITS METRIC DWG UNITS: M.AXCXHIN=ET#OLE0R.A0N1C0ES M.AXCHI=NE#TOL0E.R4ANCES IN/LB/S PRO-ENGINEERREF | DRWG:
16546_drw.pdf |  |  | T==OLE##RAN00C..E00S3105 F..OXXRXM==TOL##ERA00N..C84ES SCALE: 0.125 SHEET DRAWING | NO:
16546_drw.pdf |  |  | F..AXXBXXXTO==LER##ANC00E..S006300 F..AXXBXT==OLE##RAN10C..E58S EST WEIGHT: 21.200 1 OF 1
16547_drw.pdf | ITEM
16547_drw.pdf | 1 | 2 | HOSE END, FEMALE JIC SWIVEL, PARKER OR EQUIVALENT | 10626-16-16
16547_drw.pdf | 2 | 1 | HOSE, 221FR-16 X 68" LG | 16547-001
16547_drw.pdf | confidential Fire Power and | and trade and is given retaining of | secret information, is the to the receiver in confidence. document accepts the CUMMINS FIRE POWER LLC CORPORATE OFFICE AND | DESIGN UPFIT CENTER
16547_drw.pdf | and agrees ittrawdiellse(c1r)etnoitnfuosrematthieondotchuemreenitn,or(2a)nynoctopcyoptyhetrheeofdoocrumtehnet, | that, except ittrawdiellse(c1r)etnoitnfuosrematthieondotchuemreenitn,or(2a)nynoctopcyoptyhetrheeofdoocrumtehnet, | as authorized in writing by 1600 BUERKLE ROAD WHITE BEAR LAKE, MN trade | LAWRENCE DRIVE DEPERE, WISCONSIN
16547_drw.pdf | therein, and dmoactuemreinatl,coorpiuepdonthdeermeafnrdo,m.retCuOrPnYRtIhGeHTdoCcuummmeinnts,Failrle | (4) upon dmoactuemreinatl,coorpiuepdonthdeermeafnrdo,m.retCuOrPnYRtIhGeHTdoCcuummmeinnts,Failrle | of the need to retain cPoopwieersLtLhCereof, anAd LINE
16547_drw.pdf |  | ALL | DIMENSION TOLERANCESCAFREP23 SUPPLY
16547_drw.pdf | # | 1IM$PERIAL | METRIC UNITS DWG UNITS: DRAWN BY: DAN DATE: | 04-FEB-10
16547_drw.pdf |  | # 0.005 T==OLE##RAN00C..E00S3105 | .XX= # 0.2 F..OXXRXM==TOL##ERA00N..C84ES DRAWING | NO:
16547_drw.pdf |  | F..AXXBXXXTO==LER##ANC00E..S006300 | F..AXXBXT==OLE##RAN10C..E58S EST WEIGHT: 3.433 1 OF 1 16547
16548_drw.pdf | ITEM
16548_drw.pdf | 1
16548_drw.pdf | 2 | 1 | HOSE, 221FR-12 X 50" LG | 16548-001
16548_drw.pdf | confidential Fire Power and | and trade and is given retaining of | secret information, is the to the receiver in confidence. document accepts the CUMMINS FIRE POWER LLC CORPORATE OFFICE AND | DESIGN UPFIT CENTER
16548_drw.pdf | and agrees ittrawdiellse(c1r)etnoitnfuosrematthieondotchuemreenitn,or(2a)nynoctopcyoptyhetrheeofdoocrumtehnet, | that, except ittrawdiellse(c1r)etnoitnfuosrematthieondotchuemreenitn,or(2a)nynoctopcyoptyhetrheeofdoocrumtehnet, | as authorized in writing by 1600 BUERKLE ROAD WHITE BEAR LAKE, MN trade | LAWRENCE DRIVE DEPERE, WISCONSIN
16548_drw.pdf | therein, and dmoactuemreinatl,coorpiuepdonthdeermeafnrdo,m.retCuOrPnYRtIhGeHTdoCcuummmeinnts,Failrle | (4) upon dmoactuemreinatl,coorpiuepdonthdeermeafnrdo,m.retCuOrPnYRtIhGeHTdoCcuummmeinnts,Failrle | of the need to retain cPoopwieersLtLhCereof, anAd LINE
16548_drw.pdf |  | ALL | DIMENSION TOLERANCESCAFREP23E RETURN
16548_drw.pdf | # | 1IM$PERIAL | METRIC UNITS DWG UNITS: DRAWN BY: DAN DATE: | 04-FEB-10
16548_drw.pdf |  | # 0.005 T==OLE##RAN00C..E00S3105 | .XX= # 0.2 F..OXXRXM==TOL##ERA00N..C84ES DRAWING | NO:
16548_drw.pdf |  | F..AXXBXXXTO==LER##ANC00E..S006300 | F..AXXBXT==OLE##RAN10C..E58S EST WEIGHT: 2.654 1 OF 1 16548
16550_drw.pdf | 1 | 1 | BRACKET, CAC INTAKE, CFP23E | 13180
16550_drw.pdf | 2 | 1 | TUBE, CAC IN, CFP23E | 13181
16550_drw.pdf | 3 | 1 | TUBE, CAC OUT, CFP23E | 13182
16550_drw.pdf | 4 | 1 | TUBE, WATER IN, CFP23E | 13183
16550_drw.pdf | 5 | 1 | TUBE, WATER OUT, CFP23E | 13184
16550_drw.pdf | 6 | 1 | HOSE, WATER FILL, CFP23E | 13191
16550_drw.pdf | 7 | 1 | BRACKET, CAC OUT SUPPORT, CFP23E | 13588
16550_drw.pdf | 8 | 1 | HOSE, VENT LINE, 27" LENGTH | R-801-4
16550_drw.pdf | 9 | 1 | HOSE, VENT LINE, 16" LENGTH | R-801-6
16550_drw.pdf | 10 | 1 | HOSE, VENT LINE, 19" LENGTH | R-801-4
16550_drw.pdf | 11 | 1 | HOSE, HUMP, 4.5", CAC | 10467
16550_drw.pdf | 12
16550_drw.pdf | 13 | 4 | BRACKET, HEAT EXCHANGER MOUNTING, BACK | 11488
16550_drw.pdf | 14
16550_drw.pdf | 15
16550_drw.pdf | 16
16550_drw.pdf | 17
16550_drw.pdf | 18
16550_drw.pdf | 19
16550_drw.pdf | 20
16550_drw.pdf | 21
16550_drw.pdf | 22
16550_drw.pdf | 23
16550_drw.pdf | 24 | 8 | ROD, 1/2-13 x 12, 1-1/2" THREADED ENDS | 12791
16550_drw.pdf | 25 | 2 | CLAMP, SPRING LOADED T-BOLT, 4.53-4.83 | 12975-0475
16550_drw.pdf | 26 | 4 | CLAMP, SPRING LOADED T-BOLT, 5.03-5.32 | 12975-0525
16550_drw.pdf | 27 | 2 | CLAMP, SPRING LOADED T-BOLT, 5.28-5.58 | 12975-0550
16550_drw.pdf | 28 | 1 | BRKT, HX MOUNTING, CFP23E FIREPUMP | 13131
16550_drw.pdf | 29 | 4 | CLAMP, T-BOLT, 3.28-3.59 | 13164-0350
16550_drw.pdf | 30 | 4 | CLAMP, T-BOLT, 3.78-4.09 | 13164-0400
16550_drw.pdf | 31 | 1 | BRACKET, FUEL COOLER, CFP23E | 13185
16550_drw.pdf | 32 | 2 | CLAMP,HOSE,3.00 DIA,PLASTIC | 13186
16550_drw.pdf | 33 | 1 | BRACKET, CAC IN, ENGINE, CFP23E | 13586
16550_drw.pdf | 34 | 1 | BRACKET, CAC IN SUPPORT, CFP23E | 13587
16550_drw.pdf | 35 | 1 | CLAMP, WORM, .50-.91 | 14990-08
16550_drw.pdf | 36 | 1 | ELBOW, 3" ID, 90 DEGREE | 21042
16550_drw.pdf | 37 | 1 | DRAIN VALVE, 1/4" NPT | 80511
16550_drw.pdf | 38 | 3 | HOSE, HUMP, 5", CAC | 3331516
16550_drw.pdf | 39 | 1 | SIGHT GLASS, 1/2" NPT | 3277K34
16550_drw.pdf | 40 | 1 | HOSE,DAYCO GOLD LABEL, 3.00" ID X 6" LG | 77300GL-6IN
16550_drw.pdf | 41 | 2 | HOSE,DAYCO GOLD LABEL, 3.50" ID X 6" LG | 77350GL-6IN
16550_drw.pdf | 42 | 1 | CLAMP, U-BOLT W/O SADDLE, 4.50", PLATED | 90092A
16550_drw.pdf | 43 | 2 | CLAMP, U-BOLT, GUILLOTINE 5.0", obsolete use 89549k | U-500
16550_drw.pdf | 44 | 1 | CLAMP, U-BOLT W/O SADDLE, obsolete use 89549k | U-500
16555_drw.pdf | 1 | 1 | PANEL,RR,CONDUIT BOX, UCI274/HCI4/HCI5 | 14342
16555_drw.pdf | 2 | 1 | PANEL,FRNT,CONDUIT BOX, HCI4 | 14344
16555_drw.pdf | 3 | 1 | PANEL,SIDE,CONDUIT BOX, UCI274/HCI4/HCI5 | 14699
16555_drw.pdf | 4 | 3 | LOUVER,CONDUIT BOX, UCI274/HCI4/HCI5 | 14705
16555_drw.pdf | 5 | 1 | PANEL,FLR,CONDUIT BOX, HCI4 | 14789
16555_drw.pdf | 6 | 1 | PANEL,SIDE,CONDUIT BOX, UCI274/HCI4/HCI5 W/CTRL | 16462
16555_drw.pdf | 7 | 1 | MOUNT,PCB ASSY, - | 16464
16555_drw.pdf | 8 | 1 | PANEL,TOP,CONDUIT BOX, UCI274,HCI4,HCI5 | 13694
16555_drw.pdf | 9 | 1 | BRKT,CONDUIT BOX,RH, UCI274/HCI4/HCI5 | 14735
16555_drw.pdf | 10 | 1 | BRKT,CONDUIT BOX,LH, UCI274/HCI4/HCI5 | 14737
16555_drw.pdf | 11 | A/R | PROFILE,UL RECOGNIZED SEALING | 14456
16559_drw.pdf | 1 | 1 | HOSE,5/8"IDx25FT, CUT TO 7.00 INCHES LONG | A042F070
16559_drw.pdf | 2 | 1 | HOSE,5/8"IDx25FT, CUT TO 14.00 INCHES LONG | A042F070
16559_drw.pdf | 3 | 1 | HOSE,5/8"IDx25FT, CUT TO 44.00 INCHES LONG | A042F070
16559_drw.pdf | 4 | 1 | HOSE,PARKER, 5/8IN ID X 23.00IN LONG | 801-10
16559_drw.pdf | 5
16559_drw.pdf | 6
16559_drw.pdf | 7
16559_drw.pdf | 8 | 6 | CLAMP, WORM, .56-1.06 | 14990-10
16559_drw.pdf | 9 | 2 | CLAMP, WORM, .69-1.25 | 14990-12
16559_drw.pdf | 10 | 2 | CLAMP,CSHN, 1.13 ID | 16164-18
16559_drw.pdf | 11 | 2 | DECAL,LTA DRAIN LABEL, - | 16563
16559_drw.pdf | 12 | 1 | DECAL,JW DRAIN LABEL, - | 16564
16559_drw.pdf | 13 | 1 | DECAL,ENGINE OIL DRAIN LABEL | 16565
16559_drw.pdf | 14 | 1 | VALVE, OIL DRAIN, 1/2-14 NPT WITH NIPPLE | A042D025
16559_drw.pdf | 15 | 1 | ADAPTER,1/2 NPT TO 1.06 ORB FM, STEEL | FF63153
16568_drw.pdf | ITEM
16568_drw.pdf | 1 | 3 | DC FAN, 16" DIA, PUSHER | 16567
16568_drw.pdf | 2 | 3 | GASKET, 16" DC FAN | 16583
16568_drw.pdf | confidential Fire Power | and trade and is given | secret information, is the to the receiver in confidence. CUMMINS FIRE POWER LLC | DESIGN
16568_drw.pdf | secret | information | btyhe (2) not copy the document, trade WHITE BEAR LAKE, MN | DEPERE, WISCONSIN
16568_drw.pdf | therein, and dmoactuemreinatl,coorpiuepdonthdeermeafnrdo,m.retCuOrPnYRtIhGeHTdoCcuummmeinnts,Failrle | (4) upon dmoactuemreinatl,coorpiuepdonthdeermeafnrdo,m.retCuOrPnYRtIhGeHTdoCcuummmeinnts,Failrle | of the need to retain cPoopwieersLtLhCereof, anAd
16568_drw.pdf |  | ALL | DIMENSION TOLERANCESEANRECLOSED CFP23
16568_drw.pdf | # | 1IM$PERIAL | METRIC UNITS DWG UNITS: DRAWN BY: DAN DATE: | 02-FEB-10
16568_drw.pdf |  | # 0.005 T==OLE##RAN00C..E00S3105 | .XX= # 0.2 F..OXXRXM==TOL##ERA00N..C84ES DRAWING | NO:
16568_drw.pdf |  | F..AXXBXXXTO==LER##ANC00E..S006300 | F..AXXBXT==OLE##RAN10C..E58S EST WEIGHT: 9.299 1 OF 1 16568
16569_drw.pdf | 1 | 1 | RAILING, TOP, HANDRAIL | 16570
16569_drw.pdf | 2 | 2 | RAILING, MIDDLE, HANDRAIL | 16571
16569_drw.pdf | 3 | 2 | POST, END, HANDRAIL | 16572
16569_drw.pdf | 4 | 1 | POST, END, HANDRAIL | 16573
16569_drw.pdf | 5 | 1 | PLATE, KICK, HANDRAIL | 16574
16569_drw.pdf | 6 | 3 | PLATE, MOUNTING, HANDRAIL | 16575
16569_drw.pdf | 7 | 2 | ELBOW, HANDRAIL | 16576
16569_drw.pdf | FINISH: | REFERENCE | PAINT AND PRIMER SPECIFICATION 16119
16569_drw.pdf | contains Cummins | confidential LLC and is | trade secret information, is the given to the receiver in confidence. CUMMINS NPOWER LLC | CUSTOM DESIGN
16569_drw.pdf | by confidence | and and agrees that, | of the document accepts the except as authorized in writing by 1600 BUERKLE ROAD WHITE BEAR LAKE, MN | LAWRENCE DRIVE WISCONSIN
16569_drw.pdf | to information or upon | either the and (4) demand, return | document or the confidential or trade upon completion of the need to retain the document, all copies thereof, WWW.CUMMINSNPOWER.COM
16569_drw.pdf | OTHERWISE | SPECIFIED | ALL DIMENSION TOLERANCES ARE
16569_drw.pdf |  | 1IM$PERIAL | UNITS METRIC UNITS DWG UNITS: DRAWN BY: PBS DATE: | 03FEB2010
16569_drw.pdf |  | 1.-2XXX5= # F..OXXRXXMX | MM/KG/S PRO-ENGINEERREF 0.005 .XX= # 0.2 F..OXXRXM==TOL##ERA00N..C84ES DRAWING | DRWG: NO:
16569_drw.pdf |  |  | F..AXXBXT==OLE##RAN10C..E58S EST WEIGHT: 42238.628 1 OF 1 16569
16577_drw.pdf | ITEM
16577_drw.pdf | 1 | 1 | HOSE,1.00IN IDX36IN,SILICONE, CUT TO 26.00 INCHES | LONGA042F061
16577_drw.pdf | 2 | 1 | HOSE,1.00IN IDX36IN,SILICONE, CUT TO 16.00 INCHES | LONGA042F061
16577_drw.pdf | 3 | 1 | BRACKET, COOLANT HEATER, MULTI-UNIT | 8143
16577_drw.pdf | 4 | 1 | HEATER, COOLANT, 3KW, ADJ. VOLT, WATLOW 3-10-42-5PA | 11577
16577_drw.pdf |  |  |  | 13585
16577_drw.pdf | 6 A
16577_drw.pdf | 9
16577_drw.pdf | confidential Power LLC and | and trade and is given of the | information, is the to the receiver in confidence. document accepts the CUMMINS FIRE POWER LLC CORPORATE OFFICE AND | DESIGN UPFIT CENTER
16577_drw.pdf | and agrees ittrawdiellse(c1r)etnoitnfuosrematthieondotchuemreenitn,or(2a)nynoctopcyoptyhetrheeofdoocrumtehnet, | that, except ittrawdiellse(c1r)etnoitnfuosrematthieondotchuemreenitn,or(2a)nynoctopcyoptyhetrheeofdoocrumtehnet, | authorized in writing by 1600 BUERKLE ROAD WHITE BEAR LAKE, MN | LAWRENCE DRIVE DEPERE, WISCONSIN
16577_drw.pdf | therein, and dmoactuemreinatl,coorpiuepdonthdeermeafnrdo,m.retCuOrPnYRtIhGeHTdoCcuummmeinnts,Failrle | upon dmoactuemreinatl,coorpiuepdonthdeermeafnrdo,m.retCuOrPnYRtIhGeHTdoCcuummmeinnts,Failrle | of the need to retain cPoopwieersLtLhCereof, and HEATER
16577_drw.pdf | SPECIFIED | ALL | DIMENSION TOLERANCES AERENCLOSED CFP23E
16577_drw.pdf | # 1 |  | MUENTIRTISC DWG UNITS: DRAWN BY: DAN DATE: | 03-FEB-10
16577_drw.pdf |  | ..FXXOXXRXM | ==TOL##ERA00N..C00E31S05 FO..RXXMX T==OL##ERAN00C..E84S DRAWING | NO:
16577_drw.pdf |  | ..FXXAXXBX | T==OLE##RAN00C..E00S6300 F..AXXBXT==OLE##RAN10C..E58S EST WEIGHT: 42.973 1 OF 1 16577
16578_drw.pdf | 1 | 1 | BACKPLATE, SPLIT SHAFT GUARD, TELESCOPING, SIZE 0-X | 13876
16578_drw.pdf | 2 |  | SPLIT BACK SHAFT GUARD, SIZE 0 SPECIAL, ENCLOSED CFP23E | 16579
16578_drw.pdf |  |  | 2
16587_drw.pdf | 1 | 6 | NUT, WELD OFFSET HOLE, M6 X 1 | 0870-2025
16587_drw.pdf | 2 | 1 | COVER,BOTTOM, CIRCUIT BRKR ENCL | 16588
16587_drw.pdf |  |  | NOTES:
16587_drw.pdf |  |  | REMOVE BURRS AND CLEAN.
16587_drw.pdf |  |  | 4. PRIME AND PAINT ONAN GREEN PER CNP
16587_drw.pdf | contains Cummins | confidential LLC and is | trade secret information, is the given to the receiver in confidence. CUMMINS NPOWER LLC | CUSTOM DESIGN
16587_drw.pdf | by confidence | and and agrees that, | of the document accepts the except as authorized in writing by 1600 BUERKLE ROAD WHITE BEAR LAKE, MN | LAWRENCE DRIVE WISCONSIN
16587_drw.pdf | to information | either the and (4) | document or the confidential or trade upon completion of the need to retain aNlPlowceorpiLeLsC thereof, WWW.CUMMINSNPOWER.COM
16587_drw.pdf | OTHERWISE | SPECIFIED | ALL DIMENSION TOLERANCESCABRE ENCL,W/ NUTS
16587_drw.pdf |  | 1IM$PERIAL | UNITS METRIC UNITS DWG UNITS: DRAWN BY: HGP DATE: | 05FEB2010
16587_drw.pdf |  | 1.-2XXX5= # F..OXXRXXMX | IN/LB/S PRO-ENGINEERREF 0.005 .XX= # 0.2 F..OXXRXM==TOL##ERA00N..C84ES DRAWING | DRWG:- NO:
16587_drw.pdf |  |  | F..AXXBXT==OLE##RAN10C..E58S EST WEIGHT: 5.042 1 OF 1 16587
16590-001_drw.pdf | 1 | 29 | NUT, WELD OFFSET HOLE, M6 X 1 | 0870-2025
16590-001_drw.pdf | 2 | 1 | PANEL,CONT BOX LH, SINGLE BRKR BOX MT | 16589-001
16592_drw.pdf | 1 | 2 | NUT, WELD HEX HEAD, 5/16"-18, - | 13253
16592_drw.pdf | 2 | 1 | ANGLE, COMP. BRKT, FORMED | 16593
16592_drw.pdf | 3 | 2 | PLATE, COMP. MNT, _ | 16594
16592_drw.pdf |  |  | 3
16592_drw.pdf |  |  | 1 2
16592_drw.pdf |  |  | 3
16592_drw.pdf | TphriospedrotcyumoefntCucmomnitnasinNsPocwoenrfiLdLeCntainadliasndgitvreandetosetchreetreicnefiovremratiinonc,onifsidtehnece. | TphriospedrotcyumoefntCucmomnitnasinNsPocwoenrfiLdLeCntainadliasndgitvreandetosetchreetreicnefiovremratiinonc,onifsidtehnece. | CUMMINS NPOWER LLC | CUSTOM DESIGN
16592_drw.pdf | by dCoucmummiennstNiPnowceorn,fiidtenwciellan(d1)agnroetesustehatth,e or trade | and dCoucmummiennstNiPnowceorn,fiidtenwciellan(d1)agnroetesustehatth,e information | of the document accepts the edxocceupmtenatsoarutahnoyriczoepdy itnhewrreiotfinogr btyhe 1600 BUERKLE ROAD therein, (2) not copy the document, WHITE BEAR LAKE, MN | LAWRENCE DRIVE WISCONSIN
16592_drw.pdf | to information | either the and (4) | document or the confidential or trade upon completion of the need to retain WWW.CUMMINSNPOWER.COM aNlPlowceorpiLeLsC thereof,
16592_drw.pdf | OTHERWISE | SPECIFIED | ALL DIMENSION TOLERANCESBA3RE.3T
16592_drw.pdf |  | 1IM$PERIAL | UNITS METRIC UNITS DWG UNITS: DRAWN BY: MAC DATE: | 10FEB2010
16592_drw.pdf |  | 1.-2XXX5= # | IN/LB/S PRO-ENGINEERREF 0.005 .XX= # 0.2 F..OXXRXM==TOL##ERA00N..C84ES DRAWING | DRWG:- NO:
16592_drw.pdf |  |  | F..AXXBXT==OLE##RAN10C..E58S EST WEIGHT: 5.696 1 OF 1 16592
16597_drw.pdf | ITEM
16597_drw.pdf | 1 | 1 | ADAPTER, U-JOINT, SAE#3, 1710/1810 | 13350
16597_drw.pdf | 2 | 1 | SPACER, DRIVE SHAFT, 8" STAND OFF, FITS 1710 DRIVE | SHAFT16491
16597_drw.pdf |  |  | SECTION
16597_drw.pdf | confidential Fire Power and | and trade and is given retaining of | secret information, is the to the receiver in confidence. document accepts the CUMMINS FIRE POWER LLC CORPORATE OFFICE AND | DESIGN UPFIT CENTER
16597_drw.pdf | and agrees ittrawdiellse(c1r)etnoitnfuosrematthieondotchuemreenitn,or(2a)nynoctopcyoptyhetrheeofdoocrumtehnet, | that, except ittrawdiellse(c1r)etnoitnfuosrematthieondotchuemreenitn,or(2a)nynoctopcyoptyhetrheeofdoocrumtehnet, | as authorized in writing by 1600 BUERKLE ROAD WHITE BEAR LAKE, MN | LAWRENCE DRIVE DEPERE, WISCONSIN
16597_drw.pdf | therein, and dmoactuemreinatl,coorpiuepdonthdeermeafnrdo,m.retCuOrPnYRtIhGeHTdoCcuummmeinnts,Failrle | (4) upon dmoactuemreinatl,coorpiuepdonthdeermeafnrdo,m.retCuOrPnYRtIhGeHTdoCcuummmeinnts,Failrle | of the need to retain cPoopwieersLtLhCereof, anAd 1710 8" SPACED
16597_drw.pdf |  | ALL | DIMENSION TOLERANCESCAFREP9E
16597_drw.pdf | # |  | METRIC UNITS DWG UNITS: DRAWN BY:S DUBICK DATE: | 02/08/2010
16597_drw.pdf |  | # 0.005 T==OLE##RAN00C..E00S3105 | .XX= # 0.2 F..OXXRXM==TOL##ERA00N..C84ES DRAWING | NO:
16597_drw.pdf |  | F..AXXBXXXTO==LER##ANC00E..S006300 | F..AXXBXT==OLE##RAN10C..E58S EST WEIGHT: 36.406 1 OF 1 16597
16598_drw.pdf | ITEM
16598_drw.pdf | 1 | 1 | ADAPTER, U-JOINT, SAE#3, 1710/1810 | 13350
16598_drw.pdf | 2 | 1 | SPACER, DRIVE SHAFT, 5" STAND OFF, FITS 1810 DRIVE | SHAFT16382
16598_drw.pdf |  |  | SECTION
16598_drw.pdf | confidential Fire Power and | and trade and is given retaining of | secret information, is the to the receiver in confidence. document accepts the CUMMINS FIRE POWER LLC CORPORATE OFFICE AND | DESIGN UPFIT CENTER
16598_drw.pdf | and agrees ittrawdiellse(c1r)etnoitnfuosrematthieondotchuemreenitn,or(2a)nynoctopcyoptyhetrheeofdoocrumtehnet, | that, except ittrawdiellse(c1r)etnoitnfuosrematthieondotchuemreenitn,or(2a)nynoctopcyoptyhetrheeofdoocrumtehnet, | as authorized in writing by 1600 BUERKLE ROAD WHITE BEAR LAKE, MN trade | LAWRENCE DRIVE DEPERE, WISCONSIN
16598_drw.pdf | therein, and dmoactuemreinatl,coorpiuepdonthdeermeafnrdo,m.retCuOrPnYRtIhGeHTdoCcuummmeinnts,Failrle | (4) upon dmoactuemreinatl,coorpiuepdonthdeermeafnrdo,m.retCuOrPnYRtIhGeHTdoCcuummmeinnts,Failrle | of the need to retain cPoopwieersLtLhCereof, anAd 1810 5" SPACED
16598_drw.pdf |  | ALL | DIMENSION TOLERANCESCAFREP9E
16598_drw.pdf | # | 1IM$PERIAL | METRIC UNITS DWG UNITS: DRAWN BY:S DUBICK DATE: | 02/08/2010
16598_drw.pdf |  | # 0.005 T==OLE##RAN00C..E00S3105 | .XX= # 0.2 F..OXXRXM==TOL##ERA00N..C84ES DRAWING | NO:
16598_drw.pdf |  | F..AXXBXXXTO==LER##ANC00E..S006300 | F..AXXBXT==OLE##RAN10C..E58S EST WEIGHT: 29.071 1 OF 1 16598
16609_drw.pdf | 1 | 1 | PLATE, BACK, BRUSHLESS 450 AMP ALTERNATOR | 16610
16609_drw.pdf | 2 | 1 | TAB, BRUSHLESS 450 AMP ALTERNATOR | 16611
16609_drw.pdf | 3 | 1 | TAB, BRUSHLESS 450 AMP ALTERNATOR | 16612
16609_drw.pdf | 4 | 2 | CRADLE, BRUSHLESS 450 AMP ALTERNATOR | 16613
16609_drw.pdf | 5 | 2 | PLATE, MOUNTING, BRUSHLESS 450 AMP ALTERNATOR | 16615
16609_drw.pdf | 6 | 1 | IDLER, MOUNT, BRUSHLESS 450 AMP ALTERNATOR | 16616
16609_drw.pdf | 7 | 1 | PLATE, MOUNTING, BRUSHLESS 450 AMP ALTERNATOR | 16618
16609_drw.pdf |  | 4
16609_drw.pdf |  |  |  | 6
16609_drw.pdf | 5
16609_drw.pdf |  |  | 7
16619_drw.pdf | ITEM
16619_drw.pdf | 1 | 1 | MOUNT, BRUSHLESS 450 AMP ALTERNATOR | 16609
16619_drw.pdf | 2 | 1 | BRACKET, MOUNTING, BRUSHLESS 450 AMP ALTERNATOR | 16617
16619_drw.pdf | 3 | 4 | SCR,CAP,HEX,FLG, M12 x 1.75 x 100mm | 3332242
16619_drw.pdf | 4 | 1 | TENSIONER,BELT, - | 3638012
16619_drw.pdf |  |  | 1.75 x 40mm | 3920447
16625_drw.pdf | 1 | 1 | HOSE,5/8"IDx25FT, CUT TO 42.00" LONG | A042F070
16625_drw.pdf | 2 | 1 | HOSE,5/8"IDx25FT, CUT TO 46.00" LONG | A042F070
16625_drw.pdf | 3 | 1 | HOSE,5/8"IDx25FT, CUT TO 7.25" LONG | A042F070
16625_drw.pdf | 4 | 1 | HOSE,PARKER, 5/8IN ID X 36.00IN LONG | 801-10
16625_drw.pdf | 5
16625_drw.pdf | 6
16625_drw.pdf | 7
16625_drw.pdf | 8 | 8 | CLAMP, WORM, .56-1.06 | 14990-10
16625_drw.pdf | 9 | 2 | CLAMP,CSHN, 1.63 ID | 16164-26
16625_drw.pdf | 10 | 2 | DECAL,LTA DRAIN LABEL, - | 16563
16625_drw.pdf | 11 | 1 | DECAL,JW DRAIN LABEL, - | 16564
16625_drw.pdf | 12 | 1 | DECAL,ENGINE OIL DRAIN LABEL | 16565
16625_drw.pdf | 13 | 1 | GROMMET, 1.38"DIA X .38" THK, SBR, HEYCO G1326 | 23946
16625_drw.pdf | 14
16625_drw.pdf | 15 | 1 | FTG,ST,ADAPTER 1.00-18 X 1/2 NPTF, _ | 123824
16625_drw.pdf | 16 | 1 | VALVE, OIL DRAIN, 1/2-14 NPT WITH NIPPLE | A042D025
16626_drw.pdf | 1 | 2 | VALVE, MARINE GRADE, 3/4" NPT | 15759-12
16626_drw.pdf | 2
16626_drw.pdf | 3 | 2 | REGULATOR/STRAINER, 3/4" NPT, SEA WATER COMPATIBLE | 13703
16626_drw.pdf | 4 | 3 | TEE, MARINE GRADE, 3/4" NPT | 15755-12
16626_drw.pdf | 5 | 2 | ELBOW, MARINE GRADE, 3/4" NPT | 15756-12
16626_drw.pdf | 6 | 1 | BUSHING, MARINE GRADE, 3/4" x 1/4" | 15758-12-4
16626_drw.pdf | 7 | 7 | NIPPLE, MARINE GRADE, 3/4" X 1-3/8" | 15761
16626_drw.pdf | 8 | 1 | NIPPLE, MARINE GRADE, 3/4" X 2-1/2" | 15762
16626_drw.pdf | 9 | 2 | NIPPLE, MARINE GRADE, 3/4" X 6" | 15764
16626_drw.pdf | 10 | 2 | CHECK VALVE, MARINE GRADE, 3/4" NPT | 15768-12
16626_drw.pdf | 11
16626_drw.pdf | 12 | 1 | COUPLING, CLAMP TYPE, 3/4" NPT | 16484-12
16626_drw.pdf | 13 | 2 | HALF NIPPLE, MARINE GRADE, 3/4" X 2-1/2" | 16629
16626_drw.pdf | 9
16626_drw.pdf |  |  | 7.55
16626_drw.pdf |  | 4
16626_drw.pdf |  | 11
16627_drw.pdf | 1 | 2 | VALVE, MARINE GRADE, 1" NPT | 15759-16
16627_drw.pdf | 2
16627_drw.pdf | 3 | 2 | REGULATOR/STRAINER, 1" NPT, SEA WATER COMPATIBLE | 14684
16627_drw.pdf | 4 | 4 | TEE, MARINE GRADE, 1" NPT | 15755-16
16627_drw.pdf | 5 | 1 | ELBOW, MARINE GRADE, 1" NPT | 15756-16
16627_drw.pdf | 6 | 1 | BUSHING, MARINE GRADE, 1" x 1/4" | 15758-16-4
16627_drw.pdf | 7 | 2 | CHECK VALVE, MARINE GRADE, 1" NPT | 15768-16
16627_drw.pdf | 8 | 5 | NIPPLE, MARINE GRADE, 1" X 1-1/2" | 15789
16627_drw.pdf | 9 | 2 | NIPPLE, MARINE GRADE, 1" X 6" | 15792
16627_drw.pdf | 10
16627_drw.pdf | 11 | 3 | NIPPLE, MARINE GRADE, 1" X 3" | 15794
16627_drw.pdf | 12 | 1 | COUPLING, CLAMP TYPE, 1" NPT | 16484-16
16627_drw.pdf | 13 | 2 | HALF NIPPLE, MARINE GRADE, 1" X 3" | 16630
16627_drw.pdf |  |  | SCALE 0.250
16628_drw.pdf | 1 | 2 | VALVE, MARINE GRADE, 1-1/4" NPT | 15759-20
16628_drw.pdf | 2
16628_drw.pdf | 3 | 2 | REGULATOR/STRAINER, 1-1/4" NPT, SEA WATER COMPATIBLE | 13702
16628_drw.pdf | 4 | 3 | TEE, MARINE GRADE, 1-1/4" NPT | 15755-20
16628_drw.pdf | 5 | 2 | ELBOW, MARINE GRADE, 1-1/4" NPT | 15756-20
16628_drw.pdf | 6 | 1 | BUSHING, MARINE GRADE, 1-1/4" x 1/4" | 15758-20-4
16628_drw.pdf | 7 | 2 | CHECK VALVE, MARINE GRADE, 1-1/4" NPT | 15768-20
16628_drw.pdf | 8
16628_drw.pdf | 9 | 6 | NIPPLE, MARINE GRADE, 1-1/4" X 1-5/8" | 15797
16628_drw.pdf | 10 | 2 | NIPPLE, MARINE GRADE, 1-1/4" X 2-1/2" | 15798
16628_drw.pdf | 11 | 2 | NIPPLE, MARINE GRADE, 1-1/4" X 8" | 15803
16628_drw.pdf | 12 | 1 | COUPLING, CLAMP TYPE, 1-1/4" NPT | 16484-20
16628_drw.pdf | 13 | 2 | HALF NIPPLE, MARINE GRADE, 1-1/4" X 3-1/2" | 16631
16628_drw.pdf |  |  | SCALE 0.250
16632_drw.pdf | 1 | 1 | PAD, MOUNTING | 16633
16632_drw.pdf | 2 | 1 | UPRIGHT, MOUNT | 16634
16632_drw.pdf | 3 | 1 | UPRIGHT, MOUNT | 16635
16632_drw.pdf | 4 | 1 | PAD, MOUNTING | 16636
16632_drw.pdf |  |  | C1
16632_drw.pdf |  |  | 15
16639_drw.pdf | 1 | 1 | FRAME, LOWER | 16067
16639_drw.pdf | 2 | 1 | SKIN, DOOR | 16068
16639_drw.pdf | 3 | 2 | FRAME, SIDE | 16072
16639_drw.pdf | 4 | 1 | MEMBER, CROSS | 16074
16639_drw.pdf | 5 | 1 | FRAME, UPPER | 16551
16639_drw.pdf | 6 | 2 | NUT, M12 | M12-NUT
16639_drw.pdf |  |  | 2
16639_drw.pdf |  |  | 3
16640_drw.pdf | 1 | 1 | FRAME, HINGE SIDE | 16065
16640_drw.pdf | 2 | 1 | ASTRAGAL | 16069
16640_drw.pdf | 3 | 1 | MEMBER, CROSS | 16074
16640_drw.pdf | 4 | 1 | SKIN, DOOR | 16077
16640_drw.pdf | 5 | 1 | FRAME, UPPER | 16531
16640_drw.pdf | 6 | 1 | FRAME, LOWER | 16532
16640_drw.pdf | 7 | 1 | FRAME, LATCH SIDE | 16533
16640_drw.pdf | 8
16640_drw.pdf |  |  | 5
16640_drw.pdf |  |  | 3
16640_drw.pdf |  |  | 1
16641_drw.pdf | 1 | 2 | FRAME, EDGE | 16064
16641_drw.pdf | 2 | 1 | SKIN, DOOR | 16066
16641_drw.pdf | 3 | 1 | FRAME, LATCH SIDE | 16070
16641_drw.pdf | 4 | 1 | FRAME, HINGE SIDE | 16552
16641_drw.pdf | 5 | 3 | MEMBER, CROSS | 16553
16641_drw.pdf | 6
16641_drw.pdf |  |  | 2
16641_drw.pdf |  |  | 4
16642_drw.pdf | 1 | 2 | FRAME, EDGE | 16064
16642_drw.pdf | 2 | 1 | SKIN, DOOR | 16066
16642_drw.pdf | 3 | 1 | FRAME, HINGE SIDE | 16552
16642_drw.pdf | 4 | 3 | MEMBER, CROSS | 16553
16642_drw.pdf | 5 | 1 | FRAME, LATCH SIDE | 16554
16642_drw.pdf | 6
16642_drw.pdf |  |  | 2
16642_drw.pdf |  |  | 5
16652_drw.pdf | 1 | 2 | FLAT 12.00 X 11.00 X 0.38 A-36 | 16652-01
16652_drw.pdf | 2 | 1 | CHANNEL,4 X 4 X .38,100.25 LONG, A36 | 16652-02
16652_drw.pdf | 3 | 2 | ANGLE 1.0 X 1.0 X 0.13 X 12.0 LONG, A-36 | 16652-03
16652_drw.pdf |  |  | 3
16652_drw.pdf | 2. | REMOVE | BURRS AND SHARP EDGES
16652_drw.pdf | 3. | PRIME | AND PAINT ONAN GREEN
16652_drw.pdf |  | FOLLOWING
16656_drw.pdf | 1 | 4 | NUT,WELD, 10-24 THRD, McMASTER-CARR: 94579A250 | 15392
16656_drw.pdf | 2 | 1 | BRKT, CONDENSER MNT, RH, B3.3 | 16677
16656_drw.pdf | 3 | 1 | BRKT, CONDENSER MNT, LH, B3.3 | 16678
16656_drw.pdf | 4 | 1 | BRACKET, CONDENSER SUPT, B3.3 | 16679
16656_drw.pdf |  | TYP.
16656_drw.pdf |  |  | SCALE 1.000
16656_drw.pdf |  |  | .13 | TEXT
16656_drw.pdf |  |  | DETAIL
16656_drw.pdf |  |  | SCALE 1.000
16656_drw.pdf | contains Cummins | confidential LLC and is | trade secret information, is the given to the receiver in confidence. CUMMINS NPOWER LLC | CUSTOM DESIGN
16656_drw.pdf | by confidence | and and agrees that, | of the document accepts the except as authorized in writing by 1600 BUERKLE ROAD WHITE BEAR LAKE, MN | LAWRENCE DRIVE WISCONSIN
16656_drw.pdf | to information | either the and (4) | document or the confidential or trade upon completion of the need to retain aNlPlowceorpiLeLsC thereof, WWW.CUMMINSNPOWER.COM
16656_drw.pdf | OTHERWISE | SPECIFIED | ALL DIMENSION TOLERANCESBA3RE.3
16656_drw.pdf |  | 1IM$PERIAL | UNITSMETRIC UNITS DWG UNITS: DRAWN BY: 18FEB2010 DATE: | MAC
16656_drw.pdf |  | 1.-2XXX5= # F..OXXRXXMX | IN/LB/S PRO-ENGINEERREF 0.005 .XX= # 0.2 F..OXXRXM==TOL##ERA00N..C84ES DRAWING | DRWG:- NO:
16656_drw.pdf |  |  | F..AXXBXT==OLE##RAN10C..E58S EST WEIGHT: 8.416 1 OF 1 16656
16667_drw.pdf | 1 | 2 | NUT, WELD OFFSET HOLE, M6 X 1 | 0870-2025
16667_drw.pdf | 2 | 1 | COVER,CIRCUIT BRK , ENCLOSURE,TOP | 16665
16667_drw.pdf |  |  | 2
16667_drw.pdf |  |  | NOTES:
16667_drw.pdf |  |  | OF FLANGES, BACK AND SIDES USING
16667_drw.pdf |  |  | QUANTITY LISTED ON PARTS LIST.
16667_drw.pdf |  |  | REMOVE BURRS AND CLEAN.
16667_drw.pdf |  |  | ENGINEERING STANDARDS 21055 AND 60027
16667_drw.pdf | contains Cummins | confidential LLC and is | trade secret information, is the given to the receiver in confidence. CUMMINS NPOWER LLC | CUSTOM DESIGN
16667_drw.pdf | by confidence | and and agrees that, | of the document accepts the except as authorized in writing by 1600 BUERKLE ROAD WHITE BEAR LAKE, MN | LAWRENCE DRIVE WISCONSIN
16667_drw.pdf | to information | either the and (4) | document or the confidential or trade upon completion of the need to retain aNlPlowceorpiLeLsC thereof, WWW.CUMMINSNPOWER.COM
16667_drw.pdf | OTHERWISE | SPECIFIED | ALL DIMENSION TOLERANCESEANRECLOSURE W/NUTS
16667_drw.pdf |  | 1IM$PERIAL | UNITS METRIC UNITS DWG UNITS: DRAWN BY: HGP DATE: | 15FEB2010
16667_drw.pdf |  | 1.-2XXX5= # F..OXXRXXMX | IN/LB/S PRO-ENGINEERREF 0.005 .XX= # 0.2 F..OXXRXM==TOL##ERA00N..C84ES DRAWING | DRWG:- NO:
16667_drw.pdf |  |  | F..AXXBXT==OLE##RAN10C..E58S EST WEIGHT: 42238.628 1 OF 1 16667
16669_drw.pdf | 1 | 2 | NUT, WELD OFFSET HOLE, M6 X 1 | 0870-2025
16669_drw.pdf | 2 | 1 | COVER,CIRCUIT BRK , ENCLOSURE,TOP | 16668
16669_drw.pdf |  |  | 2
16669_drw.pdf |  |  | NOTES:
16669_drw.pdf |  |  | OF FLANGES, BACK AND SIDES USING
16669_drw.pdf |  |  | QUANTITY LISTED ON PARTS LIST.
16669_drw.pdf |  |  | REMOVE BURRS AND CLEAN.
16669_drw.pdf |  |  | ENGINEERING STANDARDS 21055 AND 60027
16669_drw.pdf | contains Cummins | confidential LLC and is | trade secret information, is the given to the receiver in confidence. CUMMINS NPOWER LLC | CUSTOM DESIGN
16669_drw.pdf | by confidence | and and agrees that, | of the document accepts the except as authorized in writing by 1600 BUERKLE ROAD WHITE BEAR LAKE, MN | LAWRENCE DRIVE WISCONSIN
16669_drw.pdf | to information | either the and (4) | document or the confidential or trade upon completion of the need to retain aNlPlowceorpiLeLsC thereof, WWW.CUMMINSNPOWER.COM
16669_drw.pdf | OTHERWISE | SPECIFIED | ALL DIMENSION TOLERANCESEANRECLOSURE W/NUTS
16669_drw.pdf |  | 1IM$PERIAL | UNITS METRIC UNITS DWG UNITS: DRAWN BY: HGP DATE: | 15FEB2010
16669_drw.pdf |  | 1.-2XXX5= # | IN/LB/S PRO-ENGINEERREF 0.005 .XX= # 0.2 F..OXXRXM==TOL##ERA00N..C84ES DRAWING | DRWG:- NO:
16669_drw.pdf |  |  | F..AXXBXT==OLE##RAN10C..E58S EST WEIGHT: 6.380 1 OF 1 16669
16681_drw.pdf | 1 | 1 | BRACKET, FRONT ENGINE MOUNT, B3.3T | 16685
16681_drw.pdf | 2 | 1 | BRKT, ENG. FRONT, B3.3T | 16686
16681_drw.pdf |  |  | A
16681_drw.pdf |  |  | A
16681_drw.pdf | contains Cummins | confidential LLC and is | trade secret information, is the given to the receiver in confidence. CUMMINS NPOWER LLC | CUSTOM DESIGN
16681_drw.pdf | by confidence | and and agrees that, | of the document accepts the except as authorized in writing by 1600 BUERKLE ROAD WHITE BEAR LAKE, MN | LAWRENCE DRIVE WISCONSIN
16681_drw.pdf | to information | either the and (4) | document or the confidential or trade upon completion of the need to retain aNlPlowceorpiLeLsC thereof, WWW.CUMMINSNPOWER.COM
16681_drw.pdf | OTHERWISE | SPECIFIED | ALL DIMENSION TOLERANCESBA3RE.3T
16681_drw.pdf |  | 1IM$PERIAL | UNITS METRIC UNITS DWG UNITS: DRAWN BY: MAC DATE: | 02-25-2009
16681_drw.pdf |  | 1.-2XXX5= # F..OXXRXXMX | 0.005 .XX= # 0.2 PRO-ENGINEERREF F..OXXRXM==TOL##ERA00N..C84ES DRAWING | DRWG: NO:
16681_drw.pdf |  |  | F..AXXBXT==OLE##RAN10C..E58S EST WEIGHT: 1 OF 1 16681
16681__drw.pdf | 1 | 1 | BRACKET, FRONT ENGINE MOUNT, B3.3T | 16685_
16681__drw.pdf | 2 | 1 | BRKT, ENG. FRONT, B3.3T | 16686_
16681__drw.pdf |  |  | A
16681__drw.pdf |  |  | A
16681__drw.pdf |  |  |  | 2
16681__drw.pdf | contains Cummins | confidential LLC and is | trade secret information, is the given to the receiver in confidence. CUMMINS NPOWER LLC | CUSTOM DESIGN
16681__drw.pdf | by confidence | and and agrees that, | of the document accepts the except as authorized in writing by 1600 BUERKLE ROAD WHITE BEAR LAKE, MN | LAWRENCE DRIVE WISCONSIN
16681__drw.pdf | to information | either the and (4) | document or the confidential or trade upon completion of the need to retain aNlPlowceorpiLeLsC thereof, WWW.CUMMINSNPOWER.COM
16681__drw.pdf | OTHERWISE | SPECIFIED | ALL DIMENSION TOLERANCESBA3RE.3T
16681__drw.pdf |  | 1IM$PERIAL | UNITS METRIC UNITS DWG UNITS: DRAWN BY: MAC DATE: | 02-25-2009
16681__drw.pdf |  | 1.-2XXX5= # | 0.005 .XX= # 0.2 PRO-ENGINEERREF F..OXXRXM==TOL##ERA00N..C84ES DRAWING | DRWG: NO:
16681__drw.pdf |  |  | F..AXXBXT==OLE##RAN10C..E58S EST WEIGHT: 1 OF 1
16689_drw.pdf | 1 | 1 | RADIATOR,2PUMP/2LO;OPKTA19SLB | 15885
16689_drw.pdf | 2 | 1 | TUBE,COOLANT,UPPE;RKTA19SLB | 16349
16689_drw.pdf | 3 | 1 | TUBE,LTA,FIL;LKTA19SLB | 16352
16689_drw.pdf | 4 | 1 | TUBE,COOLANT,FIL;LKTA19SLB | 16356
16689_drw.pdf | 5 | 2 | WELDMENT,BRKT,RADIATOR-SPP;R8T55 AND 19LITER | 22119
16689_drw.pdf | 6 | 1 | TUBE,LTA,UPPE;R KTA19SLB | A042C157
16689_drw.pdf | 7 | 1 | TUBE,LTA,LOWE;R KTA19SLB | A042C158
16689_drw.pdf | 8 | 1
16689_drw.pdf |  |  |  | 12548-4-4
16689_drw.pdf | 13 | 4 | CLAMP, T-BOL;T 3.28-3.59 | 13164-0350
16689_drw.pdf | 14 | 3 | CLAMP, T-BOL;T 3.53-3.84 | 13164-0375
16689_drw.pdf | 15 | 1 | CLAMP, T-BOL;T 3.78-4.09 | 13164-0400
16689_drw.pdf | 16 | 2 | CLAMP,HOS;E .69-1.25 WORM | 14990-12
16689_drw.pdf | 17 | 6 | CLAMP,HOS;E .81 - 1.50 WORM | 14990-16
16689_drw.pdf | 18 | 8 | CLAMP,HOS;E .81 - 1.75 WORM | 14990-20
16689_drw.pdf | 19 | 4 | CLAMP, WOR;M 5/16" BAND | 14992-04
16689_drw.pdf | 20 | 1 | FAN,BLOWER 48" 8 BLADE 36 D;E-G | 15884
16689_drw.pdf | 21 | 2 | CLAMP,CSH;N EPDM RUBBER | 16164-16
16689_drw.pdf | 22 | 1 | ELBOW,1.25" RADIATOR ;90- | 16354
16689_drw.pdf | 23 | 1 | ELBOW,0.75" RADIATOR ;90- | 16683
16689_drw.pdf | 24 | 1 | PLATE,TUBE SUPPORT | 17230
16689_drw.pdf | 29 | 2 | FLAT,RADIATOR-BRAC;EGTA19&KTA19 | 22358
16689_drw.pdf | 30 | 2 | CLIP; 1.25 ID, 3/8" HOLE, VINYL | 26963-20
16689_drw.pdf | 31 | 1 | SPACER,FAN | 42337
16689_drw.pdf | 32 | 1 | SPACER,FAN PILO;T- | 219125
16689_drw.pdf | 33 | 3 | HOSE; 1.00 IN ID X 36IN EPDM | A042F048
16689_drw.pdf | 34 | 3 | HOSE; 1.25 IN ID X 36IN EPDM | A042F049
16689_drw.pdf | 35 | 1 | HOSE,3.00IN ID X 36IN EP;DMKOOL BLUE,72EP-300-36 | A042F058
16689_drw.pdf | 36 | 2 | HOSE,3.50IN ID X 36IN EP;DMKOOL BLUE,72EP-350-36 | A042F059
16689_drw.pdf | 37 | 2 | KIT,HARNES;S (LOW COOLANT) | A058G065
16694_drw.pdf | 1 | 1 | AIR FILTER, 5" DIA. INLET, CFP11E | FIREPUMDP-RAX00-2352
16694_drw.pdf | 2 | 1 | AIRCLEANER MOUNTING, CFP11E | 16692
16694_drw.pdf |  |  |  | 20020-M10
16694_drw.pdf | 6 | 2 | NUT,HEX, M10-1.50 | 20120-M10
16694_drw.pdf | 7 | 2 | SCREW,HH, M10-1.50x30 | 20310-030
16694_drw.pdf | 8 | 1 | COUPLING, RUBBER, 4"x5", NELSON #89845K | 89845K
16694_drw.pdf | 9 | 1 | RESTRICTION INDICATOR, 1/8" NPT | D-RAX00-2352
16694_drw.pdf |  |  | 5
16694_drw.pdf |  |  | A
16694_drw.pdf |  |  | 6
16694_drw.pdf | information, the receiver | is in | the confidence. CUMMINS FIRE POWER LLC | DESIGN
16694_drw.pdf | authorized | in writing | by 1600 BUERKLE ROAD 875 WHITE BEAR LAKE, MN | LAWRENCE DRIVE WISCONSIN
16694_drw.pdf | the of the | or need to | trade retain WWW.CUMMINSFIREPOWER.COM
16694_drw.pdf |  |  | SSEMBLY, AIR CLEANER
16700_drw.pdf | XR0.25
16700_drw.pdf | PLACES
16700_drw.pdf |  |  | 0.50
16700_drw.pdf | contains Cummins | confidential LLC and is | trade secret information, is the given to the receiver in confidence. CUMMINS NPOWER LLC | CUSTOM DESIGN
16700_drw.pdf | by confidence | and and agrees that, | of the document accepts the except as authorized in writing by 1600 BUERKLE ROAD WHITE BEAR LAKE, MN | LAWRENCE DRIVE WISCONSIN
16700_drw.pdf | to information | either the and (4) | document or the confidential or trade upon completion of the need to retain aNlPlowceorpiLeLsC thereof, WWW.CUMMINSNPOWER.COM
16700_drw.pdf | OTHERWISE | SPECIFIED | ALL DIMENSION TOLERANCESSATREAND
16700_drw.pdf |  | 1IM$PERIAL | UNITS METRIC UNITS DWG UNITS: DRAWN BY: MJD DATE: | 22-FEB-10
16700_drw.pdf |  | 1.-2XXX5= # F..OXXRXXMX | IN/LB/S PRO-ENGINEERINIT 0.005 .XX= # 0.2 F..OXXRXM==TOL##ERA00N..C84ES DRAWING | ECO: 2010-093 NO:
16700_drw.pdf |  |  | F..AXXBXT==OLE##RAN10C..E58S EST WEIGHT: 57.744 1 OF 1 16700
16701_drw.pdf |  |  | 13.76
16701_drw.pdf |  |  | 13.57
16701_drw.pdf |  |  | 10.88
16701_drw.pdf |  |  | 10.69
16701_drw.pdf |  |  | 4 XR1.00
16701_drw.pdf | contains Cummins | confidential LLC and is | trade secret information, is the given to the receiver in confidence. CUMMINS NPOWER LLC | CUSTOM DESIGN
16701_drw.pdf | by confidence | and and agrees that, | of the document accepts the except as authorized in writing by 1600 BUERKLE ROAD WHITE BEAR LAKE, MN | LAWRENCE DRIVE WISCONSIN
16701_drw.pdf | to information | either the and (4) | document or the confidential or trade upon completion of the need to retain aNlPlowceorpiLeLsC thereof, WWW.CUMMINSNPOWER.COM
16701_drw.pdf | OTHERWISE | SPECIFIED | ALL DIMENSION TOLERANCESMATRER STAND
16701_drw.pdf |  | 1IM$PERIAL | UNITS METRIC UNITS DWG UNITS: DRAWN BY: MJD DATE: | 22-FEB-10
16701_drw.pdf |  | 1.-2XXX5= # F..OXXRXXMX | IN/LB/S PRO-ENGINEERINIT 0.005 .XX= # 0.2 F..OXXRXM==TOL##ERA00N..C84ES DRAWING | ECO: 2010-093 NO:
16701_drw.pdf |  |  | F..AXXBXT==OLE##RAN10C..E58S EST WEIGHT: 35.630 1 OF 1 16701
16702_drw.pdf |  |  | 0.50
16702_drw.pdf | contains Cummins | confidential LLC and is | trade secret information, is the given to the receiver in confidence. CUMMINS NPOWER LLC | CUSTOM DESIGN
16702_drw.pdf | by confidence | and and agrees that, | of the document accepts the except as authorized in writing by 1600 BUERKLE ROAD WHITE BEAR LAKE, MN | LAWRENCE DRIVE WISCONSIN
16702_drw.pdf | to information | either the and (4) | document or the confidential or trade upon completion of the need to retain aNlPlowceorpiLeLsC thereof, WWW.CUMMINSNPOWER.COM
16702_drw.pdf | OTHERWISE | SPECIFIED | ALL DIMENSION TOLERANCESSATREAND
16702_drw.pdf |  | 1IM$PERIAL | UNITS METRIC UNITS DWG UNITS: DRAWN BY: MJD DATE: | 22-FEB-10
16702_drw.pdf |  | 1.-2XXX5= # F..OXXRXXMX | IN/LB/S PRO-ENGINEERINIT 0.005 .XX= # 0.2 F..OXXRXM==TOL##ERA00N..C84ES DRAWING | ECO: 2010-093 NO:
16702_drw.pdf |  |  | F..AXXBXT==OLE##RAN10C..E58S EST WEIGHT: 17.664 1 OF 1 16702
16703_drw.pdf | 1 | 1 | BASE, HYD MOTOR, STAND | 16700
16703_drw.pdf | 2 | 1 | UPRIGHT, HYD, MTR STAND | 16701
16703_drw.pdf | 3 | 2 | GUSSET, HYD MTR, STAND | 16702
16703_drw.pdf |  |  | SCALE 0.130
16703_drw.pdf |  |  | 2 X, GRIND FLUSH
16704_drw.pdf |  |  | 0.50
16704_drw.pdf | contains Cummins | confidential LLC and is | trade secret information, is the given to the receiver in confidence. CUMMINS NPOWER LLC | CUSTOM DESIGN
16704_drw.pdf | by confidence | and and agrees that, | of the document accepts the except as authorized in writing by 1600 BUERKLE ROAD WHITE BEAR LAKE, MN | LAWRENCE DRIVE WISCONSIN
16704_drw.pdf | to information | either the and (4) | document or the confidential or trade upon completion of the need to retain aNlPlowceorpiLeLsC thereof, WWW.CUMMINSNPOWER.COM
16704_drw.pdf | OTHERWISE | SPECIFIED | ALL DIMENSION TOLERANCESHAYRED MTR
16704_drw.pdf |  | 1IM$PERIAL | UNITS METRIC UNITS DWG UNITS: DRAWN BY: MJD DATE: | 22-FEB-10
16704_drw.pdf |  | 1.-2XXX5= # F..OXXRXXMX | IN/LB/S PRO-ENGINEERINIT 0.005 .XX= # 0.2 F..OXXRXM==TOL##ERA00N..C84ES DRAWING | ECO: 2010-093 NO:
16704_drw.pdf |  |  | F..AXXBXT==OLE##RAN10C..E58S EST WEIGHT: 10.510 1 OF 1 16704
16709_drw.pdf | 1 | 4 | NUT, WELD, M10x1.5 | 8947
16709_drw.pdf | 2 | 1 | PLATE, A36, 0.25" | 16709-01
16709_drw.pdf | 3 | 2 | PLATE, A36, 0.25" | 16709-02
16709_drw.pdf | 4 | 1 | PLATE, A36, 0.25", - | 16709-03
16709_drw.pdf |  |  | 6.00 ..2255 TYP.
16709_drw.pdf |  |  | REF
16710_drw.pdf | 1 | 11 | NUT, WELD, M10x1.5 | 8947
16710_drw.pdf | 2 | 1 | GUSSET | 16710-01
16710_drw.pdf | 3 | 1 | PLATE,MOUNTING | 16710-02
16710_drw.pdf |  |  |  | (18.13)
16710_drw.pdf |  |  | (2.00)
16710_drw.pdf |  |  | 1.00
16725_drw.pdf | 1 | 1 | ANGLE, BRACKE;T HEAT EXCHANGER MOUNTING | 16729
16725_drw.pdf | 2 | 1 | PLATE, BRACKE;T HEAT EXCHANGER MOUNTING | 16730
16725_drw.pdf | 3 | 1 | PLATE, BRACKE;T HEAT EXCHANGER MOUNTING | 16731
16725_drw.pdf | 4 | 1 | ANGLE, BRACKE;T HEAT EXCHANGER MOUNTING | 16732
16725_drw.pdf | 5 | 1 | PLATE, BRACKE;T HEAT EXCHANGER MOUNTING | 16733
16725_drw.pdf | 6 | 1 | PLATE, BRACKE;T HEAT EXCHANGER MOUNTING | 16734
16725_drw.pdf |  |  | .25 1-3
16737_drw.pdf | 1 | 1 | PLATE, 1/4" , STEEL, A36 | 16737_01
16737_drw.pdf | 2 | 1 | ANGLE, 1/4" x 1.5" x 1.5" , STEEL, A36 | 16737_02
16737_drw.pdf |  |  | 1
16737_drw.pdf |  |  | .25
16737_drw.pdf | contains Cummins | confidential LLC and is | trade secret information, is the given to the receiver in confidence. CUMMINS NPOWER LLC | CUSTOM DESIGN
16737_drw.pdf | by confidence | and and agrees that, | of the document accepts the except as authorized in writing by 1600 BUERKLE ROAD WHITE BEAR LAKE, MN | LAWRENCE DRIVE WISCONSIN
16737_drw.pdf | to information | either the and (4) | document or the confidential or trade upon completion of the need to retain aNlPlowceorpiLeLsC thereof, WWW.CUMMINSNPOWER.COM
16737_drw.pdf | OTHERWISE | SPECIFIED | ALL DIMENSION TOLERANCES-ARE
16737_drw.pdf |  | 1IM$PERIAL | UNITS METRIC UNITS DWG UNITS: DRAWN BY: MAC DATE: | 17MAR2010
16737_drw.pdf |  | 1.-2XXX5= # F..OXXRXXMX | IN/LB/S PRO-ENGINEERINIT 0.005 .XX= # 0.2 F..OXXRXM==TOL##ERA00N..C84ES DRAWING | ECO: 2009-458 NO:
16737_drw.pdf |  |  | F..AXXBXT==OLE##RAN10C..E58S EST WEIGHT: 2.761 1 OF 1 16737
16739_drw.pdf | 1 | 1 | HOSE, NO. 10, TEFLIN, SMOOTH BORE, - | 16739-1
16739_drw.pdf | 2 | 2 | FTG, NO.10, JIC STR, STYLE FJ, SWIVEL FEMALE | 16739-2
16739_drw.pdf | 1 |  |  | 2
16739_drw.pdf | 80.00
16739_drw.pdf | contains Cummins | confidential LLC and is | trade secret information, is the given to the receiver in confidence. CUMMINS NPOWER LLC | CUSTOM DESIGN
16739_drw.pdf | by confidence | and and agrees that, | of the document accepts the except as authorized in writing by 1600 BUERKLE ROAD WHITE BEAR LAKE, MN | LAWRENCE DRIVE WISCONSIN
16739_drw.pdf | to information | either the and (4) | document or the confidential or trade upon completion of the need to retain aNlPlowceorpiLeLsC thereof, WWW.CUMMINSNPOWER.COM
16739_drw.pdf | OTHERWISE | SPECIFIED | ALL DIMENSION TOLERANCES_ARE
16739_drw.pdf |  | 1IM$PERIAL | UNITS METRIC UNITS DWG UNITS: DRAWN BY: MAC DATE: | 18MAR2010
16739_drw.pdf |  | 1.-2XXX5= # F..OXXRXXMX | IN/LB/S PRO-ENGINEERREF 0.005 .XX= # 0.2 F..OXXRXM==TOL##ERA00N..C84ES DRAWING | DRWG:- NO:
16739_drw.pdf |  |  | F..AXXBXT==OLE##RAN10C..E58S EST WEIGHT: 42238.628 1 OF 1 16739
16745_drw.pdf | 1 | 1 | BRACKET, MOUNTING, HEAT SHIELD, CFP7E | 14396
16745_drw.pdf | 2 | 1 | HEAT SHIELD, CFP5E/7E | 15416
16745_drw.pdf | 3 | 8 | WASHER, RETAINING, M10 | 16662-13
16745_drw.pdf | 4 | 1 | GUARD, PULLEY, CFP5E/7E | 16728
16745_drw.pdf | 5 | 12 | WASHER,FLAT, M10 | 20020-M10
16745_drw.pdf | 6 | 6 | SCREW,HH, M10-1.50x20 | 20310-020
16745_drw.pdf | 7 | 4 | SCREW,HH, M10-1.50x25 | 20310-025
16745_drw.pdf | 8 | 1 | CLAMP, U-BOLT, GUILLOTINE, 3.00" | 89545K
16745_drw.pdf |  |  | B
16745_drw.pdf |  |  | 1
16745_drw.pdf |  |  | 7
16746_drw.pdf | 1 | 1 | PIPE, WATER OUTLE;TFIRE PUMP | 13305
16746_drw.pdf | 2 | 1 | TUBE, CAC OUTPUT; CFP7E | 13308
16746_drw.pdf | 3 | 1 | TUBE, CAC INTAKE CONNECTI;ONCFP5E / 7E | 13348
16746_drw.pdf | 4 | 1 | HOSE, VENT LIN;EPARKER 801, 1/4" ID X 13" LG | 15130
16746_drw.pdf | 5 | 1 | BRACKET, HEAT EXCHANG;ERMOUNTING, CFP5E/7E | 16725
16746_drw.pdf | 6 | 1 | PIPE, WATER INLE;TFIRE PUMP | A042A659
16746_drw.pdf | 7 | 3 | COOLANT, FC EG PM, 1 GALL;ON | CC2743
16746_drw.pdf | 8 | 1 | CONNECTOR,FEMAL;E-16
16746_drw.pdf |  |  |  | 13243
16746_drw.pdf | 13 | 1 | COOLER, CHARGE AIR, 6" DIAME;TE1R-PASS W/ WATER DRAIN | 13244
16746_drw.pdf | 14 | 1 | HOSE, COOLAN;T_ | A042F053
16746_drw.pdf | 15 | 1 | HOSE, COOLAN;T_ | A042F053
16746_drw.pdf | 16 | 1 | HOSE, COOLAN;T2.00" I.D. x 5.00" | A042F054
16746_drw.pdf | 17 | 4 | CLAMP,HOS;E 1.31 - 2.25 WORM | 14990-28
16746_drw.pdf | 18 | 4 | CLAMP,HOS;E 1.56 - 2.50 WORM | 14990-32
16746_drw.pdf | 19 | 2 | CLAMP, WOR;M 5/16" BAND | 14992-04
16746_drw.pdf | 20 | 1 | PLUG,PIPE; -16 (1") NPT,PVC | 15255-16
16746_drw.pdf | 21 | 1 | CAPLUG, PLASTIC, JIC FEMA;LE1-1/16-12 | 16660-12
16746_drw.pdf | 22 | 2 | PLATE, HEAT EXCHANGER MOUNT;INCGFP5E/7E | 16726
16746_drw.pdf | 23 | 2 | PLATE, HEAT EXCHANGER MOUNT;INCGFP5E/7E | 16727
16746_drw.pdf | 24 | 1 | TAG; ENGINE WEIGHT | 16825
16746_drw.pdf | 29 | 6 | NUT,HEX,P;T 20400 | 20140-M10
16746_drw.pdf | 30 | 4 | SCREW,HEX HEAD CA;P1/4-20x2.50, GR5, ZINC | 20225
16746_drw.pdf | 31 | 2 | SCREW,HEX HEAD CA;P1/4-20x7.00, GR5, ZINC | 20225
16746_drw.pdf | 32 | 1 | SCREW,HEX HEAD CA;PM8-1.25x25, 8.8MM, ZINC | 20308-025
16746_drw.pdf | 33 | 2 | SCREW,HEX HEAD CA;PM10-1.50x25, 8.8MM, ZINC | 20310-025
16746_drw.pdf | 34 | 6 | SCREW,HEX HEAD CA;PM10-1.50x40, 8.8MM, ZINC | 20310-040
16746_drw.pdf | 35 | 1 | HOSE,FUEL LINE,5/16;ID48"L | 27003
16746_drw.pdf | 36 | 1 | SIGHT GLASS, 1/2" N;PT | 3277K34
16746_drw.pdf | 37 | 1 | CLAMP, U-BOL;T2" OD PIPE | 89541K
16751_drw.pdf | 1 | 1 | HOSE,5/8" IDx25FT, CUT TO 17.00 INCHES LONG | A042F070
16751_drw.pdf | 2 | 1 | HOSE,5/8" IDx25FT, CUT TO 68.00 INCHES LONG | A042F070
16751_drw.pdf | 3 | 1 | HOSE,PARKER, 5/8IN ID X 48.00IN LONG | 801-10
16751_drw.pdf | 4
16751_drw.pdf | 5
16751_drw.pdf | 6
16751_drw.pdf | 7
16751_drw.pdf | 8 | 6 | CLAMP, WORM, .56-1.06 | 14990-10
16751_drw.pdf | 9 | 3 | CLAMP,CSHN, 1.13 ID | 16164-18
16751_drw.pdf | 10 | 1 | DECAL,LTA DRAIN LABEL, - | 16563
16751_drw.pdf | 11 | 1 | DECAL,JW DRAIN LABEL, - | 16564
16751_drw.pdf | 12 | 1 | DECAL,ENGINE OIL DRAIN LABEL | 16565
16751_drw.pdf | 13 | 1 | BRKT,CLIP, - | 16622
16751_drw.pdf | 14
16751_drw.pdf | 15 | 1 | FTG,ST,ADAPTER 1.00-18 X 1/2 NPTF, _ | 123824
16751_drw.pdf | 16 | 1 | VALVE, OIL DRAIN, 1/2-14 NPT WITH NIPPLE | A042D025
16755_drw.pdf | 1 | 1 | PLATE,EXHAUST STACK, UD EAGLE | 16756
16755_drw.pdf | 2 | 1 | PLATE,EXHAUST STACK, UD EAGLE | 16757
16755_drw.pdf | 3 | 1 | ANGLE,EXHAUST STACK, UD EAGLE | 16758
16761_drw.pdf | 1 | 1 | COLLAR, SMALL | 16762
16761_drw.pdf | 2 | 1 | TOP, RAIN SHIELD | 16763
16761_drw.pdf | 3 | 1 | COLLAR, LARGE | 16764
16761_drw.pdf | 4 | 1 | LIP, RAIN SHIELD | 16765
16761_drw.pdf | FINISH: |  | PAINT AND PRIMER SPECIFICATION 16119
16761_drw.pdf | contains Cummins | confidential LLC and is | trade secret information, is the given to the receiver in confidence. CUMMINS NPOWER LLC | CUSTOM DESIGN
16761_drw.pdf | by confidence | and and agrees that, | of the document accepts the except as authorized in writing by 1600 BUERKLE ROAD WHITE BEAR LAKE, MN | LAWRENCE DRIVE WISCONSIN
16761_drw.pdf | to information | either the and (4) | document or the confidential or trade upon completion of the need to retain aNlPlowceorpiLeLsC thereof, WWW.CUMMINSNPOWER.COM
16761_drw.pdf | OTHERWISE | SPECIFIED | ALL DIMENSION TOLERANCES3A0RE4.8mm (12") INSIDE DIAMETER
16761_drw.pdf |  | 1IM$PERIAL | UNITS METRIC UNITS DWG UNITS: DRAWN BY: PBS DATE: | 04MAR2010
16761_drw.pdf |  | 1.-2XXX5= # F..OXXRXXMX | MM/KG/S PRO-ENGINEERINIT 0.005 .XX= # 0.2 F..OXXRXM==TOL##ERA00N..C84ES DRAWING | ECO: NO:
16761_drw.pdf |  |  | F..AXXBXT==OLE##RAN10C..E58S EST WEIGHT: 4.750 1 OF 1 16761
16768_drw.pdf | ITEM
16768_drw.pdf | 1 | 1 | ADAPTER, STUB SHAFT, SAE #1, CFP23E | 13197
16768_drw.pdf | 2 | 1 | STUB SHAFT, 4" DIA. x 1" KEY, CFP23E | 13198
16768_drw.pdf | 3 | 1 | GUARD, FLYWHEEL, SAE#0, CFP23E | 13199
16768_drw.pdf | 4 | 8 | WASHER, RETAINING, 1/2" | 16662-08
16768_drw.pdf | 5 | 8 | SCREW, CAP, HEX HEAD, 1/2-13 UNC X 1.50" | HHCS_0500_0150
16768_drw.pdf | 6 | 8 | SCR,CAP,HEX,5/8-11 X 2.00, - | HHCS_0625_0200
16768_drw.pdf | 7 | 8 | m12 -1.75 X 25, COMMON HARDWARE | HHCS_M12_25
16768_drw.pdf | FLYWHEEL) |  | TORQUE CLASS1
16768_drw.pdf |  |  | 195-210 FT*LB
16768_drw.pdf |  |  | 6
16768_drw.pdf | CLASS | 1
16768_drw.pdf |  |  | 3
16768_drw.pdf |  |  | SCALE 0.125
16768_drw.pdf | SURFACE | HOUSING)
16768_drw.pdf | contains Fire | and LLC and is | secret information, is the to the receiver in confidence. CUMMINS FIRE POWER LLC | DESIGN
16768_drw.pdf | receiving confidence and | retaining of agrees that, | the document accepts the as authorized in writing by CORPORATE OFFICE 1600 BUERKLE ROAD | UPFIT CENTER LAWRENCE DRIVE
16768_drw.pdf | to others therein, | either the and (4) upon | or the confidential or trade completion of the need to retain WWW.CUMMINSFIREPOWER.COM
16768_drw.pdf |  | ALL | anAd SSEMBLY, STUB SHAFT DIMENSION & GUARD
16768_drw.pdf | # | 1IM$PERIAL | UNITS METRIC UNITS DWG UNITS: DRAWN BY: DAN DATE: | 04-MAR-10
16768_drw.pdf | PROJECTION | M.AXCXHIN=ET#OLE0R.A0N1C0ES # 0.005 | M.AXCHI=NE#TOL0E.R4ANCES IN/LB/S PRO-ENGINEERINIT .XX= # 0.2 | ECO: 2010-098
16768_drw.pdf |  | F..OXXRXXMX | F..OXXRXM==TOL##ERA00N..C84ES SCALE: 0.188 SHEET DRAWING F..AXXBXT==OLE##RAN10C..E58S OF 1 | NO:
16772_drw.pdf | ITEM
16772_drw.pdf | 1 | 2 | RAIL; 4 x 6 (NOMINAL) x 134.00 | 16772-01
16772_drw.pdf | 2 | 2 4 | X 6 (NOMINAL) X 47.63 ; CROSS MEMBER | 16772-02
16772_drw.pdf | 3 | 4 | MEMBER; 2 X 6 (NOMINAL) X 47.63 | 16772-03
16772_drw.pdf | 4 | 1 | MEMBER; 2 X 10 (NOMINAL) X 47.63 | 16772-04
16772_drw.pdf | 5 | 4
16772_drw.pdf |  |  |  | 16772-08
16772_drw.pdf |  |  | TYP.
16772_drw.pdf |  |  | FOR 0.25X10
16772_drw.pdf |  |  | INSERT BOLT
16772_drw.pdf |  |  | HEAD TOWARD
16772_drw.pdf |  |  | 46.00
16783_drw.pdf | 1 | 1 | PLATE,KNEE BRACE, - | 16361
16783_drw.pdf | 2 | 1 | ANGLE,KNEE BRACE, - | 16784
16783_drw.pdf |  |  | .13
16783_drw.pdf |  |  | .13
16785_drw.pdf | 1 | 1 | PLATE,KNEE BRACE, - | 16361
16785_drw.pdf | 2 | 1 | ANGLE,KNEE BRACE, - | 16786
16785_drw.pdf |  |  | .13
16785_drw.pdf |  |  | .13
16793_drw.pdf | ITEM
16793_drw.pdf | 1 | 1 | RADIATOR, MULTI-FIT, W/ CAC, MARINE TRAVELIFT
16793_drw.pdf | 2 | 1 | SUPPORT,FRONT,RT,QSB4.5, - | 12984
16793_drw.pdf | 3 | 2 | SUPPORT,REAR,ENGINE, QSB4.5 | 12988
16793_drw.pdf | 4 | 1 | SUPPORT,FRONT,LT,ENGINE, QSB4.5 | 12991
16793_drw.pdf | 5 | 1 | BRKT,TUBE,SUPPORT,UPPER CAC, QSB4.5 | 13099
16793_drw.pdf | 6 | 1 | BRKT,TUBE,SUPPORT,LOWER CAC, QSB4.5 | 13100
16793_drw.pdf | 7 | 1 | WELDMENT, BRACKET, PRE-FILTER | 13933
16793_drw.pdf | 8 |  | WELDMENT, SB70 | 16794
16793_drw.pdf | 9 |  | 1.75 OD | 16803
16793_drw.pdf |  |  |  | 16804
16793_drw.pdf | 18 | 1 | BRACKET,MTG,OIL-COOLER, MARINE TRAVELIFT
16793_drw.pdf | 19
16793_drw.pdf | 20
16793_drw.pdf | 21
16793_drw.pdf | 22
16793_drw.pdf | 23 | 1 | HEAT-EXCHANGER,OIL-COOLER, GENERAL THERMODYNAMICS | 12973
16793_drw.pdf | 24 | 4 | ISOLATOR, UNVRSL, 860 LB, BLUE, TECH PROD. PN: 60165-4 | 14021
16793_drw.pdf | 25 | 2 | CLAMP, WORM, .69-1.25 | 14990-12
16793_drw.pdf | 26 | 4 | CLAMP, WORM, 1.31 - 2.25 | 14990-28
16793_drw.pdf | 27 | 2 | CLAMP, WORM, 1.81 - 2.75 | 14990-36
16793_drw.pdf | 28 | 2 | CLAMP, WORM, .38 - 1.00 | 14992-08
16793_drw.pdf | 29 | 2 | BRACE, RADIATOR | 16796
16793_drw.pdf | 30 | 2 | SPACER, PLATE, 0.375 | 16800
16793_drw.pdf | 31 | 1 | ELBOW,HOSE,2-1/4", GATES P/N-21418 | 21418
16793_drw.pdf | 32 | 2 | VALVE,SHUTOFF , 8 BEAD x 6 NPT | 157098
16793_drw.pdf | 33 | 1 | FAN SPACER,2.00 INCH, - | 3910130
16793_drw.pdf | 34 | 1 | SENSOR, FLUID LEVEL, 1/4" NPT | 4903016
16793_drw.pdf | 35 | 1 | DRIVE FLG,BOWEX 65-11.5", KTR | 010651653521
16793_drw.pdf | 36 | 2 | CLAMP, U-BOLT, GUILLOTINE, 3.00" | 89545K
16793_drw.pdf | 37 | 1 | CONNECTOR, 11SI ALT., (AUTOCAD CONTROLLED) | A042A061
16793_drw.pdf | 38
16793_drw.pdf | 39 | 2 | ISOLATOR (TECH# 51145), - | AG-3904930
16793_drw.pdf | 40 | 1 | PLT,SAE 3.SAE-D/2-4, KTR
16793_drw.pdf |  |  |  | CC2743
16793_drw.pdf |  |  | BILL OF MATERIAL
16793_drw.pdf | ITEM | QTY | DESCRIPTION | PART NUMBER
16794_drw.pdf | 1 | 2 | PLATE,0.38 THK,CS | 12875
16794_drw.pdf | 2 | 1 | BAR,FLT,0.25 X 4,C.S. | 13064
16794_drw.pdf | 3 | 1 | ANGLE,3 X 3 X 0.25,CS | 13065
16794_drw.pdf | 4 | 1 | BAR,FLT,0.25 X 4,C.S. | 13066
16794_drw.pdf | 5 | 1 | ANGLE,3 X 3 X 0.25,CS | 13067
16794_drw.pdf | 6 | 4 | PLT,0.25 THK,CS, GUSSET | 13072
16794_drw.pdf | 7 | 2 | SHEET, 0.25" ASTM A36 HRPO | 16795
16794_drw.pdf | 8 | 2 | SHEET, 0.375" ASTM A36 HRPO | 16797
16794_drw.pdf | 9 | 2 | SHEET, 0.25" ATM A36 HRPO | 16798
16794_drw.pdf | 10 | 1 | CHANNEL, FORMED | 16799
16794_drw.pdf |  |  | SCALE | 0.080
16794_drw.pdf |  |  | .25 TYP
16794_drw.pdf |  |  | TYP
16794_drw.pdf | contains Cummins | confidential LLC and is | trade secret information, is the given to the receiver in confidence. CUMMINS NPOWER LLC | CUSTOM DESIGN
16794_drw.pdf | by confidence | and and agrees that, | of the document accepts the except as authorized in writing by 1600 BUERKLE ROAD WHITE BEAR LAKE, MN | LAWRENCE DRIVE WISCONSIN
16794_drw.pdf | to information | either the and (4) | document or the confidential or trade upon completion of the need to retain WWW.CUMMINSNPOWER.COM aNlPlowceorpiLeLsC thereof,
16794_drw.pdf | OTHERWISE | SPECIFIED | ALL DIMENSION TOLERANCES ARE
16794_drw.pdf |  | 1IM$PERIAL | UNITS METRIC UNITS DWG UNITS: DRAWN BY: DAN DATE: | 11-MAR-10
16794_drw.pdf |  | 1.-2XXX5= # F..OXXRXXMX | IN/LB/S PRO-ENGINEERINIT 0.005 .XX= # 0.2 F..OXXRXM==TOL##ERA00N..C84ES DRAWING | ECO: 2010-108 NO:
16794_drw.pdf |  |  | F..AXXBXT==OLE##RAN10C..E58S EST WEIGHT: 137.137 1 OF 1 16794
16801_drw.pdf | contains Cummins | confidential LLC and is | trade secret information, is the given to the receiver in confidence. CUMMINS NPOWER LLC | CUSTOM DESIGN
16801_drw.pdf | by confidence | and and agrees that, | of the document accepts the except as authorized in writing by 1600 BUERKLE ROAD WHITE BEAR LAKE, MN | LAWRENCE DRIVE WISCONSIN
16801_drw.pdf | to information | either the and (4) | document or the confidential or trade upon completion of the need to retain aNlPlowceorpiLeLsC thereof, WWW.CUMMINSNPOWER.COM
16801_drw.pdf | OTHERWISE | SPECIFIED | ALL DIMENSION TOLERANCESUADRE CHASSIS
16801_drw.pdf |  | 1IM$PERIAL | UNITSMETRIC UNITS DWG UNITS: DRAWN BY: MJD DATE: | 10-MAR-10
16801_drw.pdf |  | 1.-2XXX5= # F.OXRXM | IN/LB/S PRO-ENGINEERINIT 0.005 .XX= # 0.2 F.OXRM=TOL#ERA0N.C8ES DRAWING | ECO: 2010-105 NO:
16801_drw.pdf |  |  | 1 OF 1 16801 F..AXXBXT==OLE##RAN10C..E58S EST WEIGHT: 3.946
16806_drw.pdf | 1 | 2 | FLAT 12.0 X 12.0 X 0.38 A-36 | 16806-01
16806_drw.pdf | 2 | 1 | CHANNEL,4 X 4,100.25 LG, A36 | 16806-02
16806_drw.pdf | 3 | 2 | ANGLE 1.0 X 1.0 X 0.13 X 12.0 LONG, A-36 | 16806-03
16806_drw.pdf |  |  | 2
16819_drw.pdf | ITEM | QTY
16819_drw.pdf | 2 | 1
16819_drw.pdf | 3 | 1 | TUBE,2.50 OD,CAC TO INTAKE, MTL BFM 35/50 | 11922
16819_drw.pdf | 4 | 1 | FRAME,POWER UNIT,B3.3,TIER 3, MTL BFM 35/50 | 11927
16819_drw.pdf |  |  |  | 11942
16819_drw.pdf | 7 | 1 | ELBOW,TRIMED,45 DEG,CAC, MADE FROM CNP P/N-11946 | 11946
16819_drw.pdf | 8 | 1 | ELBOW,TRIMED,45 DEG,CAC, MADE FROM CNP P/N-11946 | 11946
16819_drw.pdf |  |  | 35/50 | 12114
16819_drw.pdf | 11 | 1 | ENGINE PACKAGE, QSB3.3 TIER 3 | 1106922
16819_drw.pdf | 12 | 1 | AIR CLEANER | AH19490
16819_drw.pdf |  |  |  | FH23510
16819_drw.pdf | 15
16819_drw.pdf | 16
16819_drw.pdf |  |  | ID,4" LG,ARAMID, PUROSIL | 11923
16819_drw.pdf | 19
16819_drw.pdf | 20 | 8 | CLAMP, SPRING LOADED T-BOLT, 2.78-3.08 | 12975-0300
16819_drw.pdf |  |  | TOGGLE SWITCH MOUNT, ELGIN 4WM | 14170
16819_drw.pdf | 23 | 1 | CLAMP, WORM, 1.00 - 2.00 | 14992-24
16819_drw.pdf | 24 | 4 | CLAMP, WORM, 1.25 - 2.25 | 14992-28
16822_drw.pdf | 1 | 1 | SUPPORT, A-36 PLATE 3/8", CFP23E INDUSTRIAL | 16822-01
16822_drw.pdf | 2 | 3 | GUSSET, A-36 PLATE 1/4", CFP23E INDUSTRIAL | 16822-02
16822_drw.pdf | to the the document as | receiver accepts in | confidence. the writing by CUMMINS FIRE POWER LLC CORPORATE OFFICE | DESIGN UPFIT CENTER
16822_drw.pdf | ittrawdiellse(c1r)etnoitnfuosrematthieondotchuemreenitn,or(2a)nynoctopcyoptyhetrheeofdoocrumtehnet, or the | ittrawdiellse(c1r)etnoitnfuosrematthieondotchuemreenitn,or(2a)nynoctopcyoptyhetrheeofdoocrumtehnet, confidential | WHITE BEAR LAKE, MN or trade WWW.CUMMINSFIREPOWER.COM | DEPERE, WISCONSIN
16822_drw.pdf |  | cPoopwieersLtLhCereof, | anSd UPPORT, ENGINE FRONT
16822_drw.pdf | DIMENSION |  | TOLERANCESCAFREP23E INDUSTRIAL
16822_drw.pdf |  |  | DWG UNITS: DRAWN BY:S DUBICK | 04/26/10
16823_drw.pdf | ITEM
16823_drw.pdf | 1 | 1 | BRACKET, MOUNTING, GUARD, FIREPUMP | 8592
16823_drw.pdf | 2 | 2 | BRACKET, MOUNTING, GUARD, FIREPUMP | 8593
16823_drw.pdf | 3 | 1 | BRACKET, MOUNTING, TUBE SUPPORT, FIREPUMP | 8657
16823_drw.pdf | 4 | 4 | WASHER, RETAINING, 3/8" | 16662-06
16823_drw.pdf |  |  | GUARD, PULLEY , DXP ENTERPRISE | 16741
16823_drw.pdf |  |  | M10-1.5 | HHCS_M10
16823_drw.pdf |  |  |  | HHCS_M6
16823_drw.pdf |  |  | 7
16823_drw.pdf | 4
16823_drw.pdf |  |  | 9
16823_drw.pdf |  |  | GUARDING FASTENERS
16823_drw.pdf |  |  | SCALE 0.500
16823_drw.pdf | confidential Fire Power and | and trade and is given retaining of | secret information, is the to the receiver in confidence. document accepts the CUMMINS FIRE POWER LLC CORPORATE OFFICE AND | DESIGN UPFIT CENTER
16823_drw.pdf | and agrees ittrawdiellse(c1r)etnoitnfuosrematthieondotchuemreenitn,or(2a)nynoctopcyoptyhetrheeofdoocrumtehnet, | that, except ittrawdiellse(c1r)etnoitnfuosrematthieondotchuemreenitn,or(2a)nynoctopcyoptyhetrheeofdoocrumtehnet, | as authorized in writing by 1600 BUERKLE ROAD WHITE BEAR LAKE, MN trade | LAWRENCE DRIVE DEPERE, WISCONSIN
16823_drw.pdf | therein, and dmoactuemreinatl,coorpiuepdonthdeermeafnrdo,m.retCuOrPnYRtIhGeHTdoCcuummmeinnts,Failrle | (4) upon dmoactuemreinatl,coorpiuepdonthdeermeafnrdo,m.retCuOrPnYRtIhGeHTdoCcuummmeinnts,Failrle | of the need to retain cPoopwieersLtLhCereof, anAd
16823_drw.pdf |  | ALL | DIMENSION TOLERANCESDAXREP ENTERPRISES
16823_drw.pdf | # | 1IM$PERIAL | METRIC UNITS DWG UNITS: DRAWN BY: MAC DATE: | 27APR2010
16823_drw.pdf |  | # 0.005 T==OLE##RAN00C..E00S3105 | .XX= # 0.2 F..OXXRXM==TOL##ERA00N..C84ES DRAWING | NO:
16823_drw.pdf |  | F..AXXBXXXTO==LER##ANC00E..S006300 | F..AXXBXT==OLE##RAN10C..E58S EST WEIGHT: 8.466 1 OF 1 16823
16824_drw.pdf | 1 | 1 | PLATE, BASE, CAC SUPPORT, CFP23E INDUSTRIAL | 16824-01
16824_drw.pdf | 2 | 1 | PLATE, BRKT BACK, CAC SUPPORT, CFP23E
16824_drw.pdf | 3 | 1 | PLATE, GUSSET, CAC SUPPORT, CFP23E
16824_drw.pdf |  | 16.00
16824_drw.pdf | to the the document as | receiver accepts in | confidence. the writing by CUMMINS FIRE POWER LLC CORPORATE OFFICE | DESIGN UPFIT CENTER
16824_drw.pdf | ittrawdiellse(c1r)etnoitnfuosrematthieondotchuemreenitn,or(2a)nynoctopcyoptyhetrheeofdoocrumtehnet, or the | ittrawdiellse(c1r)etnoitnfuosrematthieondotchuemreenitn,or(2a)nynoctopcyoptyhetrheeofdoocrumtehnet, confidential | WHITE BEAR LAKE, MN or trade WWW.CUMMINSFIREPOWER.COM | DEPERE, WISCONSIN
16824_drw.pdf |  | cPoopwieersLtLhCereof, | anBd RACKET, CAC SUPPORT
16824_drw.pdf | DIMENSION |  | TOLERANCESCAFREP23E INDUATRIAL
16824_drw.pdf |  |  | DWG UNITS: DRAWN BY:S DUBICK | 04-27-10
16839_drw.pdf | 1 | 1 | SHEILD,RAIN, OVATE PLATE | 16839-01
16839_drw.pdf | 2 | 2 | TAB,RAIN SHEILD, BAND SURFACE | 16839-02
16839_drw.pdf | 3 | 1 | BAND,EDGE,RAIN, SHEILD, 1.50 WIDE | 16839-03
16839_drw.pdf |  |  |  | 3
16839_drw.pdf |  |  | NOTES:
16839_drw.pdf |  |  | SURFACE.
16839_drw.pdf |  |  | 2. MATERIAL: 16 GAUGE STEEL
16839_drw.pdf |  |  | 3. REMOVE ALL BURRS AND SHARP EDGES
16839_drw.pdf |  |  | CUMMINS NPOWER PAINT SPECIFICATIONS
16839_drw.pdf |  |  | 21055 AND 60027
16839_drw.pdf |  |  | 5. COMPONENT IS 1/2 OF RAIN SHEILD,
16839_drw.pdf | contains Cummins | confidential LLC and is | trade secret information, is the CUMMINS NPOWER LLC given to the receiver in confidence. | CUSTOM DESIGN
16839_drw.pdf | by confidence NPower, it will or trade | and and agrees that, (1) not use information | of the document accepts the except as authorized in writing by document or any copy thereof or the 1600 BUERKLE ROAD therein, (2) not copy the document, WHITE BEAR LAKE, MN | LAWRENCE DRIVE WISCONSIN
16839_drw.pdf | to information or upon | either the and (4) demand, return | document or the confidential or trade WWW.CUMMINSNPOWER.COM upon completion of the need to retain the document, all copies thereof, and
16839_drw.pdf | OTHERWISE | SPECIFIED | ALL DIMENSION TOLERANCESOAVREAL FIT,LOW PROFILE
16839_drw.pdf |  | 1IM$PERIAL | UNITS METRIC UNITS DWG UNITS: DRAWN BY: HGP DATE: | 19MAR2010
16839_drw.pdf |  | 1.-2XXX5= # F..OXXRXXMX | IN/LB/S PRO-ENGINEERREF 0.005 .XX= # 0.2 F..OXXRXM==TOL##ERA00N..C84ES DRAWING | DRWG: 16114 NO:
16839_drw.pdf |  |  | F..AXXBXT==OLE##RAN10C..E58S EST WEIGHT: 10.646 1 OF 1 16839
16849_drw.pdf | 1 |  | ASSEMBLY, POWER MODULE, | 15550
16849_drw.pdf | 2 |  | FRAME, CFP9E CUSTOM, PEERLESS 8AE15 | 16848
16849_drw.pdf | 5 |  | SHAFT, U3172, SHORT COUPLED | 13430
16849_drw.pdf | 6
16849_drw.pdf | 7 | 1 | PUMP, PEERLESS | 8AEF15
16849_drw.pdf |  |  | DISCHARGE
16851_drw.pdf | ITEM
16851_drw.pdf | 1 | 6 | HARDWOOD, 3x4x192 (3 x 3 5/8), HEAT TREATED & MARKED | 16851_01
16851_drw.pdf | 2 | 7 | HARDWOOD, 2x6x74 (1 1/2 x 6), HEAT TREATED & MARKED | 16851_02
16851_drw.pdf | 3 | 8 | HARDWOOD, 2x6x37.5 (1 1/2 x 6), HEAT TREATED & | 16851_03
16851_drw.pdf | 4 | 2 | HARDWOOD, 2x4x192 (1 1/2 x 4), HEAT TREATED & MARKED | 16851_04
16851_drw.pdf |  |  | HARDWOOD, 2x4x66 (1 1/2 x 4), HEAT TREATED & MARKED | 16851_05
16852_drw.pdf | 1 | 3 | LUMBER, 2 x 4 x 87.5, HEAT TREATED & MARKED | 16852_01
16852_drw.pdf | 2 | 2 | LUMBER, 2 x 4 x 74, HEAT TREATED & MARKED | 16852_02
16852_drw.pdf | 3 | 1 | PLYWOOD, 48" x 96" x 1/2", HEAT TREATED, | MARKE1D6852_03
16852_drw.pdf | 4 | 1 | PLYWOOD, 28" x 96" x 1/2", HEAT TREATED,
16852_drw.pdf | to the the document as | receiver accepts in | confidence. the writing by CUMMINS FIRE POWER LLC CORPORATE OFFICE | DESIGN UPFIT CENTER
16852_drw.pdf | ittrawdiellse(c1r)etnoitnfuosrematthieondotchuemreenitn,or(2a)nynoctopcyoptyhetrheeofdoocrumtehnet, or the | ittrawdiellse(c1r)etnoitnfuosrematthieondotchuemreenitn,or(2a)nynoctopcyoptyhetrheeofdoocrumtehnet, confidential | WHITE BEAR LAKE, MN or trade WWW.CUMMINSFIREPOWER.COM | DEPERE, WISCONSIN
16852_drw.pdf |  | cPoopwieersLtLhCereof, | anPd ANEL, CRATE END
16852_drw.pdf | DIMENSION |  | TOLERANCESCAFREP30E, HORZ PUMP
16852_drw.pdf |  |  | DWG UNITS: DRAWN BY:S DUBICK | 03/29/10
16853_drw.pdf | 1 | 5 | LUMBER, 2 x 4 x 86, HEAT TREATED & MARKED | 16853_01
16853_drw.pdf | 3 | 4 | PLYWOOD, 48" x 96" x 1/2", HEAT TREATED, | 16853_03
16853_drw.pdf | 1 |  | 96.00
16853_drw.pdf |  |  | 1.50
16854_drw.pdf | 1 | 5 | LUMBER, 2 x 4 x 74 SOFTWOOD, HEAT TREATED & | MARKED16854_01
16854_drw.pdf | 74.00
16855_drw.pdf | 1 | 1 | SKID, 74 x 192, CFP30E, HORZ PUMP | 16851
16855_drw.pdf | 3 | 2 | PANEL, CRATE SIDE, CFP30E, HORZ PUMP | 16853
16855_drw.pdf | 4 | 1 | PANEL, CRATE COVER, CFP30E, HORZ | 16854
16855_drw.pdf |  |  | 4
16855_drw.pdf |  |  | 3
16855_drw.pdf | is the
16856_drw.pdf | 1 | 4 | HARDWOOD, 3x4x134 (3 x 3 5/8), HEAT TREATED & | MARK1E6D856_01
16856_drw.pdf | 3 | 4 | HARDWOOD, 2x6x128 (1 1/2 x 6), HEAT TREATED & | MARK1E6D856_03
16856_drw.pdf |  |  |  | 40.81 REF
16856_drw.pdf |  | 134.00
16856_drw.pdf |  | 134.00
16857_drw.pdf | 1 | 3 | LUMBER, 2 x 4 x 81.5, HEAT TREATED & MARKED | 16857_01
16857_drw.pdf | 2 | 2 | LUMBER, 2 x 4 x 66, HEAT TREATED & MARKED | 16857_02
16857_drw.pdf | 3 | 1 | PLYWOOD, 48" x 90" x 1/2", HEAT TREATED, | MARKE1D6857_03
16857_drw.pdf | 4 | 1 | PLYWOOD, 18" x 90" x 1/2", HEAT TREATED,
16857_drw.pdf | to the the document as | receiver accepts in | confidence. the writing by CUMMINS FIRE POWER LLC CORPORATE OFFICE | DESIGN UPFIT CENTER
16857_drw.pdf | ittrawdiellse(c1r)etnoitnfuosrematthieondotchuemreenitn,or(2a)nynoctopcyoptyhetrheeofdoocrumtehnet, or the | ittrawdiellse(c1r)etnoitnfuosrematthieondotchuemreenitn,or(2a)nynoctopcyoptyhetrheeofdoocrumtehnet, confidential | WHITE BEAR LAKE, MN or trade WWW.CUMMINSFIREPOWER.COM | DEPERE, WISCONSIN
16857_drw.pdf |  | cPoopwieersLtLhCereof, | anPd ANEL, CRATE END
16857_drw.pdf | DIMENSION |  | TOLERANCESCAFREP30E, ENGINE ONLY
16857_drw.pdf |  |  | DWG UNITS: DRAWN BY:S DUBICK | 03/29/10
16858_drw.pdf | ITEM
16858_drw.pdf | 1 | 4 | LUMBER, 2 x 4 x 80, HEAT TREATED & MARKED | 16858_01
16858_drw.pdf | 2 | 2 | LUMBER, 2 x 4 X 131, HEAT TREATED & MARKED"HT" | 16858_02
16858_drw.pdf | 3 | 2 | PLYWOOD, 48" x 91 1/2" x 1/2", HEAT TREATED, MARKED | 16858_03
16858_drw.pdf | 4 | 1 | PLYWOOD, 38" x 91 1/2" x 1/2", HEAT TREATED, MARKED | 16858_04
16859_drw.pdf | ITEM
16859_drw.pdf | 1 | 4 | LUMBER, 2 x 4 x 66, HEAT TREATED & MARKED | 16859_01
16859_drw.pdf | 2 | 2 | PLYWOOD, 48" x 66" x 1/2", HEAT TREATED, MARKED | 16859_04
16859_drw.pdf | 3 | 1 | PLYWOOD, 38" x 66" x 1/2", HEAT TREATED, MARKED | 16859_05
16860_drw.pdf | 1 | 2 | PANEL, CRATE END, CFP30E, ENGINE ONLY | 16857
16860_drw.pdf | 4 | 1 | SKID, ENCLOSED, 66 X 134 SHIPPING | A042C949
16860_drw.pdf | 1 |  | 2
16860_drw.pdf | aangdrereestatihnaitn,geoxfcetphteadsocauumtehnotriazcecdepitnswtrhieting | by | CUMMINS FIRE POWER LLC | DESIGN
16860_drw.pdf | ittrawdiellse(c1r)etnoitnfuosrematthieondotchuemreenitn,or(2a)nynoctopcyoptyhetrheeofdoocrumtehnet, | ittrawdiellse(c1r)etnoitnfuosrematthieondotchuemreenitn,or(2a)nynoctopcyoptyhetrheeofdoocrumtehnet, | WHITE BEAR LAKE, MN | WISCONSIN
16874_drw.pdf | 1 | 1 | TUBE, INTAKE | 15957
16874_drw.pdf | 2 | 1 | TUBE, INTAKE | 15958
16874_drw.pdf | 3 | 1 | PLATE, INTAKE MOUNTING | 16875
16903_drw.pdf | 1 | 1 | SHEET,CONDENSOR MNT,LH, B3.3T | 16697
16903_drw.pdf | 2 | 3 | SPACER, 3/8" THK, - | 16735
16903_drw.pdf | 3 | 3 | SCR,PAN,#10-24x1.00, - | 16902
16903_drw.pdf |  | 3X
16904_drw.pdf | 1 | 1 | SHEET,CONDENSOR MNT,RH, B3.3T | 16698
16904_drw.pdf | 2 | 3 | SPACER, 3/8" THK, - | 16735
16904_drw.pdf | 3 | 3 | SCR,PAN,#10-24x1.00, - | 16902
16904_drw.pdf |  |  | 3X
16922_drw.pdf | 1 | 1 | FUEL PUMP, WOODWARD GOVERNOR | FP6085
16922_drw.pdf | 2 | 1 | FUEL FLOAT TANK | FS8023
16922_drw.pdf | 3 | 1 | SAE-A, 9T REAR, SAE-B, 13T FRONT OF GEAR COVER | HD6038
16922_drw.pdf | 4 | 1 | REAR ENGINE SUPPORT | RE6002
16922_drw.pdf | 5 | 1 | DIPSTICK, LEFT REAR BANK | LG6003
16922_drw.pdf | 6 | 1 | ACCESSORY DRIVE PULLEY | AD6005
16922_drw.pdf | 7 | 1 | DATA PLATE | AP6129
16922_drw.pdf | 8 | 1 | BASE ENGINE | BP6126
16922_drw.pdf | 9 | 1 | DAMPER | DA6084
16922_drw.pdf | 10 | 1 | ALTERNATOR MOUNTING | EE6017
16922_drw.pdf | 11 | 1 | ALTERNATOR, 24V, 35A, DELCO 20SI | EE8080
16922_drw.pdf | 12 | 1 | ENGINE MOUNT | EM6001
16922_drw.pdf | 13 | 1 | NO MAG SWITCH | ES0000
16922_drw.pdf | 14 | 1 | FAN DRIVE, NONE | FA6014
16922_drw.pdf | 15 | 1 | FUEL FILTERS (2) MICRON | FF6063
16922_drw.pdf | 16 | 1 | FLYWHEEL HOUISING, SAE-0 | FH6024
16923_drw.pdf | 1 | 1 | ASSEMBLY, FUEL VALVE, POWER TO CLOSE, CFP50 | 17359
16923_drw.pdf | 2 | 1 | FUEL PUMP, WOODWARD GOVERNOR | FP6085
16923_drw.pdf | 3 | 1 | FUEL FLOAT TANK | FS8023
16923_drw.pdf | 4 | 1 | SAE-A, 9T REAR, SAE-B, 13T FRONT OF GEAR COVER | HD6038
16923_drw.pdf | 5 | 1 | REAR ENGINE SUPPORT | RE6002
16923_drw.pdf | 6 | 1 | DIPSTICK, LEFT REAR BANK | LG6003
16923_drw.pdf | 7 | 2 | V-BAND, 6" | 3626944
16923_drw.pdf | 8 | 1 | ACCESSORY DRIVE PULLEY | AD6005
16923_drw.pdf | 9 | 1 | DATA PLATE | AP6129
16923_drw.pdf | 10 | 1 | BASE ENGINE | BP6126
16923_drw.pdf | 11 | 1 | DAMPER | DA6084
16923_drw.pdf | 12 | 1 | DUTY CYCLE | DC8003
16923_drw.pdf | 13 | 1 | ALTERNATOR MOUNTING | EE6017
16923_drw.pdf | 14 | 1 | ALTERNATOR, 24V, 35A, DELCO 20SI | EE8080
16923_drw.pdf | 15 | 1 | ENGINE MOUNT | EM6001
16923_drw.pdf | 16 | 1 | NO MAG SWITCH | ES0000
16932_drw.pdf | 1 | 1 | COOLING LOOP, 3/4" DIA., W/MNTS, CFP3.9, SEA WATER, | 24V 17012
16932_drw.pdf | 2 | 1 | ASSEMBLY, CFP3.9 / 5.9, SEA WATER, HEAT EXCHANGER | 17640
16933_drw.pdf | 1 | 2 | VALVE, MARINE GRADE, 3/4" NPT | 15759-12
16933_drw.pdf | 2
16933_drw.pdf | 3 | 2 | REGULATOR/STRAINER, 3/4" NPT, SEA WATER COMPATIBLE | 13703
16933_drw.pdf | 4 | 3 | TEE, MARINE GRADE, 3/4" NPT | 15755-12
16933_drw.pdf | 5 | 2 | ELBOW, MARINE GRADE, 3/4" NPT | 15756-12
16933_drw.pdf | 6 | 1 | BUSHING, MARINE GRADE, 3/4" x 1/4" | 15758-12-4
16933_drw.pdf | 7 | 8 | NIPPLE, MARINE GRADE, 3/4" X 1-3/8" | 15761
16933_drw.pdf | 8 | 2 | NIPPLE, MARINE GRADE, 3/4" X 2-1/2" | 15762
16933_drw.pdf | 9 | 2 | NIPPLE, MARINE GRADE, 3/4" X 6" | 15764
16933_drw.pdf | 10 | 2 | CHECK VALVE, MARINE GRADE, 3/4" NPT | 15768-12
16933_drw.pdf | 11 | 1 | VALVE, 3/4" NPT, 24v DC, SOLENOID, SEA WATER | COMPATIBSL2E11GF16J7EG5
16935_drw.pdf | 1 | 2 | VALVE, MARINE GRADE, 1-1/4" NPT | 15759-20
16935_drw.pdf | 2
16935_drw.pdf | 3 | 2 | REGULATOR/STRAINER, 1-1/4" NPT, SEA WATER COMPATIBLE | 13702
16935_drw.pdf | 4 | 3 | TEE, MARINE GRADE, 1-1/4" NPT | 15755-20
16935_drw.pdf | 5 | 2 | ELBOW, MARINE GRADE, 1-1/4" NPT | 15756-20
16935_drw.pdf | 6 | 1 | BUSHING, MARINE GRADE, 1-1/4" x 1/4" | 15758-20-4
16935_drw.pdf | 7 | 2 | CHECK VALVE, MARINE GRADE, 1-1/4" NPT | 15768-20
16935_drw.pdf | 8
16935_drw.pdf | 9 | 7 | NIPPLE, MARINE GRADE, 1-1/4" X 1-5/8" | 15797
16935_drw.pdf | 10 | 3 | NIPPLE, MARINE GRADE, 1-1/4" X 2-1/2" | 15798
16935_drw.pdf | 11 | 2 | NIPPLE, MARINE GRADE, 1-1/4" X 8" | 15803
16935_drw.pdf | 12 | 1 | VALVE, SOLENOID, 1-1/4" NPT, 24VDC, 150 PSI MAX | S211GF16J7GJ2
16936_drw.pdf | 1 | 1 | COOLING LOOP, 3/4" DIA., W/MNTS, CFP59,SEA WATER, | 16989
16936_drw.pdf | 2 | 1 | ASSEMBLY, CFP3.9 / 5.9, SEA WATER, HEAT EXCHANGER | 17640
16937_drw.pdf | 1 | 1 | COOLING LOOP, 3/4"DIA, W/MNTS, CFP7E, SEA WATER, 24V | 16988
16937_drw.pdf | 2 | 1 | ASSEMBLY, CFP5/7E, SEA WATER, HEAT EXCHANGER | 17639
16938_drw.pdf | 1 | 1 | COOLING LOOP, 1" DIA, W/MNTS, CFP8.3, SEA WATER, 24V | 16987
16938_drw.pdf | 2 | 1 | ASSEMBLY, CFP8.3, SEA WATER, HEAT EXCHANGER | 17641
16939_drw.pdf | 1 | 2 | VALVE, MARINE GRADE, 1" NPT | 15759-16
16939_drw.pdf | 2
16939_drw.pdf | 3 | 2 | REGULATOR/STRAINER, 1" NPT, SEA WATER COMPATIBLE | 14684
16939_drw.pdf | 4 | 4 | TEE, MARINE GRADE, 1" NPT | 15755-16
16939_drw.pdf | 5 | 1 | ELBOW, MARINE GRADE, 1" NPT | 15756-16
16939_drw.pdf | 6 | 1 | BUSHING, MARINE GRADE, 1" x 1/4" | 15758-16-4
16939_drw.pdf | 7 | 2 | CHECK VALVE, MARINE GRADE, 1" NPT | 15768-16
16939_drw.pdf | 8 | 6 | NIPPLE, MARINE GRADE, 1" X 1-1/2" | 15789
16939_drw.pdf | 9 | 1 | NIPPLE, MARINE GRADE, 1" X 2-1/2" | 15790
16939_drw.pdf | 10 | 2 | NIPPLE, MARINE GRADE, 1" X 6" | 15792
16939_drw.pdf | 11 | 3 | NIPPLE, MARINE GRADE, 1" X 3" | 15794
16939_drw.pdf | 12 | 1 | VALVE, 1" NPT, 24v DC, SOLENOID, SEA WATER | COMPATIBLES211GF16J7FG9
16955_drw.pdf | ITEM
16955_drw.pdf | 1 | 1 | COOLING LOOP, 1.0" DIA, W/MNTS, CFP11, SEA WATER, 24V | 17202
16956_drw.pdf | 1 | 1 | HOSE, WATER, 16 JIC BOTH ENDS | 11086-01_
16956_drw.pdf | 2 | 1 | HOSE, WATER, 16 JIC BOTH ENDS | 11086-02_
16956_drw.pdf | 3 | 1 | FUEL COOLER, 1" NPT, VENDOR #CM090204-1 | 9586
16956_drw.pdf | 4 | 1 | BRACKET,HOSE,SUPPORT,CFP11E, FIREPUMP | 11524
16956_drw.pdf | 5 | 2 | CLAMP,HOSE,1.50 DIA,PLASTIC | 11530
16956_drw.pdf | 6
16956_drw.pdf | 7
16956_drw.pdf | 8
16956_drw.pdf | 9 | 1 | CLAMP, LOOM, 1", LTL-SCPV16627 | 13745
16967_drw.pdf | 1 | 8 | NUT-WELD 5/16-18 | 0870-0141
16967_drw.pdf | 2 | 7 | NUT, WELD OFFSET HOLE, M6 X 1 | 0870-2025
16967_drw.pdf | 3 | 1 | SHEET, 10 GA .1345 | 16967-01
16968_drw.pdf | 1 | 8 | HARDWOOD, 1 3/4 x 4 x 114, HEAT TREATED & | MARK1E6D968_01
16968_drw.pdf | 2 | 5 | HARDWOOD, 3 x 3 5/8 x 114, HEAT TREATED & | MARK1E6D968_02
16968_drw.pdf | 3 | 5 | HARDWOOD, 3 5/8 x 6 x 48, HEAT TREATED & | MARKE1D6968_03
16968_drw.pdf | 4 | 2 | HARDWOOD, 1 7/8 x 6 x 114, HEAT TREATED & | MARK1E6D968_04
16968_drw.pdf | 5 | 3 | HARDWOOD, 1 3/4 x 4 x 34, HEAT TREATED & | MARKE1D6968_05
16968_drw.pdf | 6 | 4 | HARDWOOD, 1 3/4 x 4 x 16, HEAT TREATED & | MARKE1D6968_06
16968_drw.pdf |  |  |  | 4
16968_drw.pdf |  |  | 6 7.00
16968_drw.pdf |  |  | TYP
16968_drw.pdf | (14.25)
16968_drw.pdf |  |  | 12.00
16968_drw.pdf |  |  | TYP
16968_drw.pdf |  |  | 48.00
16968_drw.pdf | trade secret given to | information, | is the in confidence. CUMMINS FIRE POWER LLC | DESIGN
16968_drw.pdf | of the except as | authorized | the in writing by CORPORATE OFFICE 1600 BUERKLE ROAD | UPFIT CENTER LAWRENCE DRIVE
16968_drw.pdf | document or completion | of the | or trade need to retain WWW.CUMMINSFIREPOWER.COM
16968_drw.pdf |  |  | anSd KID, SHIPPING, 48 x 114
16968_drw.pdf |  |  | UNITS DWG UNITS: DRAWN BY:S DUBICK DATE: | 11-AUG-11
16968_drw.pdf | 0.005 | M.AXCHI=NE#TOL0E.R4ANCES .XX= # 0.2 | IN/LB/S PRO-ENGINEERINIT | ECO: 2011-263
16968_drw.pdf |  | F..OXXRXM==TOL##ERA00N..C84ES | SCALE: 0.063 SHEET DRAWING | NO:
16980_drw.pdf | 1 | 2 | BRACKET, HEAT SHEILD MOUNT, CFP23E | 13134
16980_drw.pdf | 4 | 1 | GUARD, PULLEY, CFP23E RADIATOR COOLED | 16977
16980_drw.pdf | 5 | 1 | BELT GUARD, ALTERNATOR, CFP23E,
16980_drw.pdf | 6 | 6 | SCREW, CAP, HEX HEAD, M10-1.5 | HHCS_M10
16980_drw.pdf |  |  | 3
16980_drw.pdf | receiver in accepts in | confidence. by | CUMMINS FIRE POWER LLC CORPORATE OFFICE AND | DESIGN UPFIT CENTER
16980_drw.pdf | ittrawdiellse(c1r)etnoitnfuosrematthieondotchuemreenitn,or(2a)nynoctopcyoptyhetrheeofdoocrumtehnet, | ittrawdiellse(c1r)etnoitnfuosrematthieondotchuemreenitn,or(2a)nynoctopcyoptyhetrheeofdoocrumtehnet, | WHITE BEAR LAKE, MN | WISCONSIN
16986_drw.pdf | 1 | 1 | COOLING LOOP, 1" NPT, SEA WATER COMPATIBLE, 24V | 16939
16986_drw.pdf | 2 | 1 | DECAL, COOLING LOOP VALVE, ENGLISH, EMERGENCY OPEN | 10966
16986_drw.pdf | 3 | 1 | BRACKET, COOLING LOOP SUPPORT, LOWER1, CFP9E | 13581
16986_drw.pdf | 4 | 1 | BRACKET, COOLING LOOP SUPPORT, LOWER2, CFP9E | 13582
16986_drw.pdf | 5 | 2 | CLAMP,PIPE,1",PLASTIC | 14925
16986_drw.pdf | 6 | 4 | CLAMP, WORM, .81 - 1.50 | 14990-16
16986_drw.pdf | 7
16986_drw.pdf | 8
16986_drw.pdf | 9
16986_drw.pdf | 10
16986_drw.pdf | 11 | 1 | CLAMP,CSHN, 1.25 ID | 16164-20
16986_drw.pdf | 12 | 1 | CLAMP,CSHN, 1.38 ID | 16164-22
16986_drw.pdf | 13 | 1 | NIPPLE, MARINE GRADE, 1" X 20" | 16954
16986_drw.pdf | 14 | 1 | HOSE, SILICONE HI-TEMP, 1.0ID x 34.00 | 80244GL_006
16986_drw.pdf | 15 | 1 | HOSE, SILICONE HI-TEMP, 1.0ID x 60.50 | 80244GL_007
16987_drw.pdf | 1 | 1 | COOLING LOOP, 1" NPT, SEA WATER COMPATIBLE, 24V | 16939
16987_drw.pdf | 2 | 1 | BRACKET, RAW WATER COOLING, 8" LG, FIREPUMP | 8814
16987_drw.pdf | 3 | 1 | BRACKET, COOLING LOOP SUPPORT, LOWER1, CFP9E | 13581
16987_drw.pdf | 4 | 2 | CLAMP,PIPE,1",PLASTIC | 14925
16987_drw.pdf | 5 | 2 | CLAMP, WORM, .81 - 1.50 | 14990-16
16987_drw.pdf | 6
16987_drw.pdf | 7
16987_drw.pdf | 8 | 1 | NIPPLE, MARINE GRADE, 1" X 6" | 15792
16987_drw.pdf | 9
16987_drw.pdf | 10 | 1 | CLAMP,CSHN, 1.25 ID | 16164-20
16987_drw.pdf | 11 | 1 | HOSE, SILICONE HI-TEMP, 1.00ID x 17.25 | 80244GL_005
16987_drw.pdf | 12 | 1 | DECAL, COOLANT LOOP LABEL, ENGLISH, VERTICAL MTG | A042A453
16989_drw.pdf | 1 | 1 | COOLING LOOP, 3/4" NPT, SEA WATER COMPATIBLE, 24V | 16933
16989_drw.pdf | 2 | 1 | BRKT, RAW WATER COOLING, 4" LG, 3/4" OR 1" PIPE | 9633
16989_drw.pdf | 3 | 1 | DECAL, COOLING LOOP VALVES, VERTICAL MTG | 10965
16989_drw.pdf | 4 | 2 | CLAMP, PIPE, 3/4", PLASTIC | 14926
16989_drw.pdf | 5 | 2 | CLAMP, WORM, .69-1.25 | 14990-12
16989_drw.pdf | 6 | 1 | NIPPLE, MARINE GRADE, 3/4" X 6" | 15764
16989_drw.pdf |  | 1 | BRACKET, COOLING LOOP MOUNTING | 15773
16989_drw.pdf | 9 | 1 | CLAMP,CSHN, 1.00 ID | 16164-16
16989_drw.pdf | 10 | 1 | HOSE, SILICONE HI-TEMP, .75ID x 12.50 | 80242GL_009
17-046_drw.pdf | 1 | 4 | PLATE, GUSSET; . --- | 16-575
17-046_drw.pdf | 2 | 4 | LIFT SUPPORT; . --- | 16-576
17-046_drw.pdf | 3 | 2 | CHANNEL, FORMED; --- | 17-047
17-046_drw.pdf | 4 | 3 | FORMED, PLATE CROSSMEMBER; . --- | 17-048
17-046_drw.pdf |  |  | 1
17-046_drw.pdf |  | NOTE
17-046_drw.pdf | ORIENTATION | OF
17-046_drw.pdf |  | NO.3
17-046_drw.pdf |  |  | 22
17-046_drw.pdf |  |  | SCALE 0.050
17-046_drw.pdf |  |  | SYM
17-052_rear_mount_drw.pdf | 1 | 1 | PLATE,FORMED; | 17-053
17-052_rear_mount_drw.pdf | 2 | 2 | PLATE,GUSSET; | 17-054
17-055_drw.pdf | ITEM | QTY
17-055_drw.pdf | 1 | 2 | WELDMENT,FHMOUNTQSK19DM; | 17-052
17-055_drw.pdf | 2 | 1 | MOUNT,FRONTENGINE | 18-017
17-055_drw.pdf | 3 | 2 | SPACER,MOUNTING;MACHINERYMOUNT | A058M400
17-055_drw.pdf | 4 | 2 | SPACER,MOUNTING;SPHERICALSPACER | A058M401
17-055_drw.pdf | 5 | 2 | SCREW,HEXAGON HEAD CAP; 3/4" X 2 1/4" GRADE 8 HEX HEAD | B0_75-2_25GR8
17-055_drw.pdf | 6 | 8 | SCREW,HEXAGON HEAD CAP; 5/8" X 1 1/2" GRADE 8 HEX HEAD | B0_625-1_50GR8
17-055_drw.pdf | 7 | 2 | SCREW, HEXAGON HEAD CAP; 55MM M20 GR10.9 HEX HEAD | BM20-055GR10_9
17-055_drw.pdf | 8 | 2 | SCREW, HEXAGON HEAD CAP; 160MM M20 GR10.9 HEX HEAD | BM20-160GR10_9
17-055_drw.pdf | 9 | 2 | WASHER,PLAIN;FLATWASHER3/4" | FW0_75
17-055_drw.pdf | 10 | 6 | WASHER,PLAIN;FLATWASHERM20 | FWM20
17-055_drw.pdf | 11 | 2 | NUT,REGULAR HEXAGON JAM; 3/4" GRADE 8 HEX HEAD NYLON LOCK NUT | LN0_75GR8
17-055_drw.pdf | 12 | 2 | NUT,REGULAR HEXAGON JAM; M20 GRADE 10.9 HEX HEAD NYLON LOCK | LNM20GR10_9
17-055_drw.pdf | 13 | 4 | NUT,REGULAR HEXAGON; M20 GRADE 10.9 HEX HEAD NUT | NM20GR10_9
17-216_drw.pdf | 1 | 2 | CHANNEL, FORMED, QSB7 | 17-204
17-216_drw.pdf | 2 | 2 | END CAP, PLATE. QSB7 | 17-205
17-216_drw.pdf | 3 | 1 | FRONT SUPPORT BEAM, QSB7 | 17-211
17-216_drw.pdf | 4 | 2 | CHANNEL, FORMED; SKID CHANNEL QSB7-DM UCM274E | 17-215
17-216_drw.pdf | 5 | 2 | BOLT M16 HEX HEAD | BM16-055_GR10_9
17-216_drw.pdf | 6 | 4 | FLAT WASHER M16 | FW16
17-216_drw.pdf | 7 | 2 | NUT, HEX M16 | N16
17-216_drw.pdf |  |  |  | 10
17-216_drw.pdf |  |  | 2
17-216_drw.pdf |  |  |  | 13
17-216_drw.pdf |  |  |  | 1
17-216_drw.pdf |  |  |  | 4
17-216_drw.pdf |  |  | SCALE .075
17-216_drw.pdf |  |  |  | 11
17-216_drw.pdf |  |  |  | 12
17-216_drw.pdf |  |  | 5 6
17001_drw.pdf | 1 | 1 | VALVE,BL -8 LK HDL, BRASS,NPTFxNPTF | 16145-8
17001_drw.pdf | 2 | 1 | ASSEMBLY, SENSORS, CFP50 | 16432
17001_drw.pdf | 3 | 1 | ENGINE, KTA50-G9, STARTERS RIGHT BANK | 16923
17001_drw.pdf | 4
17001_drw.pdf | 5 | 1 | WELDMENT, FRONT MOUNT, CFP50 | 17056
17001_drw.pdf | 6
17001_drw.pdf | 7
17001_drw.pdf | 8 | 1 | KIT, FUEL LINE, CFP50 | 17068
17001_drw.pdf | 9
17001_drw.pdf | 10 | 1 | ASSEMBLY, SEA WATER PIPING, CFP50 | 17083
17001_drw.pdf | 11 | 1 | ASSEMBLY, OPERATORS STATION, CFP50 | 17087
17001_drw.pdf | 12
17001_drw.pdf | 13
17001_drw.pdf | 14 | 1 | KIT, EARTH BONDING WIRES, CFP50 | 17107
17001_drw.pdf | 15 | 1 | ASSEMBLY, PRELUBE RIGHT BANK, CFP50 | 17112
17001_drw.pdf | 16 | 1 | CONTACTORS, MANUAL START, CFP50 | 17290
17002_drw.pdf | 1 | 1 | VALVE,BL -8 LK HDL, BRASS,NPTFxNPTF | 16145-8
17002_drw.pdf | 2 | 1 | ASSEMBLY, SENSORS, CFP50 | 16432
17002_drw.pdf | 3 | 1 | ENGINE, KTA50-G9, STARTERS LEFT BANK | 16922
17002_drw.pdf | 4
17002_drw.pdf | 5 | 1 | WELDMENT, FRONT MOUNT, CFP50 | 17056
17002_drw.pdf | 6
17002_drw.pdf | 7 | 1 | KIT, FUEL LINE, CFP50 | 17068
17002_drw.pdf | 8
17002_drw.pdf | 9 | 1 | ASSEMBLY, OPERATORS STATION, CFP50 | 17087
17002_drw.pdf | 10
17002_drw.pdf | 11
17002_drw.pdf | 12 | 1 | KIT, EARTH BONDING WIRES, CFP50 | 17107
17002_drw.pdf | 13 | 1 | ASSEMBLY, PRELUBE LEFT BANK, CFP50 | 17114
17002_drw.pdf | 14
17002_drw.pdf | 15 | 1 | ASSEMBLY, SEA WATER PIPING, CFP50 | 17134
17002_drw.pdf | 16 | 1 | CONTACTORS, MANUAL START, CFP50 | 17290
17003_drw.pdf | 1 | 1 | ASSEMBLY, ELECTRICAL CONTROL CABINET | 17004
17003_drw.pdf | 2 | 1 | MODULE, OVERSPEED, UNLITITED P/N 7001327 | 8836
17003_drw.pdf | 3 | 2 | END CLAMP | 12018
17003_drw.pdf | 4 | 1 | SWITCH, E-STOP | 12078
17003_drw.pdf | 5 | 1 | SWITCH, NO MOMENTARY PUSH BUTTON | 12080
17003_drw.pdf | 6 | 1 | LABEL, PUSH BUTTON, EMERGENCY STOP | 12081
17003_drw.pdf | 7 | 4 | SOCKET, RELAY, DPDT, 8A | 12094
17003_drw.pdf | 8 | 1 | GRIP, CORD | 17008
17003_drw.pdf | 9 | 1 | LABEL, CONTROL CABINET WARNING LAMP | 17025
17003_drw.pdf | 10 | 2 | LAMP, RED, 24VDC | 17026
17003_drw.pdf | 11 | 4 | LAMP, AMBER, 24VDC | 17027
17003_drw.pdf | 12 | 2 | LAMP, WHITE, 24VDC | 17028
17003_drw.pdf | 13 | 1 | LABEL, CONTROL CABINET SWITCH | 17029
17003_drw.pdf | 14 | 4 | RELAY, SPDT, 24VDC, 12A | 17031
17003_drw.pdf | 15 | 1 | CONVERTER, 24VDC TO 12VDC | SM2412-2POINT5
17003_drw.pdf | 16 | 1 | SIREN,125DB,12VDC, - | SV_PS5
17004_drw.pdf | 1 | 1 | ENCLOSURE, 12 X 12 X 6, WITH WINDOW | CSD12126W
17004_drw.pdf | 2 | 1 | PANEL, SWING OUT | CSP1212
17004_drw.pdf | 3 | 2 | BRACKET, HINGE | 87543489_ANY
17004_drw.pdf | 4 | 1 | PANEL, BACK | CP1212
17004_drw.pdf | 5 | 1 | HANDLE, LATCH | CWHNL
17012_drw.pdf | 1 | 1 | COOLING LOOP, 3/4" NPT, SEA WATER COMPATIBLE, 24V | 16933
17012_drw.pdf | 2 | 1 | DECAL, COOLING LOOP VALVES, VERTICAL MTG | 10965
17012_drw.pdf | 3 | 2 | CLAMP, WORM, .69-1.25 | 14990-12
17012_drw.pdf | 4 | 2 | BRACKET, COOLING LOOP SUPPORT, ISOLATED FIRE PUMP | 15611
17012_drw.pdf | 5 | 1 | NIPPLE, MARINE GRADE, 3/4" X 6" | 15764
17012_drw.pdf | 6
17012_drw.pdf | 7 | 1 | CLAMP,CSHN, 1.00 ID | 16164-16
17012_drw.pdf | 8 | 2 | CLAMP. 3/4" PIPE, PARKER, 4266-PP | 24251
17012_drw.pdf | 9 | 1 | HOSE, SILICONE HI-TEMP, .75ID x 4.00 | 80242GL_005
17044_drw.pdf | 1 2 | 1 1 | EXHUAST TRANSF;ER6.0"OD, SS, FLEX, HALF MARMON EXHAUST TRANSF;ER6.0"OD, SS, FLEX, HALF MARMON | A064D254
17044_drw.pdf | 3 | 1 | FLANGE, TUB;E 12" ANSI, 316SS | A064D255
17044_drw.pdf | 4 | 1 | TUBE, EXHAUST TRANSF;ER12.0"OD, 316SS | A064D256
17050_drw.pdf |  |  | R10.00
17050_drw.pdf |  |  | TYP
17055_drw.pdf | 1 2 | 1 1 | ENGINE SUPPO;RT- ENGINE SUPPO;RT- | 17055-02
17055_drw.pdf | 3 | 2 | PLATE, ENGINE SUPPO;RT- | 17055-03
17055_drw.pdf | 4 | 1 | PLATE, ENGINE SUPPO;RT- | 17055-04
17057_drw.pdf | ITEM | QTY
17057_drw.pdf | 1 | 3 | PLUG,PIPE; INT HEX -4 NPT,STEEL | 12212-4
17057_drw.pdf | 2 | 1 | PLUG,PIPE; INT HEX -8 NPT,STEEL | 12212-8
17057_drw.pdf | 3 | 22 | CLAMP, T-BOL;T 3.28-3.59 | 13164-0350
17057_drw.pdf | 4 | 4 | CLAMP, T-BOL;T 5.28-5.59 | 13164-0550
17057_drw.pdf | 5 | 6 | FITTING, BARBED HO;SE3" NPT-3" HOSE | 13779
17057_drw.pdf | 6 | 1 | HEAT EXCHANGER, SHELL AND TUBE, 2-P;A8S"S DIA. W/ 2-1/2" NPT WATER | 16229
17057_drw.pdf | 7 | 2 | HEAT EXCHANGER, SHELL AND TUBE, 4-P;A8S"S DIA. W/ 2" NPT WATER CONNECTION | 16230
17057_drw.pdf | 8 | 1 | TUBE, JW SUCTION SPLITT;ERCFP50 | 16409
17057_drw.pdf | 9 | 2 | BRACKET, TUBE BRAC;EFITS 3" U-BOLT | 16503
17057_drw.pdf | 10 | 1 | BRACKET, HEAT EXCHANGER MOUNT;INCGFP50 | 17058
17057_drw.pdf | 11 | 2 | TUBE, RADIATOR, 3" DIA. 90 DEGREE, 10" X 8" | 17059
17057_drw.pdf | 12 | 2 | TUBE, RADIATOR, 3" DIA. 90 DEGREE, 8" X 20" | 17060
17057_drw.pdf | 13 | 1 | TUBE, LTA DISCHARG;ECFP50 | 17061
17057_drw.pdf | 14 | 1 | TUBE, JW SUCTIO;NCFP50 | 17062
17057_drw.pdf | 15 | 1 | BRACKET, JW TUBE BRACE | 17115
17057_drw.pdf | 16 | 1 | BRACKET, TUBE BRAC;EFITS 3" U-BOLT | 17169
17057_drw.pdf | 17 | 1 | FLANGE ADAPTER, 3" STRAIG;HTLTA CIRCUIT DISCHARGE, CFP50 | 17962
17057_drw.pdf | 18 | 1 | ELBOW; 3" ID, 90 DEGREE | 21042
17057_drw.pdf | 19 | 2 | ELBOW; 3" ID, 90 DEGREE | 21042
17057_drw.pdf | 20 | 4 | ELBOW; 3" ID, 90 DEGREE | 21042
17057_drw.pdf | 21 | 1 | GASKET, WATER HEADER | 3633419
17057_drw.pdf | 22 | 2 | HOSE, 5" x 6" LONG | 24480G-5
17057_drw.pdf | 23 | 4 | CLAMP, U-BOLT, GUILLOTI;NE3.00" | 89545K
17057_drw.pdf | 24 | 1 | CLAMP, U BOL;T 5" GUILLOTINE | 89549K
17057_drw.pdf | 25 | 4 | HOSE,EPDM; 3.00IN IDx6.00IN LONG | A042F058
17057_drw.pdf | 26 | 1 | ELBOW, WATER INLE;TCFP50 | A058N989
17057_drw.pdf | 27 | 1 | BRACKET, HEAT EXCHANG;ER8" DIA | A062Z707
17057_drw.pdf | 28 | 1 | PETCOCK. 1/2" NPT MA;LE- | B-11197
17063_drw.pdf | 1 2 | 6 2 | ELBOW,MALE ADAPTE;R90DEG -4 JIC X -4 NPT,S STREET PI;PE45D -12 NPT X -12 FNPT,B | 12532-12-12
17063_drw.pdf | 3 | 7 | COUPLING,PLAIN HOS;E-4 FLR X -4 BARB,STEEL | 12543-4-4
17063_drw.pdf | 4 | 4 | COUPLING,PLAIN HOS;E-12 BEAD X -12 NPT,BRASS | 12545-12-12
17064_drw.pdf |  |  |  | 25284_75-10
17064_drw.pdf | 1 2 | 1 1 | NUT,WELD,HE;X 3/4-10 MOUNTIN;GBOTTOM | A063F790
17064_drw.pdf | 3 | 1 | TUBE, STRUCTURA;LSQUARE, 3" X 3" X 54.25" | A063F844
17064_drw.pdf | 4 | 1 | PLATE, MOUNTIN;GTOP | A063F845
17068_drw.pdf | ITEM
17068_drw.pdf | 1 | 1 | ASSEMBLY, HOSE, FUEL LINE, CFP50 SUPPLY | 17070
17068_drw.pdf | 2 | 1 | ASSEMBLY, HOSE, FUEL LINE, CFP50 RETURN | 17071
17068_drw.pdf | 3
17068_drw.pdf | 4
17070_drw.pdf |  | HOSE TYPE: | HOSE END
17071_drw.pdf |  |  |  | 13926-12-12
17071_drw.pdf | 1 | 1 | HOSE, FEMALE JIC 37° SWIVEL, 90° ELBOW, PARKER OR EQUIV. | 13926-12-12
17071_drw.pdf | 2 | 1 | END, 10626-10-12, FEMALE JIC, , PARKER OR EQUIVALENT | 16826-10-12
17072_drw.pdf |  |  |  | 13164-0600
17072_drw.pdf | 1 2 | 8 6 | T-BOL;T 5.78-6.09 T-BOL;T7.28-7.59 | 13164-0750
17072_drw.pdf | 3 | 6 | CLAMP, T-BOL;T 8.25-8.56 | 13164-0850
17072_drw.pdf | 4 | 1 | BRACKET, AIR CLEANER SUPPORT,;RCHFP50 | 17073
17083_drw.pdf | ITEM
17083_drw.pdf | 1 | 1 | PIPE WELDMENT, COPPER NICKEL, CFP50 | 17084
17083_drw.pdf | 2 | 1 | WELDMENT, 2" PIPE, 90 DEGREE, SEA WATER COMPATABLE | 17085
17083_drw.pdf | 3 | 1 | WELDMENT, 2-1/2" PIPE, 180 DEGREE, SEA WATER
17083_drw.pdf | 4 | 1 | CLAMP,PIPE,2",PLASTIC | 15360
17083_drw.pdf |  |  | PLASTIC | 16438
17083_drw.pdf |  |  |  | 16481
17083_drw.pdf | 11 | 1
17083_drw.pdf | 12 | 1 | BRACKET, PLUMBING, CFP50
17084_drw.pdf | 1 | 1 | PIPE, 2-1/2", COPPER NICKEL | -
17084_drw.pdf | 2 | 1 | PIPE, 2", COPPER NICKEL | -
17084_drw.pdf | 3 | 1 | PIPE, 2", COPPER NICKEL | -
17084_drw.pdf | 4 | 2 | REDUCER, COPPER NICKEL, BUTT WELD | -
17084_drw.pdf | 5 | 1 | TEE, COPPER NICKEL, BUTT WELD | -
17084_drw.pdf |  |  | CNP PART NUMBERS. ORDER AS WELDMENT
17084_drw.pdf |  |  |  | 4
17085_drw.pdf | ITEM
17085_drw.pdf | 1 | 1 | PIPE, 2", COPPER NICKEL
17085_drw.pdf | 2 | 1 | PIPE, 2", COPPER NICKEL | 17085_02
17085_drw.pdf | 3 | 1 | ELBOW, COPPER-NICKEL, BUTT WELD | -
17085_drw.pdf |  |  | 2
17086_drw.pdf | ITEM
17086_drw.pdf | 1 | 1 | PIPE, 2-1/2", COPPER NICKEL | -
17086_drw.pdf | 2 | 1 | PIPE, 2-1/2", COPPER NICKEL | -
17086_drw.pdf | 3 | 1 | PIPE, 2-1/2", COPPER NICKEL | -
17086_drw.pdf | 4 | 2 | ELBOW, COPPER-NICKEL, BUTT WELD | -
17086_drw.pdf |  |  | NO CNP PART NUMBERS. ORDER AS WELDMENT
17087_drw.pdf | ITEM
17087_drw.pdf | 1 | 6 | ISOLATOR, PLATE MOUNT, 5/16-18 x 1LG x 1 DIA, NEOPRENE | 16201
17087_drw.pdf |  |  | P/N TBD
17091_drw.pdf | 1 2 | 1 1 | BRACKET, RECHARGE PU;MPCFP50 ACCESSORY DRIV;E,"A" SECTION V-BELT | 17093
17091_drw.pdf | 3 | 1 | BRACKET, JACKING, RE-CHARGE P;UMCPFP50 | 17094
17091_drw.pdf | 4 | 1 | BOLT, JACKING, RECHARGE PU;MCPFP50 | 17095
17092_drw.pdf | 1 2 | 1 1 | BRACKET, PUM;P - - | A063F914
17095_drw.pdf | 1 2 | 2 1 | NUT,HEX, STAINLES;S0.50-13 HEXAGON HEAD C;APSS, 1/2"-13 UNC X 5" LONG | A063F926
17095_drw.pdf | 3 | 2 | PIN, LOCATIN;G1/8" DIA, SLOTTED SPRING, SS | A064N206
17098_drw.pdf | 1 2 | 1 1 | DAMPENE;RCFP50 DAMPENE;RCFP50 | 17100
17098_drw.pdf | 3 | 1 | GUARD BODY, ALTERNAT;ORCFP50 | 17101
17098_drw.pdf | 4 | 1 | BRACKET, ALTERNATOR GUA;RDCFP50 | 17102
17101_drw.pdf | 1 2 | 8 1 | NUT,HEX,WELD,METRI;CM10 X 1.50 BELT GUAR;D- | A062Z682
17101_drw.pdf | 3 | 1 | PLATE, MOUNTIN;GFRONT | A062Z683
17101_drw.pdf | 4 | 1 | PLATE, MOUNTIN;GREAR | A062Z684
17111_drw.pdf | 1 | 1 | FRAME, GENSET GTA19 | 13905
17111_drw.pdf | 3 | 1 | MOUNT, GTA19 REAR ENGINE, RH | 13923
17111_drw.pdf | 4 | 1 | FRONT ENGINE SUPPORT, KTA19SLB | 16433
17112_drw.pdf | ITEM
17112_drw.pdf | 1 | 1 | HOSE, PRESSURE, PRELUBE RIGHT, CFP50 | 17251
17112_drw.pdf | 2 | 1 | HOSE, SUCTION, PRELUBE RIGHT, CFP50 | 17252
17112_drw.pdf | 3
17112_drw.pdf | 4
17112_drw.pdf | 11
17112_drw.pdf | 12 | 4 | MOUNT, ISOLATOR, 2-PIECE,
17112_drw.pdf | 13 | 1 | PUMP W/ MOTOR
17114_drw.pdf | 1 | 1 | HOSE, PRESSURE, PRELUBE LEFT, CFP50 | 17253
17114_drw.pdf | 2 | 1 | HOSE, SUCTION, PRELUBE LEFT, CFP50 | 17254
17114_drw.pdf | 3
17114_drw.pdf | 4
17114_drw.pdf | 5
17114_drw.pdf | 6
17114_drw.pdf | 7 | 1 | PEDISTALL, PRELUBE MODULE, CFP50 - NPT DEFINED | 17113
17114_drw.pdf | 8 | 1 | VALVE, CHECK, MALE JIC X FEMALE JIC, #16 JIC | 17167-16
17114_drw.pdf | 9 | 1 | PRE-LUBE | 17441
17114_drw.pdf |  |  | CONTROLLER, MOUNTING | 17760
17114_drw.pdf |  | CONTROL |  | LOOSE
17117_drw.pdf | 1 | 1 | COOLING LOOP, 3/4" NPT, SEA WATER COMPATABLE, 12V | 15751
17117_drw.pdf | 2 | 1 | DECAL, COOLING LOOP VALVES, VERTICAL MTG | 10965
17117_drw.pdf | 3 | 2 | CLAMP, WORM, .69-1.25 | 14990-12
17117_drw.pdf | 4 | 2 | BRACKET, COOLING LOOP SUPPORT, ISOLATED FIRE PUMP | 15611
17117_drw.pdf | 5 | 1 | NIPPLE, MARINE GRADE, 3/4" X 6" | 15764
17117_drw.pdf | 6
17117_drw.pdf | 7 | 1 | CLAMP,CSHN, 1.00 ID | 16164-16
17117_drw.pdf | 8 | 2 | CLAMP. 3/4" PIPE, PARKER, 4266-PP | 24251
17117_drw.pdf | 9 | 1 | HOSE, SILICONE HI-TEMP, .75ID x 4.00 | 80242GL_005
17118_drw.pdf | ITEM
17118_drw.pdf | 1 | 1 | HOSE, SILICONE, 12.00" LONG | A042F073
17118_drw.pdf | 4 | 8 | CLAMP, WORM, .56-1.06 | 14990-10
17118_drw.pdf | 5 | 1 | BRACKET, PIPE SUPPORT, ISOLATED FIRE PUMP | 15300
17118_drw.pdf | 6 | 1 | ELBOW, MARINE GRADE, 3/4" NPT | 15756-12
17118_drw.pdf | 7 | 1 | NIPPLE, MARINE GRADE, 3/4" X 6" | 15764
17118_drw.pdf |  |  |  | A042D485
17118_drw.pdf | 11 | 1 | HOSE, SILICONE HI-TEMP, .75ID x 5.50 | A042F073
17118_drw.pdf |  |  | STANDARD NON-SEA WATER COMPATIBLE HEAT
17118_drw.pdf |  |  | ADD QTY: (3) CNP: 17245 ADAPTER (.75" ORB x
17118_drw.pdf |  |  | ADD QTY: (1) CNP: 17246 ADAPTER (1.0" ORB x
17119_drw.pdf | 1 | 1 | COOLING LOOP, 3/4" NPT, SEA WATER COMPATABLE, 12V | 15751
17119_drw.pdf | 2 | 1 | BRKT, RAW WATER COOLING, 4" LG, 3/4" OR 1" PIPE | 9633
17119_drw.pdf | 3 | 1 | DECAL, COOLING LOOP VALVES, VERTICAL MTG | 10965
17119_drw.pdf | 4 | 2 | CLAMP, PIPE, 3/4", PLASTIC | 14926
17119_drw.pdf | 5 | 2 | CLAMP, WORM, .69-1.25 | 14990-12
17119_drw.pdf | 6 | 1 | NIPPLE, MARINE GRADE, 3/4" X 6" | 15764
17119_drw.pdf | 7
17119_drw.pdf | 8 | 1 | BRACKET, COOLING LOOP MOUNTING | 15773
17119_drw.pdf | 9 | 1 | CLAMP,CSHN, 1.00 ID | 16164-16
17119_drw.pdf | 10 | 1 | HOSE, SILICONE HI-TEMP, .75ID x 12.50 | 80242GL_009
17120_drw.pdf | 1 | 1 | COOLING LOOP, 3/4" NPT, SEA WATER COMPATABLE, 12V | 15751
17120_drw.pdf | 2 | 1 | DECAL, COOLING LOOP VALVES, VERTICAL MTG | 10965
17120_drw.pdf | 3 | 2 | BRACKET, MOUNTING, COOLING LOOP, 10" STAND OFF | 14394
17120_drw.pdf | 4 | 2 | CLAMP, PIPE, 3/4", PLASTIC | 14926
17120_drw.pdf | 5 | 4 | CLAMP, WORM, .69-1.25 | 14990-12
17120_drw.pdf | 6
17120_drw.pdf | 7 | 1 | HOSE, SILICONE HI-TEMP, .75ID x 49.25 | 80242GL_006
17120_drw.pdf | 8 | 1 | HOSE, SILICONE HI-TEMP, .75ID x 5.50 | 80242GL_007
17120_drw.pdf |  |  | ** FOR SEA WATER COMPIBLE LOOP PLUMBING | WITH
17120_drw.pdf |  |  | STANDARD NON-SEA WATER COMPATIBLE HEAT | EXCHANGERS,
17120_drw.pdf |  |  | ADD QTY: (3) CNP: 17245 ADAPTER (.75" ORB | x FNPT)
17124_drw.pdf | 1 | 1 | GUARD,ALTERNATOR, - | 17125
17124_drw.pdf | 2 | 2 | BRKT,GUARD, - | 17136
17124_drw.pdf | 3 | 2 | BRKT,GUARD, - | 17137
17124_drw.pdf | 4 | 3 | SCREW, CAP, HEX HEAD, M10-1.5 x 25 | HHCS_M10-25
17124_drw.pdf | 5 | 1 | SCREW, CAP, HEX HEAD, M10-1.5 x 35 | HHCS_M10-35
17124_drw.pdf | 6 | 4 | WASHER, M10 | WASHER_M10
17125_drw.pdf | 1 | 4 | NUT,HEX,WELD M10x1.50, - | 15984
17125_drw.pdf | 2 | 1 | SHEET,ALTERNATOR GUARD, - | 17126
17125_drw.pdf | 3 | 1 | COVER,GUARD, - | 17127
17132_drw.pdf | ITEM | QTY
17132_drw.pdf | 1 | 3 | PLUG,PIPE; INT HEX -4 NPT,STEEL | 12212-4
17132_drw.pdf | 2 | 1 | PLUG,PIPE; INT HEX -8 NPT,STEEL | 12212-8
17132_drw.pdf | 3 | 22 | CLAMP, T-BOL;T 3.28-3.59 | 13164-0350
17132_drw.pdf | 4 | 4 | CLAMP, T-BOL;T 5.28-5.59 | 13164-0550
17132_drw.pdf | 5 | 6 | FITTING, BARBED HO;SE3" NPT-3" HOSE | 13779
17132_drw.pdf | 6 | 1 | HEAT EXCHANGER, SHELL AND TUBE, 2-P;A8S"S DIA. W/ 2-1/2" NPT WATER | 16229
17132_drw.pdf | 7 | 2 | HEAT EXCHANGER, SHELL AND TUBE, 4-P;A8S"S DIA. W/ 2" NPT WATER CONNECTION | 16230
17132_drw.pdf | 8 | 1 | TUBE, JW SUCTION SPLITT;ERCFP50 | 16409
17132_drw.pdf | 9 | 2 | BRACKET, TUBE BRAC;EFITS 3" U-BOLT | 16503
17132_drw.pdf | 10 | 1 | BRACKET, HEAT EXCHANGER MOUNT;INCGFP50 | 17058
17132_drw.pdf | 11 | 2 | TUBE, RADIATOR, 3" DIA. 90 DEGREE, 10" X 8" | 17059
17132_drw.pdf | 12 | 2 | TUBE, RADIATOR, 3" DIA. 90 DEGREE, 8" X 20" | 17060
17132_drw.pdf | 13 | 1 | TUBE, LTA DISCHARG;ECFP50 | 17061
17132_drw.pdf | 14 | 1 | TUBE, JW SUCTIO;NCFP50 | 17062
17132_drw.pdf | 15 | 1 | BRACKET, JW TUBE BRACE | 17115
17132_drw.pdf | 16 | 1 | BRACKET, TUBE BRAC;EFITS 3" U-BOLT | 17169
17132_drw.pdf | 17 | 1 | FLANGE ADAPTER, 3" STRAIG;HTLTA CIRCUIT DISCHARGE, CFP50 | 17962
17132_drw.pdf | 18 | 1 | ELBOW; 3" ID, 90 DEGREE | 21042
17132_drw.pdf | 19 | 2 | ELBOW; 3" ID, 90 DEGREE | 21042
17132_drw.pdf | 20 | 4 | ELBOW; 3" ID, 90 DEGREE | 21042
17132_drw.pdf | 21 | 1 | GASKET, WATER HEADER | 3633419
17132_drw.pdf | 22 | 2 | HOSE, 5" x 6" LONG | 24480G-5
17132_drw.pdf | 23 | 4 | CLAMP, U-BOLT, GUILLOTI;NE3.00" | 89545K
17132_drw.pdf | 24 | 1 | CLAMP, U BOL;T 5" GUILLOTINE | 89549K
17132_drw.pdf | 25 | 4 | HOSE,EPDM; 3.00IN IDx6.00IN LONG | A042F058
17132_drw.pdf | 26 | 1 | ELBOW, WATER INLE;TCFP50 | A058N989
17132_drw.pdf | 27 | 1 | BRACKET, HEAT EXCHANG;ER8" DIA | A062Z707
17132_drw.pdf | 28 | 1 | PETCOCK. 1/2" NPT MA;LE- | B-11197
17133_drw.pdf | ITEM
17133_drw.pdf | 1 | 1 | PIPE, 2-1/2", COPPER NICKEL | -
17133_drw.pdf | 2 | 1 | PIPE, 2-1/2", COPPER NICKEL | -
17133_drw.pdf | 3 | 1 | PIPE, 2-1/2", COPPER NICKEL | -
17133_drw.pdf | 4 | 2 | ELBOW, COPPER-NICKEL, BUTT WELD | -
17133_drw.pdf |  |  | CNP PART NUMBERS - ORDER AS WELDMENT
17134_drw.pdf | ITEM
17134_drw.pdf | 1 | 1 | PIPE WELDMENT, COPPER NICKEL, CFP50 | 17084
17134_drw.pdf | 2 | 1 | WELDMENT, 2" PIPE, 90 DEGREE, SEA WATER COMPATABLE | 17085
17134_drw.pdf | 3 | 1 | WELDMENT, 2-1/2" PIPE, 180 DEGREE, SEA WATER
17134_drw.pdf | 4 | 1 | CLAMP,PIPE,2",PLASTIC | 15360
17134_drw.pdf |  |  | PLASTIC | 16438
17134_drw.pdf |  |  |  | 16481
17134_drw.pdf | 11 | 1
17134_drw.pdf | 12 | 1 | BRACKET, PLUMBING, CFP50
17139_drw.pdf | 1 | 1 | COOLING LOOP, 1" NPT, SEA WATER COMPATABLE. 12V | 15752
17139_drw.pdf | 2 | 1 | BRACKET, RAW WATER COOLING, 8" LG, FIREPUMP | 8814
17139_drw.pdf | 3 | 1 | DECAL, COOLING LOOP VALVES, VERTICAL MTG | 10965
17139_drw.pdf | 4 | 1 | BRACKET, COOLING LOOP SUPPORT, LOWER1, CFP9E | 13581
17139_drw.pdf | 5 | 2 | CLAMP,PIPE,1",PLASTIC | 14925
17139_drw.pdf | 6 | 2 | CLAMP, WORM, .81 - 1.50 | 14990-16
17139_drw.pdf | 7
17139_drw.pdf | 8
17139_drw.pdf | 9 | 1 | NIPPLE, MARINE GRADE, 1" X 6" | 15792
17139_drw.pdf | 10
17139_drw.pdf | 11 | 1 | CLAMP,CSHN, 1.25 ID | 16164-20
17139_drw.pdf | 12 | 1 | HOSE, SILICONE HI-TEMP, 1.00ID x 17.25 | 80244GL_005
17140_drw.pdf | 1 | 1 | COOLING LOOP, 1" NPT, SEA WATER COMPATABLE. 12V | 15752
17140_drw.pdf | 2 | 1 | DECAL, COOLING LOOP VALVE, ENGLISH, EMERGENCY OPEN | 10966
17140_drw.pdf | 3 | 1 | BRACKET, COOLING LOOP SUPPORT, LOWER1, CFP9E | 13581
17140_drw.pdf | 4 | 1 | BRACKET, COOLING LOOP SUPPORT, LOWER2, CFP9E | 13582
17140_drw.pdf | 5 | 2 | CLAMP,PIPE,1",PLASTIC | 14925
17140_drw.pdf | 6 | 4 | CLAMP, WORM, .81 - 1.50 | 14990-16
17140_drw.pdf | 7
17140_drw.pdf | 8
17140_drw.pdf | 9
17140_drw.pdf | 10
17140_drw.pdf | 11 | 1 | CLAMP,CSHN, 1.25 ID | 16164-20
17140_drw.pdf | 12 | 1 | CLAMP,CSHN, 1.38 ID | 16164-22
17140_drw.pdf | 13 | 1 | NIPPLE, MARINE GRADE, 1" X 20" | 16954
17140_drw.pdf | 14 | 1 | HOSE, SILICONE HI-TEMP, 1.0ID x 34.00 | 80244GL_006
17140_drw.pdf | 15 | 1 | HOSE, SILICONE HI-TEMP, 1.0ID x 60.50 | 80244GL_007
17141_drw.pdf | 1 | 1 | COOLING LOOP, 3/4" NPT, SEA WATER COMPATABLE, 12V | 15751
17141_drw.pdf | 2 | 1 | BRACKET, RAW WATER COOLING, 8" LG, FIREPUMP | 8814
17141_drw.pdf | 3 | 1 | BRKT,RAW WATER,CFP33, FIREPUMP | 11595
17141_drw.pdf | 4 | 2 | CLAMP, PIPE, 3/4", PLASTIC | 14926
17141_drw.pdf | 5 | 2 | CLAMP, WORM, .69-1.25 | 14990-12
17141_drw.pdf | 6
17141_drw.pdf | 7
17141_drw.pdf | 8 | 1 | HOSE, SILICONE HI-TEMP, .75ID x 9.25 | 80242GL_004
17141_drw.pdf | 9 | 1 | DECAL, COOLANT LOOP LABEL, ENGLISH, VERTICAL MTG | A042A453
17142_drw.pdf | 1 | 1 | RADIATOR, JACKET WATER/CAC, QSC8.3 305 HP | 10302
17142_drw.pdf | 2 | 1 | FAN, 36", 12 BLADE, SUCTION, _ | 11316
17142_drw.pdf | 3 | 1 | FAN, HUB, DENISON TO MULTIWING | 17175
17142_drw.pdf | 4 | 1 | MOTOR, HYDRAULIC, DENISON | 17176
17144_drw.pdf | 1 | 1 | HOSE,5/8" IDx25FT, CUT TO 22.00 INCHES LONG | A042F070
17144_drw.pdf | 2 | 1 | HOSE,5/8" IDx25FT, CUT TO 81.00 INCHES LONG | A042F070
17144_drw.pdf | 3 | 1 | HOSE,5/8" IDx25FT , CUT TO 8.00 INCHES LONG | A042F070
17144_drw.pdf | 4 | 1 | HOSE,PARKER, 5/8IN ID X 72.00IN LONG | 801-10
17144_drw.pdf | 5
17144_drw.pdf | 6
17144_drw.pdf | 7
17144_drw.pdf | 10 | 8 | CLAMP, WORM, .56-1.06 | 14990-10
17144_drw.pdf | 11 | 4 | CLAMP,CSHN, 1.13 ID | 16164-18
17144_drw.pdf | 12 | 2 | DECAL,LTA DRAIN LABEL, - | 16563
17144_drw.pdf | 13 | 1 | DECAL,JW DRAIN LABEL, - | 16564
17144_drw.pdf | 14 | 1 | DECAL,ENGINE OIL DRAIN LABEL | 16565
17144_drw.pdf | 15 | 2 | BRKT,REMOTE DRAIN, - | 17154
17144_drw.pdf | 16
17150_drw.pdf | 1 | 1 | BRACKET, BASE, FIXTURE, COOLANT TUBE CFP15 | 17151
17150_drw.pdf | 2 | 1 | BRACKET, FIX, VERT. SUPT, COOLANT TUBE, CFP15 | 17152
17150_drw.pdf | 3 | 1 | BRACKET, FIX. HORZ. SUPT, COOLANT TUBE, CFP15 | 17153
17150_drw.pdf |  |  | TYP.
17155_drw.pdf | 1 | 1 | HOSE,5/8" IDx25FT, CUT TO 47.00 INCHES LONG | A042F070
17155_drw.pdf | 2 | 1 | HOSE,5/8" IDx25FT, CUT TO 22.00 INCHES LONG | A042F070
17155_drw.pdf | 3 | 1 | HOSE,PARKER, 5/8IN ID X 23.00IN LONG | 801-10
17156_drw.pdf | 1 | 1 | CONTROL, HSG, KIT | 0300-5042
17156_drw.pdf | 2
17156_drw.pdf | 3
17156_drw.pdf | 4 | 1 | GUARD, KTA19GC | 11677
17156_drw.pdf | 5
17156_drw.pdf | 6 | 1 | ALTERNATOR PART, NEWAGE | HC4_CDE_1B_SAE0
17156_drw.pdf | 7 | 1 | ENGINE, KTA19 | KTA19-GC
17168_drw.pdf | 1 | 2 | RAIL,4 X 6 (NOMINAL) X 158.50 LG, - | 17168-01
17168_drw.pdf | 2 | 2 | XMBR,4 X 6 (NOMINAL) X 71.00 LG, - | 17168-02
17168_drw.pdf | 3 | 6 | XMBR,2 X 6 (NOMINAL) X 71.00 LG, - | 17168-03
17168_drw.pdf |  |  | FOR A
17168_drw.pdf | HEAD | TOWARD | BOTTOM
17168_drw.pdf |  |  |  | 0.380
17170_drw.pdf | 1 2 | 1 6 | CHANNEL; - | A063F950
17171_drw.pdf | 1 | 1 | TUBE, GTA50 RH, 3 INCH FUEL TUBE | 17172
17171_drw.pdf | 2 | 1 | TUBE,GTA50 LH, 3 INCH FUEL TUBE | 17173
17171_drw.pdf | 3 | 2 | BRACKET,LH,3 INCH, FUEL TUBE SUPPORT | 17183
17171_drw.pdf | 4 | 2 | BRACKET,RH,3 INCH, FUEL TUBE SUPPORT | 17184
17171_drw.pdf | 5 | 1 | NIPPLE,STRAIGHT, 3 NPT X 6 LG SCHD 40 | 17190
17171_drw.pdf | 6 | 1 | NIPPLE,STRAIGHT 3, INCH CLOSE,SCHD 40 | 17195
17171_drw.pdf | 7 | 2 | COUPLING, GRV, 3.00 GAS PIPE, USES TYPE T GASKET | 17274-0300
17171_drw.pdf | 8 | 2 | COUPLING,GAS PIPE, 2 1/2 X 3 INCH | 17275-0300-0250
17171_drw.pdf | 9
17171_drw.pdf | 10
17171_drw.pdf | 11 | 1 | TEE,UNION, 3 INCH NPT | 17865
17171_drw.pdf | 12 | 2 | VALVE, 3", 24VDC SOLENOID | 44A29-24VDC
17171_drw.pdf | 13 | 3 | U-BOLT CLAMP, 3.0" | U-300
17171_drw.pdf | 14 | 1 | U-BOLT CLAMP, 4.0" | U-400
17177_curciut_breakers_drw.pdf | 1 | 2 | CIRCUIT BREAKER BOX, REFERENCE ASM | 0320-1995
17177_curciut_breakers_drw.pdf | 2 | 2 | XMBR,GENERATOR, GTA855/19 HC534C | 16295
17177_curciut_breakers_drw.pdf | 3 | 1 | LOUVER,CONDUIT BOX, UCI274/HCI4/HCI5 | 17310
17177_curciut_breakers_drw.pdf | 4 | 1 | PANEL,RR,CONDUIT BOX, UCI274/HCI4/HCI5 | 18319
17177_curciut_breakers_drw.pdf | 5 | 1 | PANEL,SIDE,CONDUIT BOX, UCI274/HCI4/HCI5 | 18324
17177_curciut_breakers_drw.pdf | 6 | 1 | PANEL,FRNT,CONDUIT BOX, KTA19 HC4F | 18338
17177_curciut_breakers_drw.pdf | 7 | 1 | PANEL,SIDE,CONDUIT BOX, UCI274/HCI4/HCI5 W/CTRL | 19180
17177_curciut_breakers_drw.pdf | 8 | 1 | ALTERNATOR PART, NEWAGE | HC5_STD_1B
17177_curciut_breakers_drw.pdf | 9 | 8 | WASHER, SNUBBING, TECH PRODUCTS 0184 | 0184
17177_curciut_breakers_drw.pdf | 10 | 1 | PANEL,TOP,CONDUIT BOX, UCI274,HCI4,HCI5 | 13694
17177_curciut_breakers_drw.pdf | 11 | 4 | MOUNT, UNIVERSAL, 60044, BLUE | 14442
17177_curciut_breakers_drw.pdf | 12 | 2 | BRKT,CONDUIT BOX, - | 17393
17177_curciut_breakers_drw.pdf | 13 | 2 | BRKT,CONDUIT BOX, - | 17394
17177_curciut_breakers_drw.pdf | 14 | 1 | COVER, LOWER FRONT, HCI4 C/D/E/F | 18787
17177_drw.pdf | 1 | 1 | PLATE, .50" x SEE DRAWING, A36 HRS | 17177_01
17177_drw.pdf | 2 | 1 | PLATE, .50" x SEE DRAWING, A36 HRS | 17177_02
17177_drw.pdf | 3 | 1 | PLATE, .38" x SEE DRAWING, A36 HRS | 17177_03
17177_drw.pdf |  |  | 0.50
17177_drw.pdf |  |  | R0.06
17177_drw.pdf |  |  | DETAIL:3
17178_drw.pdf | 1 | 1 | ANGLE, 6.0" x 4.0" x .50" x SEE DRAWING, A36 , | STRUCTURA1L7178_01
17178_drw.pdf | 2 | 2 | PLATE, .38" x SEE DRAWING, A36 HRS | 17178_02
17178_drw.pdf |  |  | 0.50 31.31
17179_drw.pdf | 1 | 1 | PLATE, .50" x SEE DRAWING, A36 HRS | 17179_01
17179_drw.pdf | 2 | 1 | PLATE, .50" x SEE DRAWING, A36 HRS | 17179_02
17179_drw.pdf | 3 | 1 | PLATE, .38" x SEE DRAWING, A36 HRS | 17179_03
17179_drw.pdf |  |  | 0.50
17179_drw.pdf |  |  | R0.06
17179_drw.pdf |  |  | DETAIL:3
17199_drw.pdf | 1 | 1 | ASSEMBLY, HOSE, FUEL LINE, CFP11E SUPPLY | 15278
17199_drw.pdf | 2 | 1 | ASSEMBLY, HOSE, FUEL LINE, CFP11E RETURN (SEA WATER) | 17200
17199_drw.pdf | 3 | 1 | ASSEMBLY, HOSE, FUEL LINE, CFP11E JUMPER (SEA WATER) | 17201
17199_drw.pdf | 4 | 2 | ELBOW, #8 FLARE X FLARE SWIVEL | 8_C6X-S
17199_drw.pdf | 5
17199_drw.pdf | 6
17199_drw.pdf | 7
17199_drw.pdf | 8
17199_drw.pdf | 9
17199_drw.pdf | 10
17199_drw.pdf | 11 | 1 | VALVE,CHECK,BRASS, 1/2" FNPT X FNPT | 14412
17200_drw.pdf | 1 | 2 | FTG, 16826-8-8, FEMALE | 16826-8-8
17200_drw.pdf | 2 | 1 | HOSE, 221FR-8 X 17.41" LG, - | 17200-001
17201_drw.pdf | 1 | 1 | FTG, FEMALE JIC 37° SWIVEL, 90° ELBOW, PARKER | 13926-8-8
17201_drw.pdf | 2 | 1 | FTG, 16826-8-8, FEMALE | 16826-8-8
17201_drw.pdf | 3 | 1 | HOSE, 221FR-8 X 28.57" LG | 17201-001
17201_drw.pdf |  |  | NOTES:
17201_drw.pdf |  |  | 1) PARKER 221FR FUEL LINE OR EQUAL
17201_drw.pdf |  |  | 2) PARKER 26 SERIES CRIMPED FITTINGS OR | EQUAL
17202_drw.pdf | ITEM
17202_drw.pdf | 1 | 1 | COOLING LOOP, 1" NPT, SEA WATER COMPATIBLE, 24V | 16939
17202_drw.pdf | 4 | 1 | BRACKET, RAW WATER COOLING, 8" LG, FIREPUMP | 8814
17202_drw.pdf | 5 | 1 | BRACKET, MOUNTING, COOLING LOOP, M11, FIREPUMP | 9755
17202_drw.pdf | 6 | 1 | DECAL, COOLING LOOP VALVE, ENGLISH, EMERGENCY OPEN | 10966
17202_drw.pdf | 7
17202_drw.pdf | 8 | 3 | CLAMP,PIPE,1",PLASTIC | 14925
17202_drw.pdf |  |  |  | 15758-24-16
17202_drw.pdf | 11
17202_drw.pdf | 12
17202_drw.pdf | 13 | 1 | CLAMP,CSHN, 1.25 ID | 16164-20
17202_drw.pdf | 14 | 1 | NIPPLE, MARINE GRADE, 1" X 20" | 16954
17202_drw.pdf | 17 | 1 | HOSE, SEA WATER COMPATIBLE, CFP11, 1.0" I.D. X 5.50" | 80244GL_009
17202_drw.pdf | 18 | 1 | HOSE, SILICONE HI-TEMP, 1.00ID x 51.50 | 80244GL_013
17203_drw.pdf | ITEM
17203_drw.pdf | 1 | 1 | COOLING LOOP, 1" NPT, SEA WATER COMPATABLE. 12V | 15752
17203_drw.pdf | 4 |  | BRACKET, RAW WATER COOLING, 8" LG, FIREPUMP | 8814
17203_drw.pdf | 5 | 1 | BRACKET, MOUNTING, COOLING LOOP, M11, FIREPUMP | 9755
17203_drw.pdf | 6 | 1 | DECAL, COOLING LOOP VALVE, ENGLISH, EMERGENCY OPEN | 10966
17203_drw.pdf | 7
17203_drw.pdf | 8 |  | CLAMP,PIPE,1",PLASTIC | 14925
17203_drw.pdf |  |  |  | 15758-24-16
17203_drw.pdf | 11
17203_drw.pdf | 12
17203_drw.pdf | 13 | 1 | CLAMP,CSHN, 1.25 ID | 16164-20
17203_drw.pdf | 14 | 1 | NIPPLE, MARINE GRADE, 1" X 20" | 16954
17203_drw.pdf | 17
17203_drw.pdf | 18
17204_drw.pdf | ITEM
17204_drw.pdf | 1 | 1 | COOLING LOOP, 1.25" DIA. , W/MNTS, CFP15, SEA WATER, 24V | 17234
17210_drw.pdf | 1 | 1 | FRAME, WLDMNT, MID RISE LRG, CFP11E | 12374
17210_drw.pdf | 4 | 4 | PLATE, .50 x 2.0 x 2.5, 3/8-24 TAPPED | HOLE17209
17210_drw.pdf |  |  | TYP
17210_drw.pdf |  |  | 4.00 TYP
17210_drw.pdf |  |  |  | 1.75
17210_drw.pdf |  |  | 1.75
17210_drw.pdf |  |  | 0.50
17210_drw.pdf |  |  | 0.50
17210_drw.pdf |  |  | 0.75
17210_drw.pdf |  |  | SCALE 0.125
17210_drw.pdf | receiver in accepts in | confidence. by | CUMMINS FIRE POWER LLC CORPORATE OFFICE AND | DESIGN UPFIT CENTER
17210_drw.pdf | copy thereof copy the | or the document, | WHITE BEAR LAKE, MN | WISCONSIN
17215_drw.pdf | ITEM
17215_drw.pdf | 1 | 2 | WLDMNT, SPLIT BACK SHAFT GUARD, SIZE 0-XL, SC SHAFT | 13878
17215_drw.pdf | 2 | 4 | LINER, NON-SPARKING SHAFT GUARD | 17213
17215_drw.pdf | 3 | 2 | COVER, SHAFT GUARD #0, NON-SPARKING, BRASS | 17214
17215_drw.pdf | 4 | 1 | ADHESIVE, EPOXY, HUNTSMAN ARALDITE 2011 | 17216
17215_drw.pdf |  |  | RIVET, 1/8" POP, BRASS, .188 - .250 GRIP | 21119
17215_drw.pdf |  |  | M10-1.5 | HHCS_M10
17215_drw.pdf |  |  | 5
17220_drw.pdf | 1 | 1 | ASSEMBLY, POWER MODULE, CFP11E-F10/20 | 15551
17220_drw.pdf | 2 | 1 | FRAME, PEERLESS 10AE20, CFP11E, 3172 UL LISTED | 17210
17220_drw.pdf | 3 | 1 | OBSOLETE ASSY, SHAFT GUARD, NON-SPARKING, USE 17436 | 17219
17220_drw.pdf | 6 | 1 | SHAFT, U3172, SHORT COUPLED | 13430
17220_drw.pdf | 7
17220_drw.pdf | 8 | 1 | FLANGE, THREADED, BLK FORGED STEEL, 1 1/4" ANSI x NPT, 150 | 17211
17220_drw.pdf | 9
17220_drw.pdf | 10 | 1 | PUMP, PEERLESS | 10AEF20
17221_drw.pdf | ITEM
17221_drw.pdf | 1 | 1 | HOSE,5/8" IDx25FT, CUT TO 36.00 INCHES LONG | A042F070
17221_drw.pdf | 2 | 1 | HOSE,5/8" IDx25FT, CUT TO 21.00 INCHES LONG | A042F070
17221_drw.pdf | 3 | 1 | HOSE,PARKER, 5/8IN ID X 60.00IN LONG | 801-10
17221_drw.pdf | 4
17221_drw.pdf | 11 | 2
17221_drw.pdf | 12 | 1 | DECAL,JW DRAIN LABEL, -
17221_drw.pdf | 13 | 1 | DECAL,ENGINE OIL DRAIN LABEL
17221_drw.pdf | 14 | 1 | BRKT,REMOTE DRAIN, - | 17154
17221_drw.pdf | 15 | 2 | BRKT,REMOTE DRAIN, - | 17222
17223_drw.pdf | 1 | 1 | BRACKET,CM TERMINAL, SUPPORT BAR | 17223-01
17223_drw.pdf | 2 | 10 | NUT, WELD, 3/8-16 | NUT-WELD_375
17223_drw.pdf |  |  | 1.38
17223_drw.pdf |  | 0.45 | THRU
17223_drw.pdf |  | INSTALL | 3/8-16
17223_drw.pdf |  | INSIDE | SURFACE
17223_drw.pdf |  | 4 | 1.38
17223_drw.pdf |  |  | 0.94
17234_drw.pdf | ITEM
17234_drw.pdf | 1 | 1 | COOLING LOOP, 1-1/4" NPT, SEA WATER COMPATIBLE, 24V | 16935
17239_drw.pdf |  |  |  | 12195-12-12
17239_drw.pdf | 1 2 | 1 2 | ELBOW,PLAIN STREET PI;PE90DEG -12 NPT X -12 FNPT,S BLK, 3/4x1-1;/2 | LTL-CPN34
17239_drw.pdf | 3 | 2 | VALVE, BAL;L 3/4" NPT | FA60406
17239_drw.pdf | 4 | 2 | COUPLING,PLAIN HOS;E-16 BEAD X -12 NPT,BRASS | 12545-16-12
17245_drw.pdf | ITEM
17245_drw.pdf | 1 | 1 | ADAPTER, 3/4" ORB MALE x FNPT, DO NOT USE! USE 17245 | 17236
17245_drw.pdf | 2 | 1 | O-RING, 1/8"W, RD, .921" I.D., Buna-N MATL | 17237
17245_drw.pdf |  |  | 2
17246_drw.pdf | ITEM
17246_drw.pdf | 1 | 1 | ADAPTER, 1.0" ORB MALE x FNPT, NAVAL BRASS | 17241
17246_drw.pdf | 2 | 1 | O-RING, 1/8"W RD, 1.171" I.D., Buna-N MATL | 17242
17246_drw.pdf |  |  | 2
17247_drw.pdf | ITEM
17247_drw.pdf | 1 | 1 | ADAPTER, 1.25" ORB MALE x FNPT, NAVAL BRASS | 17243
17247_drw.pdf | 2 | 1 | O-RING, 1/8"W RD, 1.484" I.D., Buna-N MATL | 17244
17255_drw.pdf | ITEM
17255_drw.pdf | 1 | 1 | O-RING, 1/8"W RD, 1.734" I.D., Buna-N MATL | 17256
17255_drw.pdf | 2 | 1 | ADAPTER, 1.50" ORB MALE x FNPT, NAVAL BRASS | 17257
17255_drw.pdf |  |  | 1
17259_drw.pdf | ITEM
17259_drw.pdf | 1 | 1 | BRACKET, FRT ENG MNT CFP15E, MILANTRAC TOR | 17330
17259_drw.pdf | 2 | 3 | PLATE, GUSSET, FRT ENG MNT, CFP15E, MILANTRACTOR | 17331
17259_drw.pdf |  |  | 1
17262_drw.pdf | 1 2 | 1 1 | RADIATOR GUAR;D(ALTERNATOR) | 0130-6373-02
17262_drw.pdf | 3 | 1 | STUD; - | 0520-1025-02
17262_drw.pdf | 4 | 1 | CONNECTOR,MAL;E-10 JIC X -8 NPT,STEEL | 12238-10-8
17263_drw.pdf | 1 | 1 | SHROUD, INTAKE, CFP15E | 11715
17263_drw.pdf | 2 | 1 | BRACKET, HEAT SHIELD, FRONT, CFP15E | 16709
17263_drw.pdf | 3
17263_drw.pdf | 4 | 1 | PLATE, BLOCK OFF, CFP15E-F30 | 11717
17263_drw.pdf | 5 | 6 | WASHER, RETAINING, 3/8" | 16662-06
17263_drw.pdf | 6 | 1 | HEAT SHIELD, CFP15E | 16711
17263_drw.pdf | 7 | 6 | SCREW, CAP, HEX HEAD, M10-1.5 | HHCS_M10
17263_drw.pdf | 8 | 6 | WASHER, M10 | WASHER_M10
17264_drw.pdf | 1 | 1 | BLOCK,CYLINDER, QSX-15 | BB1843
17264_drw.pdf | 3 | 1 | REFRIGERANT COMPRESSOR , MOUNT (CUSTOMER
17264_drw.pdf | 4 | 1 | AID, COO HEATER STARTING, QSX-15 | CH1021
17264_drw.pdf | 7 | 1 | ALTERNATOR, QSX-15 | EE1211
17264_drw.pdf | 8 | 1 | MOUNTING,ALTERNATOR, QSX-15 | EH1102
17264_drw.pdf | 10 | 1 | SUPPORT,FRONT ENGINE, QSX-15 | EM1357
17264_drw.pdf | 11 | 1 | DRIVE, FAN, QSX-15 | FA1467
17264_drw.pdf | 12 | 1 | FILTER,FUEL, QSX-15 | FF1280
17264_drw.pdf | 14 | 1 | PUMP,FUEL, QSX-15 | FP11065
17264_drw.pdf | 15 | 1 | FUEL RATING, - | FR10663
17264_drw.pdf | 17 | 1 | COVER,FRONT GEAR, QSX-15 | GG1727
17264_drw.pdf | 18 | 1 | CONNECTION,AIR INTAKE, QSX-15 | IC1064
17264_drw.pdf | 19 | 1 | CONNECTION,AIR TRANSFER, QSX-15 | IT1015
17264_drw.pdf | 21 | 1 | COOLER,ENGINE OIL, QSX-15 | LC1734
17264_drw.pdf | 22 | 1 | FILTER,FULL FLOW OIL, QSX-15 | LF1238
17264_drw.pdf | 24 | 1 | ARRANGEMENT,OIL FILL, QSX-15 | OB1400
17264_drw.pdf | 25 | 1 | PAN, OIL | OP1489
17264_drw.pdf | 26 | 1 | MODULE, ENGINE CONTROL, QSX-15 | PH1763
17264_drw.pdf | 28 | 1 | PARTS,PERFORMANCE | PP43087
17264_drw.pdf | 29 | 1 | SHIPPING ARRANGEMENT, QSX-15 | SK1001
17265_drw.pdf | 1 | 1 | EXHAUST,L 90 HALF MARMON, 6" 125# ANSI FLANGE | 9514-06
17265_drw.pdf | 2 | 1 | ASSEMBLY, COOLANT HEATER, 3KW ADJ VOLTAGE, CFP15E | 10849
17265_drw.pdf | 4 | 1 | ASSEMBLY, FUEL PLUMBING, CFP15E | 15210
17265_drw.pdf | 5 | 1 | ASSEMBLY, OPERATOR STATION, CFP15E | 15484
17265_drw.pdf | 6 | 1 | KIT, SENSOR & ADAPTER, CFP15E | 15604
17265_drw.pdf | 8 | 1 | ASSY, FRT ENG SUPT, CFP15E RADIATOR COOLED | 17259
17265_drw.pdf | 9 | 1 | TUBE, CAC, TURBO SIDE, CFP15E FIREPUMP | 17261
17265_drw.pdf | 10 | 1 | ASSY, GUARDING, CFP15E RADIATOR COOLED | 17263
17265_drw.pdf | 12 | 1 | ASSY, VERT. FRAME / RAD. SUPT, CFP15E RADIATOR COOLED | 17333
17265_drw.pdf | 13 | 1 | RADIATOR, QSX15 | 130-6815
17265_drw.pdf | 14 | 1 | BRACKET, CAC SUPPORT, HHP, CFP15E | 12885
17265_drw.pdf | 16 | 2 | BRACKET, REAR LEG, CFP15E | 13486
17265_drw.pdf | 17 | 1 | BRACKET, TURBO COVER MNT, CFP15E RADIATOR COOLED | 17326
17265_drw.pdf | 18 | 2 | HOSE, HUMP, 4" I.D. X 7.5"L, CAC | 3071049
17272_drw.pdf | 1 | 4 | KIT,GASKET,NUT,BOLT, FULL FACE FIBER,6 | 23580_600
17272_drw.pdf | 2 | 1 | FLEX, EXHAUST, 6" ASA FLG X 4" ID CUFF X 18" | 6735-10
17272_drw.pdf | 3 | 1 | CATALYST,EXHAUST, 855 2.0/4.0/1.0 | 14809
17272_drw.pdf | 4 | 1 | SILENCER,DISK,CRITICAL, GTA855/855E | 14991
17272_drw.pdf | 5 | 1 | PIPE,EXHAUST 90, GTA855E | 17010
17272_drw.pdf | 6 | 1 | PIPE,EXHAUST, GTA855E | 17011
17272_drw.pdf | 7
17272_drw.pdf | 8 | 1 | CLAMP, EXHAUST, 4", RIKER TEC-400 | TEC-400
17272_drw.pdf | 9 | 1 | WRAP,SILENCER | 17007
17272_drw.pdf | 10 | 1 | WRAP,EXHAUST | 17034
17281_drw.pdf | 1 | 1 | EXTENSION, FLANGED EXHAUST, KTA19 WITH FLANGED TURBO | OUTLET13049
17281_drw.pdf | 2 | 1 | KIT,GASKET,NUT,BOLT, FULL FACE FIBER,5 | 23580_500
17281_drw.pdf | 3 | 2 | KIT,GASKET,NUT,BOLT, FULL FACE FIBER,8 | 23580_800
17281_drw.pdf | 4 | 1 | RAIN CAP, 8", GT EXHAUST 22-800 | 22-800
17281_drw.pdf | 5 | 1 | FLEX, EXHAUST,8" ASA, FLG X 5 ID CF X 12 L | 6735-66
17281_drw.pdf | 6
17281_drw.pdf | 7 | 1 | PIPE,EXHAUST, KTA19SLB CRITICAL | 17035
17281_drw.pdf | 8 | 1 | CLAMP, EXHAUST, 5", RIKER TEC-500 | TEC-500
17281_drw.pdf | 9 | 1 | WRAP,EXHAUST | 17037
17281_drw.pdf | 10 | 1 | WRAP,SILENCER | 17039
17283_drw.pdf | 1 | 1 | FLEX TUBE, FLANGE EXH., STYLE 2, STNL STL | 6735_87
17283_drw.pdf | 2 | 3 | KIT,GASKET,NUT,BOLT, FULL FACE FIBER,8 | 23580_800
17283_drw.pdf | 3 | 1 | CATALYST,EXHAUST, 855/19/28L 2.0/4.0/1.0 | 14810
17283_drw.pdf | 4 | 1 | MUFFLER,NELSON 300 SERIES, - | 43380F
17283_drw.pdf | 5 | 1 | CLAMP, EXHAUST, 4", RIKER TEC-400 | TEC-400
17284_drw.pdf | 1 | 1 | FLEX TUBE, FLANGE EXH., STYLE 2, STNL STL | 6735_90
17284_drw.pdf | 2 | 3 | KIT,GASKET,NUT,BOLT, FULL FACE FIBER,8 | 23580_800
17284_drw.pdf | 3 | 1 | CATALYST,EXHAUST, 855/19/28L 2.0/4.0/1.0 | 14810
17284_drw.pdf | 4 | 1 | MUFFLER,NELSON 300 SERIES, - | 43380F
17284_drw.pdf | 5 | 1 | CLAMP, EXHAUST, 5", RIKER TEC-500 | TEC-500
17285_drw.pdf | 1 | 1 | FLEX TUBE, FLANGE EXH., STYLE 2, STNL STL | 6735_90
17285_drw.pdf | 2 | 1 | EXTENSION, FLANGED EXHAUST, KTA19 WITH FLANGED TURBO | OUTLET13049
17285_drw.pdf | 3 | 1 | KIT,GASKET,NUT,BOLT, FULL FACE FIBER,5 | 23580_500
17285_drw.pdf | 4 | 2 | KIT,GASKET,NUT,BOLT, FULL FACE FIBER,8 | 23580_800
17285_drw.pdf | 5 | 1 | MUFFLER,NELSON 300 SERIES, - | 43380F
17285_drw.pdf | 6 | 1 | CLAMP, EXHAUST, 5", RIKER TEC-500 | TEC-500
17286_drw.pdf | 1 | 2 | FLEX TUBE, FLANGE EXH., STYLE 2, STNL STL | 6735_87
17286_drw.pdf | 2
17286_drw.pdf | 3 | 6 | KIT,GASKET,NUT,BOLT, FULL FACE FIBER,8 | 23580_800
17286_drw.pdf | 4 | 2 | CATALYST,EXHAUST, 855/19/28L 2.0/4.0/1.0 | 14810
17286_drw.pdf | 5 | 2 | MUFFLER,NELSON 300 SERIES, - | 43380F
17286_drw.pdf | 6 | 4 | CLAMP, EXHAUST, 4", RIKER TEC-400 | TEC-400
17287_drw.pdf | 1 | 2 | FLEX TUBE, FLANGE EXH., STYLE 2, STNL STL | 6735_91
17287_drw.pdf | 2 | 6 | KIT,GASKET,NUT,BOLT, FULL FACE FIBER,10 | 23580_1000
17287_drw.pdf | 3 | 2 | CATALYST,EXHAUST, 38/50L,10" FLG X 24.13"L | 15631
17287_drw.pdf | 4 | 2 | MUFFLER,NELSON 300 SERIES, - | 43382F
17287_drw.pdf | 5 | 2 | CLAMP, EXHAUST, 5", RIKER TEC-500 | TEC-500
17288_drw.pdf | 1 | 2 | FLEX TUBE, FLANGE EXH., STYLE 2, STNL STL | 6735_89
17288_drw.pdf | 2 | 6 | KIT,GASKET,NUT,BOLT, FULL FACE FIBER,10 | 23580_1000
17288_drw.pdf | 3 | 2 | CATALYST,EXHAUST, 38/50L,10" FLG X 24.13"L | 15631
17288_drw.pdf | 4 | 2 | MUFFLER,NELSON 300 SERIES, - | 43382F
17288_drw.pdf | 5 | 2 | CLAMP, EXHAUST, 6", RIKER TEC-600 | TEC-600
17290_drw.pdf | ITEM
17290_drw.pdf | 1 | 1 | ENCLOSURE, 20 X 30 X 10, STAINLESS STEEL | 17291
17290_drw.pdf | 2 | 1 | BATTERY ISOLATOR, FIRE PUMP | 8838
17290_drw.pdf | 3 | 1 | INSTRUCTIONS, EMERGENCY START | 17292
17290_drw.pdf | 4 | 4 | CONTACTOR, MANUAL OVERIDE, FIREPUMP | 17293
17290_drw.pdf |  |  | ANGLE, CONTACTOR PULL | 17294
17290_drw.pdf |  |  | AUTOCAD CONTROLLED | 17507
17296_drw.pdf | 1 | 2 | LEG, ENGINE SUPPORT, FRONT, ISOLATED CFP33 | 17297
17296_drw.pdf | 2 | 2 | LEG, SUPPORT, ENGINE, REAR, FIREPUMP, B3_3 | 17299
17296_drw.pdf | 3 | 4 | WASHER,SNUBBING, TECH PRODUCTS CORP | 0182
17296_drw.pdf | 4 | 4 | ISOLATOR, FAIL SAFE, 420 LB | 17302
17296_drw.pdf |  |  | 2
17308_drw.pdf | 1 | 32 | WELDNUT, 1/4"-20 NC, _ | 14520
17308_drw.pdf | 2 | 1 | SHEET,SIDE,CONDUIT BOX, UCI274/HCI4/HCI5 W/CTRL | 17309
17310_drw.pdf | 1 | 10 | LOUVER, - | 14703
17310_drw.pdf | 2 | 1 | ANGLE,TOP, - | 14704
17310_drw.pdf | 3 | 1 | ANGLE,SIDE, - | 17311
17310_drw.pdf | 4 | 1 | ANGLE,SIDE, - | 17312
17310_drw.pdf |  |  | A
17315_drw.pdf | 1 | 32 | WELDNUT, 1/4"-20 NC, _ | 14520
17315_drw.pdf | 2 | 1 | SHEET,SIDE,CONDUIT BOX, UCI274/HCI4/HCI5 | 17316
17315_drw.pdf |  |  | 32X
17319_drw.pdf | 1 | 4 | PLATE, ENGINE BRACE, 1/4" A-36, 6" | 13864
17319_drw.pdf | 2 | 2 | CHANNEL, VERT. FRAME, SIDE, MILANTRACTOR | 17320
17319_drw.pdf | 3 | 2 | CHANNEL, VERT. FRAME, END , MILANTRACTOR | 17321
17319_drw.pdf | 4 | 2 | BRACKET, VERT. FRAME, CENTER SUPT, MILANTRACTOR | 17322
17319_drw.pdf | 5 | 4 | PLATE, LIFTING BRACE, MILANTRACTOR | 17518
17319_drw.pdf |  | TYP.
17319_drw.pdf |  |  |  | 5
17319_drw.pdf |  |  | 4
17325_drw.pdf | 1 | 2 | BRACKET, RAD SUPT, SIDE, MILANTRACTOR | 17323
17325_drw.pdf | 2 | 2 | BRACKET, RAD. SUPT, FRT/RR, MILANTRACTOR | 17324
17325_drw.pdf | 3 | 1 | BRACKET, RADIATOR MNT, CENTER, MILANTRACTOR | 17329
17327_drw.pdf | 1 | 1 | BRACKET, CAC SUPT, MILANTRACTOR | 17318
17327_drw.pdf | 2 | 1 | BRACKET, GUSSET, CAC TUBE, MILANTRACTOR | 17328
17327_drw.pdf |  |  | 1
17327_drw.pdf |  |  | 2
17333_drw.pdf | 1 | 1 | ASSY FRAME, VERT., CFP15E, MILANTRACTOR | 17319
17333_drw.pdf | 2 | 2 | ASSY, RAD. SUPT., MILANTRACTOR | 17367
17334_drw.pdf | 1 | 16 | WELDNUT, 1/4"-20 NC, _ | 14520
17334_drw.pdf | 2 | 1 | SHEET,FRNT,CONDUIT BOX, KTA19 HCI5 | 17335
17334_drw.pdf | 3 | 1 | BRKT,CONDUIT BOX, - | 17344
17336_drw.pdf | 1 | 1 | FRAME, LH DOOR | 17338
17336_drw.pdf | 2 | 2 | CAP, LH DOOR | 17340
17336_drw.pdf | 3 | 2 | SLEEVE, DOOR | 17342
17337_drw.pdf | 1 | 1 | FRAME, RH DOOR | 17339
17337_drw.pdf | 2 | 2 | CAP, RH DOOR | 17341
17337_drw.pdf | 3 | 2 | SLEEVE, DOOR | 17342
17345_drw.pdf |  | 1 | MOUNT, GTA855 FRONT ENGINE
17345_drw.pdf |  | 36 | OIL,PRE. BLUE GE0, (QUARTS)
17345_drw.pdf |  | 2 | MOUNT, UNIVERSAL, 60044, BLUE
17345_drw.pdf |  | 2 | MOUNT,515 SERIES, 51512-3
17346_drw.pdf | 1 | 1 | CHANNEL, GTA855 GENSET FRAME LH | 13095
17346_drw.pdf | 2 | 1 | CHANNEL, GTA855 GENSET FRAME | 13096
17346_drw.pdf | 3 | 1 | CHANNEL, GTA855 GENSET FRAME FRONT CROSS FORMED | 13142
17346_drw.pdf | 4 | 1 | CHANNEL, FRAME, REAR CROSS, GTA855 GENSET | 13143
17346_drw.pdf | 5 | 2 | SPACER, GTA855 ISOLATOR | 13660
17346_drw.pdf | 6 | 2 | TAB, GTA855 GENSET KNEE BRACE | 13790
17346_drw.pdf | 7 | 6 | GUSSET, GTA855 GENSET FRAME CROSS CHANNEL | 14143
17346_drw.pdf | 8 | 1 | CHANNEL, GTA855 GENSET FRAME RH | 14419
17346_drw.pdf | 9 | 18 | 1/4"-20 NC, _ | 14520
17346_drw.pdf |  |  |  | 16331
17352_drw.pdf | 1 | 1 | DOOR, LH LOUVERED | 17336
17352_drw.pdf | 2 | 1 | LOUVERS | 17354
17352_drw.pdf | 3 | 3 | HINGE,SURFACE MOUNT, LH LIFT-OFF | 17881_001
17352_drw.pdf | 4 | 2 | SCREW, CAP, HEX HEAD, M10-1.5 x 120 | HHCS_M10_120
17352_drw.pdf | 5 | 14 | SCREW, CAP, HEX HEAD, M6 | HHCS_M6
17352_drw.pdf | 6 | 6 | SCREW, CAP, HEX HEAD, M8-1.25 x 25 | HHCS_M8-25
17352_drw.pdf | 7 | 14 | M6, NUT | M6-NUT
17352_drw.pdf | 8
17352_drw.pdf | 9 | 2 | WASHER, M10 | WASHER_M10
17352_drw.pdf | 10 | 28 | WASHER, M6 | WASHER_M6
17352_drw.pdf | 11 | 12 | WASHER, M8 | WASHER_M8
17353_drw.pdf | 1 | 1 | DOOR, RH LOUVERED | 17337
17353_drw.pdf | 2 | 1 | LOUVERS | 17354
17353_drw.pdf | 3 | 3 | HINGE,SURFACE MOUNT, RH LIFT-OFF | 17882_001
17353_drw.pdf | 4 | 2 | SCREW, CAP, HEX HEAD, M10-1.5 x 120 | HHCS_M10_120
17353_drw.pdf | 5 | 14 | SCREW, CAP, HEX HEAD, M6 | HHCS_M6
17353_drw.pdf | 6 | 6 | SCREW, CAP, HEX HEAD, M8-1.25 x 25 | HHCS_M8-25
17353_drw.pdf | 7 | 14 | M6, NUT | M6-NUT
17353_drw.pdf | 8
17353_drw.pdf | 9 | 2 | WASHER, M10 | WASHER_M10
17353_drw.pdf | 10 | 28 | WASHER, M6 | WASHER_M6
17353_drw.pdf | 11 | 12 | WASHER, M8 | WASHER_M8
17357_drw.pdf | 1 | 1 | PANEL,FLR,CONDUIT BOX, HCI5 C/D/E | 14793
17357_drw.pdf | 2 | 1 | PANEL,SIDE,CONDUIT BOX, UCI274/HCI4/HCI5 W/CTRL | 17308
17357_drw.pdf | 3 | 1 | LOUVER,CONDUIT BOX, UCI274/HCI4/HCI5 | 17310
17357_drw.pdf | 4 | 1 | PANEL,SIDE,CONDUIT BOX, UCI274/HCI4/HCI5 | 17315
17357_drw.pdf | 5 | 1 | PANEL,FRNT,CONDUIT BOX, KTA19 HCI5C/D/E | 17334
17357_drw.pdf | 6 | 1 | PANEL,RR,CONDUIT BOX, UCI274/HCI4/HCI5 | A042A301
17357_drw.pdf | 7 | 1 | PANEL,TOP,CONDUIT BOX, UCI274,HCI4,HCI5 | 13694
17357_drw.pdf | 8 | 1 | DECAL, ECM RESET SWITCH | 17282
17357_drw.pdf | 9 | 1 | PLATE,COMPONENT, - | 17355
17357_drw.pdf | 10 | 1 | PLATE,COVER, - | 17356
17357_drw.pdf | 11 | 4 | SPACER,0.50OD X 0.25ID X 0.75LG, - | 17360
17357_drw.pdf | 12 | 2 | BRKT,CONDUIT BOX, - | 17393
17357_drw.pdf | 13 | 2 | BRKT,CONDUIT BOX, - | 17394
17357_drw.pdf | 14 | A/R | PROFILE,UL RECOGNIZED SEALING | 14456
17357_drw.pdf | 15 | 1 | GROMMET | 508-1090
17359_drw.pdf | ITEM
17359_drw.pdf | 1 | 1 | HOSE, FUEL SOLENOID CONNECT, CFP50 | 18001
17359_drw.pdf | 2 | 1 | VALVE, FUEL SHUT OFF, NORMALLY OPEN, CFP50 | 3417159
17359_drw.pdf | 3
17359_drw.pdf | 4
17359_drw.pdf |  |  | BRACKET, SOLENOID MOUNTING, CFP50 | 17999
17359_drw.pdf |  |  | CFP50 | 18000
17359_drw.pdf |  |  |  | 154087
17363_drw.pdf | 1 | 1 | PANEL,FLR,CONDUIT BOX, HCI5 F | 14823
17363_drw.pdf | 2 | 1 | PANEL,SIDE,CONDUIT BOX, UCI274/HCI4/HCI5 W/CTRL | 17308
17363_drw.pdf | 3 | 1 | LOUVER,CONDUIT BOX, UCI274/HCI4/HCI5 | 17310
17363_drw.pdf | 4 | 1 | PANEL,SIDE,CONDUIT BOX, UCI274/HCI4/HCI5 | 17315
17363_drw.pdf | 5 | 1 | PANEL,FRNT,CONDUIT BOX, KTA19 HCI5C/D/E | 17334
17363_drw.pdf | 6 | 1 | PANEL,RR,CONDUIT BOX, UCI274/HCI4/HCI5 | A042A301
17363_drw.pdf | 7 | 1 | PANEL,TOP,CONDUIT BOX, UCI274,HCI4,HCI5 | 13694
17363_drw.pdf | 8 | 1 | DECAL, ECM RESET SWITCH | 17282
17363_drw.pdf | 9 | 1 | PLATE,COMPONENT, - | 17355
17363_drw.pdf | 10 | 1 | PLATE,COVER, - | 17356
17363_drw.pdf | 11 | 4 | SPACER,0.50OD X 0.25ID X 0.75LG, - | 17360
17363_drw.pdf | 12 | 2 | BRKT,CONDUIT BOX, - | 17393
17363_drw.pdf | 13 | 2 | BRKT,CONDUIT BOX, - | 17394
17363_drw.pdf | 14 | A/R | PROFILE,UL RECOGNIZED SEALING | 14456
17363_drw.pdf | 15 | 1 | GROMMET | 508-1090
17364_drw.pdf | 1 | 1 | PANEL,FLR,CONDUIT BOX, HCI4 | 14789
17364_drw.pdf | 2 | 1 | PANEL,SIDE,CONDUIT BOX, UCI274/HCI4/HCI5 W/CTRL | 17308
17364_drw.pdf | 3 | 1 | LOUVER,CONDUIT BOX, UCI274/HCI4/HCI5 | 17310
17364_drw.pdf | 4 | 1 | PANEL,SIDE,CONDUIT BOX, UCI274/HCI4/HCI5 | 17315
17364_drw.pdf | 5 | 1 | PANEL,FRNT,CONDUIT BOX, KTA19 HCI4 | 17365
17364_drw.pdf | 6 | 1 | PANEL,RR,CONDUIT BOX, UCI274/HCI4/HCI5 | A042A301
17364_drw.pdf | 7 | 1 | PANEL,TOP,CONDUIT BOX, UCI274,HCI4,HCI5 | 13694
17364_drw.pdf | 8 | 1 | DECAL, ECM RESET SWITCH | 17282
17364_drw.pdf | 9 | 1 | PLATE,COMPONENT, - | 17355
17364_drw.pdf | 10 | 1 | PLATE,COVER, - | 17356
17364_drw.pdf | 11 | 4 | SPACER,0.50OD X 0.25ID X 0.75LG, - | 17360
17364_drw.pdf | 12 | 2 | BRKT,CONDUIT BOX, - | 17393
17364_drw.pdf | 13 | 2 | BRKT,CONDUIT BOX, - | 17394
17364_drw.pdf | 14 | A/R | PROFILE,UL RECOGNIZED SEALING | 14456
17364_drw.pdf | 15 | 1 | GROMMET | 508-1090
17365_drw.pdf | 1 | 16 | WELDNUT, 1/4"-20 NC, _ | 14520
17365_drw.pdf | 2 | 1 | BRKT,CONDUIT BOX, - | 17344
17365_drw.pdf | 3 | 1 | SHEET,FRNT,CONDUIT BOX, KTA19 HCI4 | 17366
17367_drw.pdf | ITEM
17367_drw.pdf | 1 | 1 | BRACKET, RAD. SUPT, SIDE, MILANTRACTOR | 17332
17367_drw.pdf | 2 | 1 | BRACKET, RADIATOR, MNT,CENTER, MILANTRACTOR | 17368
17367_drw.pdf |  |  | 2
17372_drw.pdf | 1 | 1 | PANEL,FLR,CONDUIT BOX, HCI4 | 14789
17372_drw.pdf | 2 | 1 | PANEL,SIDE,CONDUIT BOX, UCI274/HCI4/HCI5 W/CTRL | 17308
17372_drw.pdf | 3 | 1 | LOUVER,CONDUIT BOX, UCI274/HCI4/HCI5 | 17310
17372_drw.pdf | 4 | 1 | PANEL,SIDE,CONDUIT BOX, UCI274/HCI4/HCI5 | 17315
17372_drw.pdf | 5 | 1 | PANEL,FRNT,CONDUIT BOX, KTA19 HC4F | 17373
17372_drw.pdf | 6 | 1 | PANEL,RR,CONDUIT BOX, UCI274/HCI4/HCI5 | A042A301
17372_drw.pdf | 7 | 1 | PANEL,TOP,CONDUIT BOX, UCI274,HCI4,HCI5 | 13694
17372_drw.pdf | 8 | 1 | DECAL, ECM RESET SWITCH | 17282
17372_drw.pdf | 9 | 1 | PLATE,COMPONENT, - | 17355
17372_drw.pdf | 10 | 1 | PLATE,COVER, - | 17356
17372_drw.pdf | 11 | 4 | SPACER,0.50OD X 0.25ID X 0.75LG, - | 17360
17372_drw.pdf | 12 | 2 | BRKT,CONDUIT BOX, - | 17393
17372_drw.pdf | 13 | 2 | BRKT,CONDUIT BOX, - | 17394
17372_drw.pdf | 14 | A/R | PROFILE,UL RECOGNIZED SEALING | 14456
17372_drw.pdf | 15 | 1 | GROMMET | 508-1090
17373_drw.pdf | 1 | 16 | WELDNUT, 1/4"-20 NC, _ | 14520
17373_drw.pdf | 2 | 1 | BRKT,CONDUIT BOX, - | 17344
17373_drw.pdf | 3 | 1 | SHEET,FRNT,CONDUIT BOX, KTA19 HCI4F | 17374
17375_drw.pdf | 1 | 1 | PANEL,FLR,CONDUIT BOX, UCI274 | 14790
17375_drw.pdf | 2 | 1 | PANEL,SIDE,CONDUIT BOX, UCI274/HCI4/HCI5 W/CTRL | 17308
17375_drw.pdf | 3 | 1 | LOUVER,CONDUIT BOX, UCI274/HCI4/HCI5 | 17310
17375_drw.pdf | 4 | 1 | PANEL,SIDE,CONDUIT BOX, UCI274/HCI4/HCI5 | 17315
17375_drw.pdf | 5 | 1 | PANEL,FRNT,CONDUIT BOX, KTA19 UCI274 | 17376
17375_drw.pdf | 6 | 1 | PANEL,RR,CONDUIT BOX, UCI274/HCI4/HCI5 | A042A301
17375_drw.pdf | 7 | 1 | PANEL,TOP,CONDUIT BOX, UCI274,HCI4,HCI5 | 13694
17375_drw.pdf | 8 | 2 | PLATE,CABINET, UCI274 | 14792
17375_drw.pdf | 9 | 1 | DECAL, ECM RESET SWITCH | 17282
17375_drw.pdf | 10 | 1 | PLATE,COMPONENT, - | 17355
17375_drw.pdf | 11 | 1 | PLATE,COVER, - | 17356
17375_drw.pdf | 12 | 4 | SPACER,0.50OD X 0.25ID X 0.75LG, - | 17360
17375_drw.pdf | 13 | 2 | BRKT,CONDUIT BOX, - | 17393
17375_drw.pdf | 14 | 2 | BRKT,CONDUIT BOX, - | 17394
17375_drw.pdf | 15 | A/R | PROFILE,UL RECOGNIZED SEALING | 14456
17375_drw.pdf | 16 | 1 | GROMMET | 508-1090
17376_drw.pdf | 1 | 16 | WELDNUT, 1/4"-20 NC, _ | 14520
17376_drw.pdf | 2 | 1 | BRKT,CONDUIT BOX, - | 17344
17376_drw.pdf | 3 | 1 | SHEET,FRNT,CONDUIT BOX, KTA19 UCI274 | 17377
17383_drw.pdf | 1 | 1 | PIPE,MANIFOLD,JW OUT, GTA28 | 17384
17383_drw.pdf | 2 | 1 | CAP,MANIFOLD, GTA28 | 17385
17383_drw.pdf | 3
17387_drw.pdf | 1 | 1 | PIPE,JW IN, GTA28 | 17388
17387_drw.pdf | 2
17417_drw.pdf | ITEM | QTY
17417_drw.pdf | 1 | 1 | HOSE,PARKER,3/8" ID,38.00 LG, FUEL DRAIN
17417_drw.pdf | 3 | 1 | HOSE,PARKER,3/8" ID,30.00 LG, FUEL FILTER OUT TO FUEL | I8N01-06_010
17417_drw.pdf | 4 | 2 | MNT, ENG. FRONT, B3.3T | 16681
17417_drw.pdf | 5 | 1 | BRACKET,MOUNTING, GENERATOR,REAR | 17424
17417_drw.pdf | 6 | 1 | BASE,GENSET,OKSV, 3.3L,TRL MOUNT
17417_drw.pdf | 8
17417_drw.pdf | 9 | 1 | SENDER,OIL PRESSURE, 1/8" NPT | 0193-0444
17417_drw.pdf | 10 | 1 | SENSOR,TEMPERATURE, 3/8 NPT | 0193-0529-01
17417_drw.pdf | 11
17417_drw.pdf | 13
17417_drw.pdf | 14
17417_drw.pdf | 15
17417_drw.pdf | 16
17417_drw.pdf | 18 | 6 | CLAMP, WORM, .31 - .88 | 14992-06
17417_drw.pdf | 19 | 3 | CLAMP,CSHN, 0.63 ID | 16164-10
17417_drw.pdf | 20 | 1 | BRKT,CLIP, - | 16622
17417_drw.pdf | 21 | 2 | ISOLATOR,2 PC
17417_drw.pdf | 23 | 1 | PUMP,FUEL,12V, 3.3L OKSV | 17756
17417_drw.pdf | 24 | 1 | BRKT,FUEL PUMP, 3.3L OKSV | 17783
17417_drw.pdf | 25 | 2 | BRKT,CLIP, - | 17796
17418_drw.pdf | 1 | 1 | POWER SKID, OKSV,SUB ASSY | 17417
17418_drw.pdf | 2 | 2 | BRACKET,ANGLE, BATTERY MOUNT | 17465
17418_drw.pdf | 3 | 4 | PAD,ENG SUPPORT, BASE FRAME | 17454
17418_drw.pdf | 4 | 2 | SUPPORT,CROSSMEMEBER, ENGINE,3.3L OKSV | 17455
17418_drw.pdf | 5 | 2 | SUPPORT,CROSSMEMBER, GENERATOR,3.3L OKSV | 17456
17418_drw.pdf | 6 | 1 | RAIL,LH,BASE FRAME, 2 X 6 X 98, OKSV | 17457
17418_drw.pdf | 7 | 1 | RAIL,RH,BASE FRAME, 2 X 6 X 98, OKSV | 17458
17418_drw.pdf | 8 | 2 | RAIL,END,BASE FRAME, 2 X 6 X 34, OKSV | 17459
17418_drw.pdf | 9 | 8 | GUSSET,BASE FRAME, SUPPORT,OKSV | 17460
17418_drw.pdf | 10 | 2 | TUBE,RECT,BASE FRM, 3 X 6 X 34, OKSV | 17461
17418_drw.pdf | 11 | 2 | PLATE,SUPPORT, BASE FRAME OKSV | 17463
17418_drw.pdf | 12 | 2 | PLATE,SUPPORT, BASE FRAME OKSV | 17464
17418_drw.pdf | 13 | 1 | HOLD DOWN,BATTERY, GROUP 31 | 17466
17418_drw.pdf | 14 | 2 | SUPPORT,CROSSMEMBER, GENERATOR,3.3L OKSV | 17467
17418_drw.pdf | 15 | 2 | PLATE,SUPPORT, 4.50 X 5.00 X .38
17419_drw.pdf | 1 | 1 | -, - | 17419-04
17420_drw.pdf | 1 | 1 | TUBE,STEEL,6.00 O.D., 6.00 IN LNG | 64-600_00600
17420_drw.pdf | 2 | 2 | FLANGE,SPEC 6 IN, CUMMINS 3026235 | 302-6235
17420_drw.pdf | 3 | 1 | BOSS, 1" OD TAPPED 18mm x 1.5, BOSCH #4962 | 13529
17420_drw.pdf | 4 | 1 | 1/4" NPT HALF COUPLING, HI-PRESSURE | 4513K71
17420_drw.pdf | NOTES:
17420_drw.pdf |  | IS | IND .083 THK TUBING OR EQUIVALENT.
17424_drw.pdf | 1 | 1 | BRACKET,ALTERNATOR, BODY MOUNT | 17422
17424_drw.pdf | 2 | 2 | BRACKET,GENERATOR, MOUNT SUPPORT | 17423
17424_drw.pdf |  |  | .38
17424_drw.pdf | 2
17428_drw.pdf | 1 | 2 | WELDMENT, SHAFT GUARD, SAE #4, FIREPUMP | 10397
17428_drw.pdf | 2 | 12 | WASHER, RETAINING, M10 | 16662-13
17428_drw.pdf | 3 | 1 | ADHESIVE, EPOXY, HUNTSMAN ARALDITE 2011 | 17216
17428_drw.pdf | 4 | 4 | PLATE, 7.875" x 8.625", BRASS ALLOY | 17426
17428_drw.pdf |  |  |  | 20310-030
17428_drw.pdf | 9 | 16 | RIVET, 1/8" POP, BRASS, .188 - .250 GRIP | 21119
17428_drw.pdf |  |  | NOTE RIVET
17428_drw.pdf | to the document as authorized | in accepts the in | confidence. by CUMMINS FIRE POWER LLC CORPORATE OFFICE | DESIGN UPFIT CENTER
17428_drw.pdf | ittrawdiellse(c1r)etnoitnfuosrematthieondotchuemreenitn,or(2a)nynoctopcyoptyhetrheeofdoocrumtehnet, or the | ittrawdiellse(c1r)etnoitnfuosrematthieondotchuemreenitn,or(2a)nynoctopcyoptyhetrheeofdoocrumtehnet, | or trade WHITE BEAR LAKE, MN WWW.CUMMINSFIREPOWER.COM | DEPERE, WISCONSIN
17428_drw.pdf |  | cPoopwieersLtLhCereof, | andASSEMBLY, SHAFT GUARD, NON-SPARKING
17428_drw.pdf | DIMENSION |  | ASREAE #4
17428_drw.pdf | IMUPNEIRTISAL |  | DWG UNITS: DRAWN BY:S DUBICK | 08-30-10
17429_drw.pdf | 1 | 2 | WELDMENT, SHAFT GUARD, SAE #3, FIREPUMP | 10407
17429_drw.pdf | 2 | 12 | WASHER, RETAINING, M10 | 16662-13
17429_drw.pdf | 3 | 1 | ADHESIVE, EPOXY, HUNTSMAN ARALDITE 2011 | 17216
17429_drw.pdf | 4 | 4 | PLATE, 7.875" x 8.625", BRASS ALLOY | 17426
17429_drw.pdf |  |  |  | 20310-030
17429_drw.pdf | 9 | 16 | RIVET, 1/8" POP, BRASS, .188 - .250 GRIP | 21119
17429_drw.pdf |  |  | NOTE RIVET
17429_drw.pdf |  |  | ASSEMBLY
17429_drw.pdf |  |  | ORIENTATION
17429_drw.pdf | to the document as authorized | in accepts the in | confidence. by CUMMINS FIRE POWER LLC CORPORATE OFFICE | DESIGN UPFIT CENTER
17429_drw.pdf | ittrawdiellse(c1r)etnoitnfuosrematthieondotchuemreenitn,or(2a)nynoctopcyoptyhetrheeofdoocrumtehnet, or the | ittrawdiellse(c1r)etnoitnfuosrematthieondotchuemreenitn,or(2a)nynoctopcyoptyhetrheeofdoocrumtehnet, | or trade WHITE BEAR LAKE, MN WWW.CUMMINSFIREPOWER.COM | DEPERE, WISCONSIN
17429_drw.pdf |  | cPoopwieersLtLhCereof, | andASSEMBLY, SHAFT GUARD, NON-SPARKING
17429_drw.pdf | DIMENSION |  | ASREAE #3
17429_drw.pdf | IMUPNEIRTISAL |  | DWG UNITS: DRAWN BY:S DUBICK | 08-30-10
17431_drw.pdf | ITEM
17431_drw.pdf | 1 | 2 | HOSE END, 16826-10-10, FEMALE | 16826-10-10_CCR
17431_drw.pdf | 2 | 1 | HOSE, 221FR-10, 6" LENGTH | 17431_H
17432_drw.pdf | ITEM
17432_drw.pdf | 1
17432_drw.pdf | 2 | 1 | HOSE, 221FR-12, 20" LENGTH | 17432_H
17436_drw.pdf | ITEM
17436_drw.pdf | 1 | 2 | WLDMNT, BACK PLATE, SHAFT GUARD, SAE #1-X, 24" SHAFT | 14165
17436_drw.pdf | 2 | 8 | WASHER, RETAINING, 7/16" | 16662-07
17436_drw.pdf | 3 | 4 | WASHER, RETAINING, M10 | 16662-13
17436_drw.pdf | 4 | 1 | ADHESIVE, EPOXY, HUNTSMAN ARALDITE 2011 | 17216
17436_drw.pdf |  |  | COVER, SHAFT GUARD, NON-SPARKING, SAE #3-X | 17433
17436_drw.pdf |  |  | BRASS ALLOY | 17435
17436_drw.pdf |  |  |  | 20020-M10
17437_drw.pdf | 1 | 1 | HOSE, FUEL, FILTER TO PUMP | 21017
17437_drw.pdf | 2 | 1 | HOSE, FUEL, VALVE TO FILTER | 21018
17437_drw.pdf | 3
17438_drw.pdf | 1 2 | 2 1 | CONNECTOR,MAL;E -6 JIC X -4 NPT,STEEL ADAPTE;R90DEG -6 JIC X -4 NPT,S | 12270-6-4
17438_drw.pdf | 3 | 1 | ELBOW,MALE ADAPTE;R90DEG -6 JIC X -8 NPT,S | 12270-6-8
17438_drw.pdf | 4 | 1 | ELBOW,PLAIN STREET PI;PE45D -4 NPT X -4 FNPT,B | 12532-4-4
17442_drw.pdf | ITEM
17442_drw.pdf | 1 | 2 | WELDMENT, SHAFT GUARD, SAE 3-X, FIRE PUMP | 14145
17442_drw.pdf | 2 | 12 | WASHER, RETAINING, M10 | 16662-13
17442_drw.pdf | 3 | 1 | ADHESIVE, EPOXY, HUNTSMAN ARALDITE 2011 | 17216
17442_drw.pdf | 4 | 2 | COVER, SHAFT GUARD, NON-SPARKING, SAE #3-X | 17433
17442_drw.pdf |  |  | PLATE, 7.875" x 11.688", BRASS ALLOY | 17434
17442_drw.pdf |  |  |  | 20020-M10
17442_drw.pdf |  |  |  | 20310-020
17445_drw.pdf | 1 | 2 | WELDMENT, SHAFT GUARD, SIZE 3-X, FIRE PUMP | 14240
17445_drw.pdf | 3 | 1 | ADHESIVE, EPOXY, HUNTSMAN ARALDITE 2011 | 17216
17445_drw.pdf | 4 | 2 | COVER, SHAFT GUARD, NON-SPARKING, SAE #3-X | 17433
17445_drw.pdf | 6 | 4 | WASHER,FLAT, M10 | 20020-M10
17445_drw.pdf | 7 | 4 | SCREW,HH, M10-1.50x20 | 20310-020
17445_drw.pdf | 8 | 8 | SCREW,HH, M10-1.50x30 | 20310-030
17445_drw.pdf | 12.0
17445_drw.pdf | 12.0
17471_drw.pdf | ITEM
17471_drw.pdf | 1 | 1 | HOSE,PARKER,1/4" ID,17.00 LG, COOLANT VENT | 801-04_010
17471_drw.pdf | 2 | 1 | HOSE,PARKER,1/4" ID,23.00 LG, COOLANT VENT | 801-04_011
17471_drw.pdf | 3 | 1 | RAD/CAC 4BTAA3.3-G7, CROSSFLOW W/SURGE TANK | 17453
17471_drw.pdf | 4 | 1 | FAN,BLOWER, 7, BLADE,22 INCH DIA | 17473
17471_drw.pdf |  |  | TUBE,CAC,CAC TO INTAKE, 3.3L OKSV | 17476
17471_drw.pdf |  |  | 3.3L OKSV | 17477
17471_drw.pdf |  |  |  | 17712
17471_drw.pdf | 11 | 2
17471_drw.pdf | 12
17471_drw.pdf | 13
17471_drw.pdf | 14
17471_drw.pdf | 15
17472_drw.pdf | 1 | 1 | TUBE,AIR CLEANER, 3.3L OKSV | 17481
17472_drw.pdf | 2 | 1 | BRKT,COMPONENT MTG, 3.3L OKSV | 17748
17472_drw.pdf | 3 | 1 | AIR CLEANER, DONALDSON FPG | G082526
17472_drw.pdf | 4
17472_drw.pdf | 5 | 2 | CLAMP, T-BOLT, 3.28-3.59 | 13164-0350
17472_drw.pdf | 6 | 2 | CLAMP, T-BOLT, 3.78-4.09 | 13164-0400
17472_drw.pdf | 7 | 2 | BRKT,MOUNTING, 3.3L OKSV | 17752
17472_drw.pdf | 8 | 1 | RESTRICTION INDICATOR | 3946326-S
17472_drw.pdf | 9 | 1 | ELBOW,90,3.50 ID, - | 3316567S
17472_drw.pdf | 10 | 1 | HOSE,DAYCO GOLD LABEL, 3.00" ID X 5" LG | 77300GL_5IN
17472_drw.pdf | 11
17478_drw.pdf | ITEM
17478_drw.pdf | 1 | 1 | SHIELD, RAIN | 155-3102-03
17478_drw.pdf | 2 | 1 | SILENCER,DISK,HOSPITAL, OKSV | 17475
17478_drw.pdf | 3 | 1 | TUBE,EXHAUST,TURBO OUT, 3.3L OKSV | 17480
17478_drw.pdf | 4
17478_drw.pdf |  |  | CAP, 3", NELSON 89430A | 89430A
17478_drw.pdf |  |  | TEC-300 | TEC-300
17479_drw.pdf | ITEM
17479_drw.pdf | 1 | 1 | HOSE,BULK,3/4" ID,12.00 LG, COOLANT HEATER | 80242GL_015
17479_drw.pdf | 2 | 1 | HOSE,BULK,3/4" ID,38.00 LG, COOLANT HEATER | 80242GL_016
17479_drw.pdf | 3
17479_drw.pdf | 4
17479_drw.pdf |  |  | 1/4-20, TECH PRODUCTS #51201 | 13102
17479_drw.pdf |  |  |  | 14825
17487_drw.pdf | 1 | 1 | FLANGE,EXHAUST,8" NON PIPE ASA 125#,O-R EQUIVALENT | 6449-05_OLD
17487_drw.pdf | 2 | 1 | FLEX,INTERLOCKING 8IN, 77.00 IN LONG | 17487-01
17487_drw.pdf | 3 | 1 | FLANGE,FLOATING, 8 INCH | FLANGE_FLOATING_8IN
17487_drw.pdf |  |  | FIXED | FLANGE
17487_drw.pdf |  |  | 8 INCH
17488_drw.pdf | 1 | 1 | TUBE,STL STEEL 8 IN, 20.31 INCHES LONOGR EQUIVALENT | 17488-01
17488_drw.pdf | 2 | 2 | FLANGE,8" NON PIPE, ASA #125 CARBON STEEL | FLANGE_STD_8IN
17489_drw.pdf | 1 | 1 | FLANGE,EXHAUST,8" NON PIPE ASA 125#,O-R EQUIVALENT | 6449-05_OLD
17489_drw.pdf | 2 | 1 | CORREGATED,8 IN NOM, 24 INCHES LONG | 17489-01
17489_drw.pdf | 3 | 1 | FLANGE,FLOATING, 8 INCH | FLANGE_FLOATING_8IN
17495_drw.pdf | 1 | 1 | BOSS, 1" OD TAPPED 18mm x 1.5, BOSCH #4962 | 13529
17495_drw.pdf | 2 | 1 | TUBE,EXHAUST STR, EXT,3 ID TO 3 OD | 17498
17501_drw.pdf | 1 | 1 | PANEL,FLR,CONDUIT BOX, UCI274 | 14790
17501_drw.pdf | 2 | 1 | PANEL,SIDE,CONDUIT BOX, UCI274/HCI4/HCI5 W/CTRL | 17308
17501_drw.pdf | 3 | 1 | LOUVER,CONDUIT BOX, UCI274/HCI4/HCI5 | 17310
17501_drw.pdf | 4 | 1 | PANEL,SIDE,CONDUIT BOX, UCI274/HCI4/HCI5 | 17315
17501_drw.pdf | 5 | 1 | PANEL,FRNT,CONDUIT BOX, GTA855E UCI274 | 17502
17501_drw.pdf | 6 | 1 | PANEL,RR,CONDUIT BOX, UCI274/HCI4/HCI5 | A042A301
17501_drw.pdf | 7 | 1 | PANEL,TOP,CONDUIT BOX, UCI274,HCI4,HCI5 | 13694
17501_drw.pdf | 8 | 4 | SPACER, 0.38 ID x 0.75 OD x 1.00 LG | 14593
17501_drw.pdf | 9 | 2 | PLATE,CABINET, UCI274 | 14792
17501_drw.pdf | 10 | 1 | DECAL, ECM RESET SWITCH | 17282
17501_drw.pdf | 11 | 1 | PLATE,COMPONENT, - | 17355
17501_drw.pdf | 12 | 1 | PLATE,COVER, - | 17356
17501_drw.pdf | 13 | 2 | BRKT,CONDUIT BOX, - | 17393
17501_drw.pdf | 14 | 2 | BRKT,CONDUIT BOX, - | 17394
17501_drw.pdf | 15 | A/R | PROFILE,UL RECOGNIZED SEALING | 14456
17501_drw.pdf | 16 | 1 | GROMMET | 508-1090
17502_drw.pdf | 1 | 16 | WELDNUT, 1/4"-20 NC, _ | 14520
17502_drw.pdf | 2 | 1 | BRKT,CONDUIT BOX, - | 17344
17502_drw.pdf | 3 | 1 | SHEET,FRNT,CONDUIT BOX, GTA855E UCI274 | 17503
17504_drw.pdf | 1 | 1 | PANEL,FLR,CONDUIT BOX, HCI4 | 14789
17504_drw.pdf | 2 | 1 | PANEL,SIDE,CONDUIT BOX, UCI274/HCI4/HCI5 W/CTRL | 17308
17504_drw.pdf | 3 | 1 | LOUVER,CONDUIT BOX, UCI274/HCI4/HCI5 | 17310
17504_drw.pdf | 4 | 1 | PANEL,SIDE,CONDUIT BOX, UCI274/HCI4/HCI5 | 17315
17504_drw.pdf | 5 | 1 | PANEL,FRNT,CONDUIT BOX, GTA855E HCI4C/D/E | 17505
17504_drw.pdf | 6 | 1 | PANEL,RR,CONDUIT BOX, UCI274/HCI4/HCI5 | A042A301
17504_drw.pdf | 7 | 1 | PANEL,TOP,CONDUIT BOX, UCI274,HCI4,HCI5 | 13694
17504_drw.pdf | 8 | 4 | SPACER, 0.38 ID x 0.75 OD x 1.00 LG | 14593
17504_drw.pdf | 9 | 1 | DECAL, ECM RESET SWITCH | 17282
17504_drw.pdf | 10 | 1 | PLATE,COMPONENT, - | 17355
17504_drw.pdf | 11 | 1 | PLATE,COVER, - | 17356
17504_drw.pdf | 12 | 2 | BRKT,CONDUIT BOX, - | 17393
17504_drw.pdf | 13 | 2 | BRKT,CONDUIT BOX, - | 17394
17504_drw.pdf | 14 | A/R | PROFILE,UL RECOGNIZED SEALING | 14456
17504_drw.pdf | 15 | 1 | GROMMET | 508-1090
17505_drw.pdf | 1 | 16 | WELDNUT, 1/4"-20 NC, _ | 14520
17505_drw.pdf | 2 | 1 | BRKT,CONDUIT BOX, - | 17344
17505_drw.pdf | 3 | 1 | SHEET,FRNT,CONDUIT BOX, GTA855E HCI4C/D/E | 17506
17508_drw.pdf | 1 | 1 | PANEL,FLR,CONDUIT BOX, HCI4 | 14789
17508_drw.pdf | 2 | 1 | PANEL,SIDE,CONDUIT BOX, UCI274/HCI4/HCI5 W/CTRL | 17308
17508_drw.pdf | 3 | 1 | LOUVER,CONDUIT BOX, UCI274/HCI4/HCI5 | 17310
17508_drw.pdf | 4 | 1 | PANEL,SIDE,CONDUIT BOX, UCI274/HCI4/HCI5 | 17315
17508_drw.pdf | 5 | 1 | PANEL,FRNT,CONDUIT BOX, GTA855E HC4F | 17509
17508_drw.pdf | 6 | 1 | PANEL,RR,CONDUIT BOX, UCI274/HCI4/HCI5 | A042A301
17508_drw.pdf | 7 | 1 | PANEL,TOP,CONDUIT BOX, UCI274,HCI4,HCI5 | 13694
17508_drw.pdf | 8 | 4 | SPACER, 0.38 ID x 0.75 OD x 1.00 LG | 14593
17508_drw.pdf | 9 | 1 | DECAL, ECM RESET SWITCH | 17282
17508_drw.pdf | 10 | 1 | PLATE,COMPONENT, - | 17355
17508_drw.pdf | 11 | 1 | PLATE,COVER, - | 17356
17508_drw.pdf | 12 | 2 | BRKT,CONDUIT BOX, - | 17393
17508_drw.pdf | 13 | 2 | BRKT,CONDUIT BOX, - | 17394
17508_drw.pdf | 14 | A/R | PROFILE,UL RECOGNIZED SEALING | 14456
17508_drw.pdf | 15 | 1 | GROMMET | 508-1090
17509_drw.pdf | 1 | 16 | WELDNUT, 1/4"-20 NC, _ | 14520
17509_drw.pdf | 2 | 1 | BRKT,CONDUIT BOX, - | 17344
17509_drw.pdf | 3 | 1 | SHEET,FRNT,CONDUIT BOX, GTA855E HCI4F | 17510
17511_drw.pdf | 1 | 1 | PANEL,FLR,CONDUIT BOX, HCI5 C/D/E | 14793
17511_drw.pdf | 2 | 1 | PANEL,SIDE,CONDUIT BOX, UCI274/HCI4/HCI5 W/CTRL | 17308
17511_drw.pdf | 3 | 1 | LOUVER,CONDUIT BOX, UCI274/HCI4/HCI5 | 17310
17511_drw.pdf | 4 | 1 | PANEL,SIDE,CONDUIT BOX, UCI274/HCI4/HCI5 | 17315
17511_drw.pdf | 5 | 1 | PANEL,FRNT,CONDUIT BOX, GTA855E HCI5 | 17513
17511_drw.pdf | 6 | 1 | PANEL,RR,CONDUIT BOX, UCI274/HCI4/HCI5 | A042A301
17511_drw.pdf | 7 | 1 | PANEL,TOP,CONDUIT BOX, UCI274,HCI4,HCI5 | 13694
17511_drw.pdf | 8 | 4 | SPACER, 0.38 ID x 0.75 OD x 1.00 LG | 14593
17511_drw.pdf | 9 | 1 | DECAL, ECM RESET SWITCH | 17282
17511_drw.pdf | 10 | 1 | PLATE,COMPONENT, - | 17355
17511_drw.pdf | 11 | 1 | PLATE,COVER, - | 17356
17511_drw.pdf | 12 | 2 | BRKT,CONDUIT BOX, - | 17393
17511_drw.pdf | 13 | 2 | BRKT,CONDUIT BOX, - | 17394
17511_drw.pdf | 14 | A/R | PROFILE,UL RECOGNIZED SEALING | 14456
17511_drw.pdf | 15 | 1 | GROMMET | 508-1090
17512_drw.pdf | 1 | 1 | PANEL,FLR,CONDUIT BOX, HCI5 F | 14823
17512_drw.pdf | 2 | 1 | PANEL,SIDE,CONDUIT BOX, UCI274/HCI4/HCI5 W/CTRL | 17308
17512_drw.pdf | 3 | 1 | LOUVER,CONDUIT BOX, UCI274/HCI4/HCI5 | 17310
17512_drw.pdf | 4 | 1 | PANEL,SIDE,CONDUIT BOX, UCI274/HCI4/HCI5 | 17315
17512_drw.pdf | 5 | 1 | PANEL,FRNT,CONDUIT BOX, GTA855E HCI5 | 17513
17512_drw.pdf | 6 | 1 | PANEL,RR,CONDUIT BOX, UCI274/HCI4/HCI5 | A042A301
17512_drw.pdf | 7 | 1 | PANEL,TOP,CONDUIT BOX, UCI274,HCI4,HCI5 | 13694
17512_drw.pdf | 8 | 4 | SPACER, 0.38 ID x 0.75 OD x 1.00 LG | 14593
17512_drw.pdf | 9 | 1 | DECAL, ECM RESET SWITCH | 17282
17512_drw.pdf | 10 | 1 | PLATE,COMPONENT, - | 17355
17512_drw.pdf | 11 | 1 | PLATE,COVER, - | 17356
17512_drw.pdf | 12 | 2 | BRKT,CONDUIT BOX, - | 17393
17512_drw.pdf | 13 | 2 | BRKT,CONDUIT BOX, - | 17394
17512_drw.pdf | 14 | A/R | PROFILE,UL RECOGNIZED SEALING | 14456
17512_drw.pdf | 15 | 1 | GROMMET | 508-1090
17513_drw.pdf | 1 | 16 | WELDNUT, 1/4"-20 NC, _ | 14520
17513_drw.pdf | 2 | 1 | BRKT,CONDUIT BOX, - | 17344
17513_drw.pdf | 3 | 1 | SHEET,FRNT,CONDUIT BOX, GTA855E HCI5 | 17514
17515_drw.pdf | 1 | 4 | WELDNUT, 1/4"-20 NC, _ | 14520
17515_drw.pdf | 2 | 1 | PANEL, BELT GUARD, LH, SULLAIR G855 | 17369
17516_drw.pdf | 1 | 4 | WELDNUT, 1/4"-20 NC, _ | 14520
17516_drw.pdf | 2 | 1 | PANEL, BELT GUARD, RH, SULLAIR, G855 | 17370
17516_drw.pdf |  |  | 1
17519_drw.pdf | ITEM | QTY
17519_drw.pdf | 1 | 4 | HARDWOOD, 3 x 4 x 120 (2 7/8 x 3 1/2), HEAT TREATED &
17519_drw.pdf | 3 | 4 | HARDWOOD, 2 x 6 x 113 (1 1/2 x 5 1/2), HEAT TREATED &
17519_drw.pdf |  |  | 120.00
17525_drw.pdf | 1 | 1 | PLATE,AIR CLEANER, GTA28 | 17526
17525_drw.pdf | 2 | 1 | GUSSET,AIR CLEANER, GTA28 | 17527
17528_drw.pdf | 1 | 31 | WELDNUT, 1/4"-20 NC, _ | 14520
17528_drw.pdf | 2 | 1 | SHEET,SIDE,CONDUIT BOX, UCI274/HCI4/HCI5 W/CTRL | 17529
17532_drw.pdf | 1 | 1 | LOWER, SHAFT GUARD | 17533
17532_drw.pdf | 2 | 1 | COVER, REAR SHAFT GUARD | 17534
17532_drw.pdf | 3 | 1 | COVER, FRONT SHAFT GUARD | 17535
17532_drw.pdf | 4 | 1 | COVER, SLIDING SHAFT GUARD | 17536
17532_drw.pdf | 5 | 2 | SCR,CAP,HEX,1/4-20 X 1.00 | 1_4-20X100_SCREW
17532_drw.pdf | 6 | 2 | WASHER, 1/4", .62 OD x .27ID x .07THK, ZINC PLATED | 4980
17532_drw.pdf | 7 | 2 | WASHER, 1/2" X 1-1/2" FENDER, McMASTER-CARR | 14679
17532_drw.pdf | 8 | 4 | PIN, HINGE | 17546
17532_drw.pdf | 9 | 2 | CATCH, SLIDING SHAFT GUARD | 17547
17532_drw.pdf | 10 | 2 | HANDLE, ADJUSTABLE | 17556
17532_drw.pdf | 11 | 2 | SPACER, STEEL | 17557
17532_drw.pdf | 12 | 4 | PIN, HAIRPIN COTTER | 17568
17532_drw.pdf | 13 | 4 | RING, SPLIT | 17588
17532_drw.pdf | 14 | 8 | LANYARD, 12" CABLE | 17589
17532_drw.pdf | 15 | 2 | 1/4-20 UNC NUT | NUT_1-4_20
17533_drw.pdf | 1 | 1 | BASE, LOWER SHAFT GUARD | 17537
17533_drw.pdf | 2 | 1 | POST, LOWER SHAFT GUARD | 17538
17533_drw.pdf | 3 | 1 | GUSSET, LOWER SHAFT GUARD | 17539
17533_drw.pdf | 4 | 1 | FRONT, LOWER SHAFT GUARD | 17541
17533_drw.pdf | 5 | 1 | REAR, LOWER SHAFT GUARD | 17542
17533_drw.pdf | 6 | 2 | FLANGE, LOWER SHAFT GUARD | 17543
17533_drw.pdf | 7 | 1 | FLANGE, LOWER SHAFT GUARD | 17544
17533_drw.pdf | 8 | 4 | HINGE, SHAFT GUARD COVER | 17545
17533_drw.pdf | 9 | 1 | CHANNEL, FORMED "C" | 17570
17533_drw.pdf | 10 | 1 | CHANNEL, FORMED "C" | 17571
17533_drw.pdf | 11 | 1 | CAP, LOWER SHAFT GUARD | 17573
17533_drw.pdf | 12 | 1 | GUSSET, LOWER SHAFT GUARD | 17575
17534_drw.pdf | 1 | 1 | FLANGE, LOWER SHAFT GUARD | 17543
17534_drw.pdf | 2 | 1 | FLANGE, LOWER SHAFT GUARD | 17544
17534_drw.pdf | 3 | 2 | HINGE, SHAFT GUARD COVER | 17545
17534_drw.pdf | 4 | 1 | TOP, REAR SHAFT GUARD | 17552
17535_drw.pdf | 1 | 2 | HINGE, SHAFT GUARD COVER | 17545
17535_drw.pdf | 2 | 1 | TOP, FRONT SHAFT GUARD | 17551
17535_drw.pdf | 3 | 2 | NUT,HEX,1/2-13 | NUT_1_2-13
17536_drw.pdf | 1 | 1 | HANDLE, SLIDING SHAFT GUARD | 17548
17536_drw.pdf | 2 | 1 | FLANGE, SLIDING SHAFT GUARD | 17549
17536_drw.pdf | 3 | 1 | TOP, SLIDING SHAFT GUARD | 17550
17559_drw.pdf | 1 | 1 | PLATE, .125 THICK, ASTM A36 | 17559_01
17559_drw.pdf | 2 | 1 | PLATE, .125 THICK, ASTM A36 | 17559_02
17559_drw.pdf |  |  | 0.28 R0.06
17559_drw.pdf |  |  | 1.50
17559_drw.pdf |  |  | 0.38 0.75
17559_drw.pdf |  |  | 2.50
17559_drw.pdf |  |  |  | 0.25
17561_drw.pdf | 1 | 2 | BRACKET, BASE, ELGIN | 17561_01
17561_drw.pdf | 2 | 2 | BRACKET, RING, ELGIN | 17561_02
17561_drw.pdf | 3 | 4 | BRACKET, LOOP, ELGIN | 17561_03
17561_drw.pdf |  |  | 0.63
17561_drw.pdf |  |  | 0.13
17561_drw.pdf |  |  | 0.94 | 2.21
17561_drw.pdf |  |  | 105 $2.25
17563_drw.pdf | 1 2 | 1 1 | MODULE, 2" NPT, 3 ANODES 1-1/4IN IDx36IN LO;NGCUT TO 17.00IN LONG | A042F062
17563_drw.pdf | 3 | 2 | CLAMP,HOS;E .81 - 1.75 WORM | 14990-20
17563_drw.pdf | 4 | 1 | ELBOS,PLAIN FEMALE PI;PE90DEG -20 NPT ,BRONZE | 15756-20
17563_drw.pdf |  |  |  | 15758-32-20
17576_drw.pdf | 1 | 2 | VALVE, MARINE GRADE, 2" NPT | 15759-32
17576_drw.pdf | 2 | 1 | WELDMENT, 2" PIPE, 90 DEGREE, SEA WATER COMPATABLE | 17583
17576_drw.pdf |  | 2 | REGULATOR/STRAINER, 2" NPT, SEA WATER COMPATIBLE | 13684
17576_drw.pdf | 5 | 1 | VALVE, SOLENOID, 2" NPT, 24VDC, 5-150 PSI | 13904
17576_drw.pdf | 6 | 1 | TEE, MARINE GRADE, 2" NPT | 15755-32
17576_drw.pdf | 7 | 1 | ELBOW, MARINE GRADE, 2" NPT | 15756-32
17576_drw.pdf | 8 | 1 | UNION, NAVAL BRONZE, 2" NPT | 15757-32
17576_drw.pdf | 9 | 1 | BUSHING, MARINE GRADE, 3" x 2" | 15758-48-32
17576_drw.pdf | 10 | 1 | VALVE, BALL, 1/4" NPT,, APOLLO 77-100 (MARINE) | 15759-04
17576_drw.pdf | 11 | 1 | NIPPLE, NAVAL BRONZE, 1/4" X CLOSE | 15760
17576_drw.pdf | 12 | 2 | CHECK VALVE, MARINE GRADE, 2" NPT | 15768-32
17576_drw.pdf | 13 | 1 | NIPPLE, NAVAL BRONZE, 2" X 3" | 15806
17576_drw.pdf | 14 | 1 | COUPLING, CLAMP TYPE, 2" NPT | 16484-32
17576_drw.pdf | 15 | 5 | NIPPLE, 2" X 2", COPPER NICKEL | 16490
17576_drw.pdf | 16 | 2 | NIPPLE, MARINE GRADE, 2" X 8" | 17574
17577_drw.pdf | 1 | 2 | VALVE, MARINE GRADE, 2" NPT | 15759-32
17577_drw.pdf | 2
17577_drw.pdf | 3 | 2 | REGULATOR/STRAINER, 2" NPT, SEA WATER COMPATIBLE | 13684
17577_drw.pdf | 4 | 3 | TEE, MARINE GRADE, 2" NPT | 15755-32
17577_drw.pdf | 5 | 1 | ELBOW, MARINE GRADE, 2" NPT | 15756-32
17577_drw.pdf | 6 | 2 | UNION, NAVAL BRONZE, 2" NPT | 15757-32
17577_drw.pdf | 7 | 1 | BUSHING, MARINE GRADE, 1-1/4" x 1/4" | 15758-20-4
17577_drw.pdf | 8 | 1 | BUSHING, MARINE GRADE, 2" x 1-1/4" | 15758-32-20
17577_drw.pdf | 9 | 1 | BUSHING, MARINE GRADE, 3" x 2" | 15758-48-32
17577_drw.pdf | 10 | 1 | VALVE, BALL, 1/4" NPT,, APOLLO 77-100 (MARINE) | 15759-04
17577_drw.pdf | 11 | 1 | NIPPLE, NAVAL BRONZE, 1/4" X CLOSE | 15760
17577_drw.pdf | 12 | 2 | CHECK VALVE, MARINE GRADE, 2" NPT | 15768-32
17577_drw.pdf | 13 | 4 | NIPPLE, 2" X 2", COPPER NICKEL | 16490
17577_drw.pdf | 14 | 3 | NIPPLE, MARINE GRADE, 2" X 8" | 17574
17577_drw.pdf | 15 | 1 | FLANGE, NAVAL BRONZE, NPT X ANSI, 3" 150# | 17578
17577_drw.pdf | 16 | 2 | NIPPLE, MARINE GRADE, 2" X 4" | 17580
17583_drw.pdf | ITEM
17583_drw.pdf | 1 | 1 | PIPE, 2-1/2", COPPER NICKEL | -
17583_drw.pdf | 2 | 1 | PIPE, 2-1/2", COPPER NICKEL | -
17583_drw.pdf | 3 | 1 | ELBOW, COPPER-NICKEL, BUTT WELD | -
17583_drw.pdf |  | NO | PART NUMBERS. ORDER
17583_drw.pdf |  |  | 2
17584_drw.pdf | ITEM
17584_drw.pdf | 1 | 1 | WELDMENT, 2-1/2" PPE, LOOP TO HX, CFP30 | 17585
17584_drw.pdf | 2 | 1 | WELDMENT, 2-1/2" PPE, 180 DEGREE, CFP30 | 17586
17584_drw.pdf | 3 | 1 | ELBOW, MARINE GRADE, 2-1/2" NPT | 15756-40
17584_drw.pdf | 4 | 1 | BUSHING, MARINE GRADE, 3" x 2-1/2" | 15758-48-40
17584_drw.pdf |  |  | NIPPLE, 2-1/2" X 4", COPPER NICKEL | 16481
17584_drw.pdf |  |  | 8", COPPER NICKEL | 16482
17584_drw.pdf |  |  |  | 16484-40
17585_drw.pdf | ITEM
17585_drw.pdf | 1 | 1 | PIPE, 2-1/2", COPPER NICKEL | -
17585_drw.pdf | 2 | 1 | PIPE, 2-1/2", COPPER NICKEL | -
17585_drw.pdf | 3 | 1 | PIPE, 2-1/2", COPPER NICKEL | -
17585_drw.pdf | 4 | 1 | ELBOW, COPPER-NICKEL, BUTT WELD | -
17585_drw.pdf |  |  | ELBOW, COPPER-NICKEL, BUTT WELD | -
17585_drw.pdf |  |  | CNP PART NUMBERS. ORDER AS WELDMENT
17585_drw.pdf |  |  | 3
17586_drw.pdf | ITEM
17586_drw.pdf | 1 | 1 | PIPE, 2-1/2", COPPER NICKEL | -
17586_drw.pdf | 2 | 1 | PIPE, 2-1/2", COPPER NICKEL | -
17586_drw.pdf | 3 | 1 | PIPE, 2-1/2", COPPER NICKEL | -
17586_drw.pdf | 4 | 2 | ELBOW, COPPER-NICKEL, BUTT WELD | -
17586_drw.pdf |  |  | NUMBERS. ORDER AS WELDMENT
17592_drw.pdf | 1 | 1 | GUSSET, LOWER SHAFT GUARD | 17540
17592_drw.pdf | 2 | 1 | POST, CABINET PEDESTAL | 17594
17592_drw.pdf | 3 | 1 | CAP, CABINET PEDESTAL | 17595
17592_drw.pdf | 4 | 1 | BRACKET, CABINET PEDESTAL TOP | 17596
17592_drw.pdf | 5 | 1 | BRACKET, CABINET PEDESTAL BOTTOM | 17597
17592_drw.pdf |  |  | 3
17593_drw.pdf | 1 | 1 | PEDESTAL, CONTROL CABINET | 17592
17593_drw.pdf | 2 | 1 | ASSEMBLY, CONTROL PANEL ENCLOSURE | 17598
17593_drw.pdf | 3 | 1 | ASSEMBLY, CIRCUIT BREAKER ENCLOSURE | 17599
17598_drw.pdf | 1 | 1 | ENCLOSURE, CONTROL PANEL | 17591
17598_drw.pdf | 2 | 1 | KIT, WOODWARD CONTROLLER | 17600
17598_drw.pdf | 3 | 1 | BUTTON, TOGGLE, MAINTAINED | 12002
17598_drw.pdf | 4 | 1 | LIGHT, RED INDICATOR | 12003
17598_drw.pdf | 5 | 2 | END CLAMP | 12018
17598_drw.pdf | 6 | 1 | SWITCH, E-STOP | 12078
17598_drw.pdf | 7 | 1 | SWITCH, NO MOMENTARY PUSH BUTTON | 12080
17598_drw.pdf | 8 | 1 | LABEL, PUSH BUTTON, EMERGENCY STOP | 12081
17598_drw.pdf | 9 | 1 | SWITCH, NO MOMENTARY PUSH BUTTON, GREEN | 12763
17598_drw.pdf | 10 | 32 | TERMINAL,Z-SERIES, ZDU 2.5/4AN,DARK BEIGE | 1608570000
17598_drw.pdf | 11 | 1 | DIN RAIL, 7" LONG | TERM_DIN-RAIL
17599_drw.pdf | 1 | 1 | ENCLOSURE, CIRCUIT BREAKER | 17590
17599_drw.pdf | 2 | 1 | 200 AMP SQUARE D CIRCUIT BREAKER, ONAN PART | 0320-2347-03
17599_drw.pdf | 3 | 2 | STANDOFF-INSULATOR | 0332-2512
17599_drw.pdf | 4 | 2 | LUG, MECHANICAL | 17611
17599_drw.pdf | 5 | 1 | OPERATOR, MOTOR | S31543
17599_drw.pdf |  |  | 2 1
17599_drw.pdf |  | 4
175kw-gasset_drw.pdf | 11 | 11 | FFRRAAMMEE AASSSSEEMMBBLLYY,, QQSSXX1155--GG33 WW// CCUUSSTTOOMM RRAADD | 66772299
175kw-gasset_drw.pdf | 22 | 11 | RRAADDIIAATTOORR,, GGTTAA8833 22PP--22LL,, JJBB RRAADD SSPPEECC RRSS--55668877 | 1100772299
175kw-gasset_drw.pdf | 33 | 11 | BBRRAACCKKEETT,, RRAADDIIAATTOORR MMOOUUNNTTIINNGG,, 117755KKWW GGTTAA8833 | 1100888800
175kw-gasset_drw.pdf | 44 | 11 | BBRRAACCEE,, RRAADDIIAATTOORR,, LLHH,, GGTTAA88..33 22PP22LL | 1100888811
175kw-gasset_drw.pdf | 55 | 11 | BBRRAACCEE,, RRAADDIIAATTOORR,, RRHH,, GGTTAA88..33 22PP22LL | 1100991188
175kw-gasset_drw.pdf | 66 | 11 | EENNGGIINNEE,, GGTTAA 88..33,, 22 PPUUMMPP,, 22 LLOOOOPP | GGTTAA8833--117755KKWW
175kw-gasset_drw.pdf | 77 | 11 | UUCCDDII227744JJ,, SSAAEE 11 | 9999--11008855
175kw-gasset_drw.pdf | 88 | 11 | HHOOSSEE,, RRUUBBBBEERR,, 11..7755 xx 22..0000 9900 DDEEGGRREEEE | 2211225566
175kw-gasset_drw.pdf | 99 | 11 | FFAANN,, 2288"" DDIIAAMMEETTEERR,, AACCSS 444433110000--2288 OORR EEQQUUIIVV | 444433110000--2288
175kw-gasset_drw.pdf | 1100 | 11 | GGUUAARRDD,, FFIINNGGEERR,, JJBB RRAADD SSPPEECC PP//NN JJBBFF110000002255 | JJBBFF110000002255
17600_drw.pdf | 1 | 1 | CONTROLLER, WOODWARD | 17601
17600_drw.pdf | 2 | 1 | KIT, WOODWARD CONNECTOR | 17602
17600_drw.pdf | 3 | 1 | CABLE, WOODWARD COMMUNICATION | 17603
17615_drw.pdf | 1 | 1 | CHANNEL,MUFFLER SPT, - | 17616
17615_drw.pdf | 2 | 3 | GUSSET,MUFFLER SUPPORT, - | 17617
17619_drw.pdf | 1 | 1 | ENCLOSED, POWER UN;ITB3.3-TAA TIER 3 | 60000283
17619_drw.pdf | 2 | 4 | DOOR (2 PER DOO;R)- | 4PE20
17619_drw.pdf | 4 | 6 | ISOLATOR (TECH# 5114;5)- | AG-3904930
17620_drw.pdf | 1 2 | 2 2 | COUPLING,PLAIN HOSE CONNECT;ORTAB 4993338 | 4990915
17620_drw.pdf | 3 | 1 | AID,AIR HEATER STARTING | AH9184
17620_drw.pdf | 4 | 1 | HOUSING,FRONT GEAR | BB9262
17622_drw.pdf | ITEM | QTY
17622_drw.pdf | 1 | 1 | RADIATOR,CAC,ISL-30, QSB4.5 TIER 3,MTL | 12746
17622_drw.pdf | 3 | 1 | TUBE,3.00 OD,TURBO TO CAC, QSB4.5 | 12977
17622_drw.pdf | 4 | 1 | SUPPORT,FRONT,RT,QSB4.5, - | 12984
17622_drw.pdf | 5 | 2 | SUPPORT,REAR,ENGINE, QSB4.5 | 12988
17622_drw.pdf | 6 | 1 | SUPPORT,FRONT,LT,ENGINE, QSB4.5 | 12991
17622_drw.pdf | 9 | 1 | BRKT,TUBE,SUPPORT,LOWER CAC, QSB4.5 | 13100
17622_drw.pdf | 10 | 1 | WELDMENT, BRACKET, PRE-FILTER | 13933
17622_drw.pdf | 11 | 1 | PUMP-DRIVE,2 PAD,1:1 RATIO, DURST PN:-2PD06-D33-CCH-BBBH-LS | 17656
17622_drw.pdf | 14 | 1 | FRAME,WELDMENT,ISL30, QSB4.5 | A042A151
17622_drw.pdf | 15 | 1 | HOSE,3/8" I.D.,24.00" LENGTH, - | R-801-6
17622_drw.pdf | 16
17622_drw.pdf | 17 | 1 | BRACKET, MAG SWITCH, - | 7710
17622_drw.pdf | 19
17622_drw.pdf | 20
17622_drw.pdf | 21
17622_drw.pdf | 22 | 2 | BRACE,RADIATOR,24.50 LONG, QSB4.5 | 13010
17622_drw.pdf | 25 | 2 | CLAMP, WORM, .38 - 1.00 | 14992-08
17633_drw.pdf | 1 | 1 | INSERT,CIRCUIT BRKR, ENCLOSURE SINGLE | 17628
17633_drw.pdf | 2 | 1 | FLANGE, INSERT | 17632
17634_drw.pdf | 1 | 3 | NUT, WELD OFFSET HOLE, M6 X 1 | 0870-2025
17634_drw.pdf | 2 | 1 | COVER, CIRCUIT BREAKER | 17626
17634_drw.pdf | 3 | 1 | FLANGE, SHORT | 17630
17634_drw.pdf | 4 | 1 | FLANGE, LONG | 17631
17637_drw.pdf | ITEM | QTY
17637_drw.pdf | 1 | 1 | RADIATOR,CAC,ISL-30, QSB4.5 TIER 3,MTL | 12746
17637_drw.pdf | 3 | 1 | TUBE,3.00 OD,TURBO TO CAC, QSB4.5 | 12977
17637_drw.pdf | 4 | 1 | SUPPORT,FRONT,RT,QSB4.5, - | 12984
17637_drw.pdf | 5 | 2 | SUPPORT,REAR,ENGINE, QSB4.5 | 12988
17637_drw.pdf | 6 | 1 | SUPPORT,FRONT,LT,ENGINE, QSB4.5 | 12991
17637_drw.pdf | 9 | 1 | BRKT,TUBE,SUPPORT,LOWER CAC, QSB4.5 | 13100
17637_drw.pdf | 10 | 1 | WELDMENT, BRACKET, PRE-FILTER | 13933
17637_drw.pdf | 11 | 1 | FAN,SUCKER,24" OD,9 BLADE,1"PILOT, ACS P/N-440100-24 | 440100-24
17637_drw.pdf | 14 | 1 | HOSE,3/8" I.D.,24.00" LENGTH, - | R-801-6
17637_drw.pdf | 15
17637_drw.pdf | 16 | 1 | BRACKET, MAG SWITCH, - | 7710
17637_drw.pdf | 17
17637_drw.pdf | 19
17637_drw.pdf | 20
17637_drw.pdf | 21 | 2 | BRACE,RADIATOR,24.50 LONG, QSB4.5 | 13010
17637_drw.pdf | 22 | 4 | ISOLATOR, UNVRSL, 860 LB, BLUE, TECH PROD. PN: 60165-4 | 14021
17637_drw.pdf | 25 | 2 | CLAMP, WORM, .38 - 1.00 | 14992-08
17638_drw.pdf | 1 | 1 | HOSE, COOLING, UPPER, FIREPUMP, B3.3 | 8807
17638_drw.pdf | 2 | 1 | GROUND STRAP, 1/4" BRAID, 12" LONG, 1/4" & 1/2" | TERMINALS15813
17638_drw.pdf | 3 | 1 | HOSE, ELBOW, MOLDED , COOLANT 1.75 I.D. | 17664
17638_drw.pdf | 4 | 1 | HOSE, ELBOW, MOLDED , COOLANT 1.75 I.D. | 17665
17638_drw.pdf | 5 | 1 | CLAMP, MOUNTING, HEAT EXCHANGER, 3", VENDOR #300379 | 8660
17638_drw.pdf | 6 | 1 | BRACKET, MOUNTING, HEAT EXCHANGER, FIREPUMP, B3.3 | 8768
17638_drw.pdf | 7 | 1 | TUBE, 1.75" O.D. W/ 3/4" PORT, FIREPUMP | 9538
17638_drw.pdf | 8 | 2 | CLAMP, WORM, 1.06-2 | 14990-24
17638_drw.pdf | 9 | 4 | CLAMP, WORM, 1.31 - 2.25 | 14990-28
17638_drw.pdf | 10 | 1 | HEAT EXCHANGER, JW, COPPER NICKEL, 3" DIA, CFP33 | 15718
17639_drw.pdf | 1 2 | 1 1 | WATER OUTLE;TFIRE PUMP CAC INTAKE CONNECTI;ONCFP5E / 7E | 13348
17639_drw.pdf | 3 | 1 | GROUND STRAP, 1/4" BRA;ID12" LONG, 1/4" & 1/2" TERMINALS | 15813
17639_drw.pdf | 4 | 1 | GROUND STRAP, 1/4" BRA;ID18" LONG, 1/4" & 1/2" TERMINALS | 15814
17640_drw.pdf | 1 | 2 | CLAMP, HEAT EXCHANGER, 4", CHAMP #300377, FIREPUMP | 8659
17640_drw.pdf | 2 | 1 | GROUND STRAP, 1/4" BRAID, 18" LONG, 1/4" & 1/2" | TERMINALS15814
17640_drw.pdf | 3 | 1 | HOSE, COOLING, 1.75" I.D., FIRE PUMP, 6B/4B | 20957
17640_drw.pdf | 4 | 1 | TUBE, COOLING, 2" OD, FIREPUMP | 8567
17640_drw.pdf | 5 | 1 | COUPLING, HOSE, 2.0" I.D., 4.0 LONG | A042F054
17640_drw.pdf | 6 | 1 | BRACKET, MOUNTING, HEAT EXCHANGER, FIREPUMP, 6B/4B | 8655
17640_drw.pdf | 7 | 1 | SPACER, STAND-OFF, 5/8" BOLT x 6.33" LENGTH | 8656
17640_drw.pdf | 8 | 1 | BRACKET, MOUNTING, TUBE SUPPORT, FIREPUMP | 8657
17640_drw.pdf | 9 | 1 | TUBE, OVERFLOW, 5/16" ID x 60" LG | 27003
17640_drw.pdf | 10 | 1 | COUPLING, HOSE, 2.25" I.D., 4.00 LONG | A042F055
17640_drw.pdf | 11 | 1 | SLEEVE, 2.25" X 2" | 903
17640_drw.pdf | 12 | 2 | CLAMP, WORM, .81 - 1.50 | 14990-16
17640_drw.pdf | 13 | 2 | CLAMP, WORM, 1.31 - 2.25 | 14990-28
17640_drw.pdf | 14 | 2 | CLAMP, WORM, 1.56 - 2.50 | 14990-32
17640_drw.pdf | 15 | 2 | CLAMP, WORM, 1.81 - 2.75 | 14990-36
17640_drw.pdf | 16 | 1 | HEAT EXCHANGER, JW, COPPER NICKEL, 4" DIA, CFP39/59 | 15719
17641_drw.pdf | 1 | 2 | CLAMP, SUPPORT, HEAT EXCHANGER, CHAMP #300385 | 8819
17641_drw.pdf | 2 | 1 | TUBE, WATER INLET, CFP8.3 | 8920
17641_drw.pdf | 3 | 1 | HOSE, WATER OUTLET, FIREPUMP, C8.3 | 8921
17641_drw.pdf | 4 | 1 | ASSEMBLY, VENT LINE, 3/8 x 28", CFP9E | 9658
17641_drw.pdf | 5 | 1 | GROUND STRAP, 1/4" BRAID, 12" LONG, 1/4" & 1/2" | TERMINALS15813
17641_drw.pdf | 6 | 1 | ELBOW,3/4 FNPT X 3/4 MNPT, - | LTL-SE3445
17641_drw.pdf | 7 | 1 | TUBE, OVERFLOW, 5/16" ID x 60" LG | 27003
17641_drw.pdf | 8 | 1 | BRACKET, SUPPORT, HEAT EXCHANGER, FIREPUMP, C8.3 | 8922
17641_drw.pdf | 9 | 1 | HOSE, REDUCER, 2.50 x 2.25, GATES, 20369 | 12140
17641_drw.pdf | 10 | 1 | TUBE, 2" OD x 4" L, P206331 | 12141
17641_drw.pdf | 11
17641_drw.pdf | 12 | 2 | CLAMP, WORM, .81 - 1.50 | 14990-16
17641_drw.pdf | 13 | 1 | CLAMP, WORM, 1.81 - 2.75 | 14990-36
17641_drw.pdf | 14 | 4 | CLAMP, WORM, 2.06 - 3.00 | 14990-40
17641_drw.pdf | 15 | 1 | CLAMP, WORM, 2.31 - 3.25 | 14990-44
17641_drw.pdf | 16
17643_drw.pdf | 1 | 1 | BRACKET, SUPT, HEAT EXCHANGER, CPF11 | 8789
17643_drw.pdf | 2 | 1 | TUBE, WATER OUTLET, QSM11, FIREPUMP | 8793
17643_drw.pdf | 3 | 2 | CLAMP, SUPPORT, HEAT EXCHANGER, CHAMP #300385 | 8819
17643_drw.pdf | 4 | 1 | ASSEMBLY, VENT LINE, 3/16" x 32", FIREPUMP | 9543
17643_drw.pdf | 5 | 1 | GROUND STRAP, 1/4" BRAID, 18" LONG, 1/4" & 1/2" | TERMINALS15814
17643_drw.pdf | 6
17643_drw.pdf | 7 | 1 | BRACKET, MOUNTING, TUBE SUPPORT, FIREPUMP | 8657
17643_drw.pdf | 8 | 1 | HOSE, WATER OUTLET, FIREPUMP, CFP11E | 8794
17643_drw.pdf | 9
17643_drw.pdf | 10 | 2 | CLAMP, WORM, .81 - 1.50 | 14990-16
17643_drw.pdf | 11 | 2 | CLAMP, WORM, 1.81 - 2.75 | 14990-36
17643_drw.pdf | 12 | 5 | CLAMP, WORM, 2.31 - 3.25 | 14990-44
17643_drw.pdf | 13
17643_drw.pdf | 14 | 1 | CLAMP,CSHN, 1.19 ID | 16164-19
17643_drw.pdf | 15 | 1 | TUBE, OVERFLOW, 5/16" ID x 36" LG | 27003
17643_drw.pdf | 16 | 1 | DRAIN VALVE, 1/4" NPT | 80511
17644_drw.pdf | 1 | 1 | BRACKET, AIR CLEANER MNT, CFP15E | 17644_01
17644_drw.pdf | 2 | 1 | PLATE, GUSSET, AIR CLEANER MNT, CFP15E | 17644_02
17644_drw.pdf | 3 | 1 | BRACKET, VERTICAL SUPT, AIR CLEANER, CFP15E | 17644_03
17647_drw.pdf | 1 | 1 | BRACKET, AIR FILTER MNT, CFP11E | 17647_01
17647_drw.pdf | 2 | 1 | PLATE, GUSSET, AIR FILTER, CFP11E | 17647_02
17648_drw.pdf | 1 | 1 | BRACKET, HEAVY DUTY AIR CLEANER, HD AIR CLEANER, CFP9E | 17648_01
17648_drw.pdf | 2 | 1 | GUSSET, VERTICAL SUPT, HD AIR CLEANER, CFP9E | 17648_02
17648_drw.pdf | 3 | 2 | GUSSET, HORIZONTAL SUPT , HD AIR CLEANER, CFP9E | 17648_03
17648_drw.pdf |  |  | 8.00 1.25
17648_drw.pdf |  |  | 0.75
17648_drw.pdf |  |  | 0.44 TYP.
17648_drw.pdf |  |  | R0.25 TYP.
17648_drw.pdf |  |  | (4) PLCS
17649_drw.pdf | 1 2 | 1 1 | COOLANT, LOW;ERCFP15E COOLANT, UPP;ERCFP15E FIREPUMP | 10892
17649_drw.pdf | 3 | 1 | TUBE, CAC, TURBO SI;DECFP15E FIREPUMP | 10893
17649_drw.pdf | 4 | 1 | TUBE, CAC, IM SID;ECFP15E FIREPUMP | 10894
17651_drw.pdf | 1 | 2 | FLANGE, ANSI, 6.00" NOM, - | 41-600
17651_drw.pdf | 2 | 4 | ELBOW, FORMED, 45 DEG, 6.00 O.D.,TAN CUT, GTE
17651_drw.pdf | 3 | 1 | TUBE, STEEL, 6.00 O.D. x LENGTH ( _XXXXX), GTE | INDUSTR6I4E-S600_00200
17651_drw.pdf | 4 | 1 | TUBE, STEEL, 6.00 O.D. x LENGTH ( _XXXXX), GTE | INDUSTR6I4E-S600_01925
17651_drw.pdf | 5 | 1 | BOSS, 1" OD TAPPED 18mm x 1.5, BOSCH #4962 | 13529
17651_drw.pdf | 6 | 1 | BOSS, M12 X 1.25-6g, TEMP SENSOR | 4998277_CCR
17651_drw.pdf | TIGHT |  | 1 3 | 6
17651_drw.pdf |  |  |  | 2
17653_drw.pdf | 1 | 8 | SEE DRAWING FOR HARDWARE SPEC, - | HARDWARE_ASSY_01
17653_drw.pdf | 2 | 4 | SEE DRAWING FOR HARDWARE SPEC, - | HARDWARE_ASSY_02
17653_drw.pdf | 3 | 2 | LUMBER, 4 x 6 SOFTWOOD, HEAT TREATED & MARKED | 17653_01
17653_drw.pdf | 4 | 2 | LUMBER, 4 x 6 SOFTWOOD, HEAT TREATED & MARKED | 17653_02
17653_drw.pdf | 5 | 5 | LUMBER, 2 x 6 SOFTWOOD, HEAT TREATED & MARKED | 17653_03
17653_drw.pdf | 6 | 2 | LUMBER, 2 x 6 SOFTWOOD, HEAT TREATED & MARKED | 17653_04
17654_drw.pdf | 1 | 3 | WELDNUT, 1/4"-20 NC, _ | 14520
17654_drw.pdf | 2 | 1 | PANEL, BELT GUARD, TOP LH, SULLAIR, G855 | 17517
17662_drw.pdf | ITEM
17662_drw.pdf | 1 | 2 | COUPLING, RUBBER, MODIFIED CUMMIN NO. 4330737, | 8573
17662_drw.pdf | 2
17662_drw.pdf | 3 | 1 | ELBOW, CAC, 4" DIA, 4-1/2" R., CFP11E | 8949
17662_drw.pdf | 4 | 2 | U-BOLT CLAMP, 6.0" | 89560K
17662_drw.pdf |  |  | COUPLING, RUBBER, 4" CUMMINS 3071049, do not use, | 4I3C320076397
17663_drw.pdf | 1 | 2 | CLAMP, HEAT EXCHANGER, 6" DIA, CMAP
17663_drw.pdf | 2 | 1 | TUBE, CAC INTAKE, QSC/QSLT3 FIREPUMP | 10517
17663_drw.pdf | 3
17663_drw.pdf | to the document as authorized | in accepts the in | confidence. by CUMMINS FIRE POWER LLC CORPORATE OFFICE | DESIGN UPFIT CENTER
17663_drw.pdf | ittrawdiellse(c1r)etnoitnfuosrematthieondotchuemreenitn,or(2a)nynoctopcyoptyhetrheeofdoocrumtehnet, or the | ittrawdiellse(c1r)etnoitnfuosrematthieondotchuemreenitn,or(2a)nynoctopcyoptyhetrheeofdoocrumtehnet, | or trade WHITE BEAR LAKE, MN WWW.CUMMINSFIREPOWER.COM | DEPERE, WISCONSIN
17663_drw.pdf |  | cPoopwieersLtLhCereof, | andASSEMBLY, CHARGE AIR, CFP09E
17663_drw.pdf | DIMENSION |  | AFREIREPUMP, SEA WATER
17663_drw.pdf | IMUPNEIRTISAL |  | DWG UNITS: DRAWN BY: MAC | 30SEPT2010
17664_drw.pdf | ITEM
17664_drw.pdf | 1 | 1 | ELBOW, MOLDED HOSE,1.75" I.D, GATES 20957,CUT TO | 4.25X3.250957
17664_drw.pdf |  |  | 12.50 REF
17664_drw.pdf |  |  | 5.50 CUT OFF
17664_drw.pdf |  |  | LENGTH
17665_drw.pdf | ITEM
17665_drw.pdf | 1 | 1 | ELBOW, MOLDED HOSE,1.75" I.D, GATES 20957,CUT TO | 4.25X3.250957
17665_drw.pdf |  |  | 12.50 REF
17665_drw.pdf |  |  | 8.50 CUT OFF
17665_drw.pdf |  |  | LENGTH
17666_drw.pdf | 1 | 1 | SHROUD, INTAKE, HD AIR CLEANER, CFP15E | 12881
17666_drw.pdf | 2 | 1 | ASSEMBLY, AIR FILTER SUPT, CFP15 | 17644
17666_drw.pdf | 3 | 1 | TUBE, HEAVY DUTY AIR CLEANER, CFP15E, LHP | 17646
17666_drw.pdf | 4 | 1 | AIR HOUSING ASSEMBLY, FLEETGUARD AH19076 | AH19076
17666_drw.pdf | 5 | 4 | CLAMP, T-BOLT, 6.28-6.59 | 13164-0650
17666_drw.pdf | 6 | 1 | CLAMP, T-BOLT, 6.50-6.81 | 13164-0675
17666_drw.pdf | 7 | 1 | CLAMP, T-BOLT, 8.50-8.81 | 13164-0875
17666_drw.pdf | 8 | 1 | BRACKET, UPPER SUPT, AIR FILTER, CFP15 | 16595
17666_drw.pdf | 9 | 1 | HUMP HOSE, 8" TO 6" | 3316626-S
17666_drw.pdf | 10 | 2 | BRACKET,AIR CLEANER, 18.10 INCH ID | 3918237-S
17666_drw.pdf | 11 | 1 | INTAKE BONNET, 10", FLEETGUARD 3940356S OR EQUIV | 3940356-S
17666_drw.pdf | 12
17666_drw.pdf | 13 | 2 | HUMP-HOSE 6" NOMINAL, OBSOLETE. USE 3316612-S | 89839K
17666_drw.pdf | 14 | 1 | RESTRICTION INDICATOR, 1/8" NPT | D-RAX00-2352
17667_drw.pdf | 1 | 1 | SHROUD, INTAKE, HD AIR CLEANER, CFP15E | 12881
17667_drw.pdf | 2 | 1 | ASSEMBLY, AIR FILTER SUPT, CFP15 | 17644
17667_drw.pdf | 3 | 1 | TUBE, HEAVY DUTY AIR CLEANER, CFP15E, HHP | 17668
17667_drw.pdf | 4 | 1 | AIR HOUSING ASSEMBLY, FLEETGUARD AH19076 | AH19076
17667_drw.pdf | 5 | 4 | CLAMP, T-BOLT, 6.28-6.59 | 13164-0650
17667_drw.pdf | 6 | 1 | CLAMP, T-BOLT, 6.50-6.81 | 13164-0675
17667_drw.pdf | 7 | 1 | CLAMP, T-BOLT, 8.50-8.81 | 13164-0875
17667_drw.pdf | 8 | 1 | BRACKET, UPPER SUPT, AIR FILTER, HHP, CFP15 | 18092
17667_drw.pdf | 9 | 1 | HUMP HOSE, 8" TO 6" | 3316626-S
17667_drw.pdf | 10 | 2 | BRACKET,AIR CLEANER, 18.10 INCH ID | 3918237-S
17667_drw.pdf | 11 | 1 | INTAKE BONNET, 10", FLEETGUARD 3940356S OR EQUIV | 3940356-S
17667_drw.pdf | 12
17667_drw.pdf | 13 | 2 | HUMP-HOSE 6" NOMINAL, OBSOLETE. USE 3316612-S | 89839K
17667_drw.pdf | 14 | 1 | RESTRICTION INDICATOR, 1/8" NPT | D-RAX00-2352
17669_drw.pdf | 1 | 2 | AIR HOUSING ASSEMBLY, FLEETGUARD AH19076 | AH19076
17669_drw.pdf | 2 | 1 | BRACKET, STIFFENER, OPERATOR STATION, CFP23E FIREPUMP | 13121
17669_drw.pdf | 3 | 1 | CLAMP, T-BOLT, 5.78-6.09 | 13164-0600
17669_drw.pdf | 6 | 1 | TUBE, AIR CLEANER, CFP23E | 17693
17669_drw.pdf | 7 | 1 | BRACKET, AIR CLEANER, CFP23E | 17694
17669_drw.pdf | 8 | 2 | BRACE, HD AIR CLEANER, CFP23E | 18607
17669_drw.pdf | 9 | 5 | WASHER,FLAT, M10 | 20020-M10
17669_drw.pdf | 12 | 13 | SCREW,HH, M10-1.50x25 | 20310-025
17669_drw.pdf | 13 | 1 | SCREW,HH, M12-1.75x25 | 20312-025
17669_drw.pdf | 14 | 4 | BRACKET,AIR CLEANER, 18.10 INCH ID | 3918237-S
17669_drw.pdf | 15 | 1 | HUMP HOSE, 8" TO 6" | 3316626S
17669_drw.pdf | 16 | 2 | INTAKE BONNET, 10", FLEETGUARD 3940356S OR EQUIV | 3940356S_CCR
17669_drw.pdf | 19 | 1 | PLUG, 1/4 NPT, STEEL | LTL-SCSP14
17670_drw.pdf | 1 | 16 | NUT,INSERT,1/4-20, ALUMINUM | 17470
17670_drw.pdf | 2 | 1 | BRACKET,BATTERY, TIE DOWN PLATE OSV | 17492
17670_drw.pdf | 3 | 4 | PAD,ENG SUPPORT, BASE FRAME | 17671
17670_drw.pdf | 4 | 2 | SUPPORT,CROSSMEMEBER, ENGINE,3.3L OKSV | 17672
17670_drw.pdf | 5 | 2 | SUPPORT,CROSSMEMBER, GENERATOR,3.3L OKSV | 17673
17670_drw.pdf | 6 | 1 | RAIL,RH/FRONT,BASE, 2 X 6 X 98, OKSV | 17674
17670_drw.pdf | 7 | 1 | RAIL,LH/REAR,BASE, 2 X 6 X 98, OKSV | 17675
17670_drw.pdf | 8 | 2 | RAIL,END,BASE FRAME, 2 X 6 X 34, OKSV | 17676
17670_drw.pdf | 9 | 8 | GUSSET,BASE FRAME, SUPPORT,OKSV | 17677
17670_drw.pdf | 10 | 2 | PLATE,SUPPORT, BASE FRAME OKSV | 17678
17670_drw.pdf | 11 | 2 | PLATE,SUPPORT, BASE FRAME OKSV | 17679
17670_drw.pdf | 12 | 2 | SUPPORT,CROSSMEMBER, RADIATOR,3.3L OKSV | 17681
17670_drw.pdf | 13 | 2 | PLATE,SUPPORT, 4.50 X 5.00 X .38 | 17682
17670_drw.pdf | 14 | 2 | PLATE,SUPPORT,RAD, BASE FRAME OKSV | 17683
17670_drw.pdf | 15 | 1 | FLOOR,BASE FRAME, 3.3L OKSV
17680_drw.pdf | 1 | 1 | HOLD DOWN,BATTERY, GROUP 31 | 17680-01
17680_drw.pdf | 2 | 2 | BRACKET,CLIP | 17680-03
17696_drw.pdf |  |  | R0.06
17696_drw.pdf |  |  | TYP
17697_drw.pdf | 1 | 1 | SHAFT, PIVOT, PIN | 17695
17697_drw.pdf | 2 | 1 | TAB, PIVOT, PIN | 17696
17698_drw.pdf | 1 | 6 | GUSSET,MUFFLER SUPPORT, - | 17617
17698_drw.pdf | 2 | 1 | CHANNEL, W, MUFFER SPRT | 17701
17699_drw.pdf | 1 | 5 | GUSSET,MUFFLER SUPPORT, - | 17617
17699_drw.pdf | 2 | 1 | CHANNEL, E, MUFFER SPRT | 17702
17701_drw.pdf |  |  |  | 0.31
17701_drw.pdf |  |  |  | TYP
17701_drw.pdf |  |  | 1.19 1.13
17701_drw.pdf |  |  | TYP
17702_drw.pdf |  |  | TYP
17702_drw.pdf |  |  | 1.13
17702_drw.pdf |  |  | TYP | 0.500
17705_drw.pdf | 1 | 1 | MOUNT, GTA19 REAR ENGINE, LH | 13918
17705_drw.pdf | 2 | 1 | MOUNT, GTA19 REAR ENGINE, RH | 13923
17705_drw.pdf | 3 | 1 | FRONT ENGINE SUPPORT, KTA19SLB | 16433
17705_drw.pdf | 4 | 1 | FRAME, GENSET KTA19SLB | A042A034
17705_drw.pdf | 8
17705_drw.pdf | 9 | 2 | ISOLATOR,UNIVERSAL, 60045, WHITE | 14449
17705_drw.pdf | 10 | 2 | ISOLATOR, 51512-4 | 14450
17705_drw.pdf | 11 | 1 | CLAMP, WORM, .81 - 1.75 | 14990-20
17705_drw.pdf | 12 | 2 | WSHR, SNUBBING, 2-1/2" OD | 15127
17705_drw.pdf | 13 | 1 | CLAMP,CSHN, 1.50 ID | 16164-24
17705_drw.pdf | 14 | 2 | SPACER,ENGINE MOUNT, KTA19SLB | 17227
17705_drw.pdf | 15 | 2 | PLATE,COVER, - | 17709
17705_drw.pdf |  |  |  | 18256
17705_drw.pdf | 19 | 1 | TAG, EMISSIONS, GTA855E & KTA19SLB
17705_drw.pdf | 20 | 1 | SWITCH,MAGNETIC, 24VDC | 3050692
17705_drw.pdf | 21 | 4 | PLATE, COVER, - | A042C209
17705_drw.pdf | 22 | 2 | DECAL,WEBSITE, GENSETS | A058N801
17705_drw.pdf | 23 | 2 | ISOLATOR (TECH# 51145), - | AG-3904930
17705_drw.pdf |  |  | 7
17705_drw.pdf |  |  | 7
17705_drw.pdf |  | SECTION | 16 20
17705_drw.pdf |  |  | 23
17718_drw.pdf | 1 | 2 | CHANNEL, C8 x 11.5# | 17718_01
17718_drw.pdf | 2 | 2 | CHANNEL, C8 x 11.5# | 17718_02
17718_drw.pdf | 3 | 2 | I-BEAM, W6 X 12# | 17718_03
17718_drw.pdf | 4 | 2 | ANGLE, HRS, 3" X 3" X 0.38" | 17718_04
17718_drw.pdf | 5 | 2 | FLAT BAR, HRS, 0.38" X 3" | 17718_05
17718_drw.pdf | 6 | 1 | SHEET, 11 GA. HRPO | 17718_06
17718_drw.pdf | 7 | 4 | PLATE, HRPO, 1" THICK | 17718_07
17718_drw.pdf | 8 | 2 | COUPLING, BLK, 1" NPT | C34
17718_drw.pdf |  | CNP | PART NUMBERS - ORDER AS WELDMENT
17722_drw.pdf | ITEM | QTY
17722_drw.pdf | 1 | 8 | NUT, WELD, M10x1.5
17722_drw.pdf | 3 | 1 | BACKPLATE, SIZE 1, COVER | 17724
17733_drw.pdf | 1 | 1 | WELDMENT, SPLIT PLATE, SHAFT GUARD, TELESCOPING, SPECIAL ENCLOSURE | 17734
17733_drw.pdf | 2 | 2 | 12.125" x 11.50", BRASS ALLOY 260 | 17730
17733_drw.pdf |  |  | 1
17733_drw.pdf |  |  | 2
17733_drw.pdf |  |  | 2
17743_drw.pdf | ITEM
17743_drw.pdf | 1 | 2 | HOSE END, 16826-10-10, FEMALE | 16826-10-10_CCR
17743_drw.pdf | 2 | 1 | HOSE, 221FR-10 X 24" LG, - | 17743-001
17743_drw.pdf |  |  | 2) PARKER 26 SERIES CRIMPED FITTINGS OR | EQUAL
17743_drw.pdf |  |  | 3) PUSH PLUG ON JIC ENDS
17748_drw.pdf | 1 | 1 | PLATE,COMPONENT, 3.3L OKSV | 17749
17748_drw.pdf | 2 | 1 | GUSSET, 3.3L OKSV | 17750
17748_drw.pdf |  |  | G
17761_drw.pdf | 1 | 2 | RACK, DUAL 8D BATTERY | 14150
17761_drw.pdf | 2 | 2 | BRACKET, BATTERY HOLD DOWN | 14168
17761_drw.pdf | 3 | 2 | ROD, THREADED, McMASTER-CARR or EQUIV | 99065A401
17761_drw.pdf | 4 | 6 | NUT, 3/8-16 UNC | NUT_3_8-16
17761_drw.pdf | 5 | 6 | WASHER, 3/8 | WASHER_3-8
17761_drw.pdf | 6 | 6 | WASHER, LOCK, 3/8 | WASHER_LOCK_3-8
17761_drw.pdf |  |  | SEE
17762_drw.pdf | 1 | 2 | RACK,DUAL 8D BATTERY | 14251
17762_drw.pdf | 2 | 2 | BRACKET, BATTERY HOLD DOWN | 14168
17762_drw.pdf | 3 | 2 | ROD, THREADED, McMASTER-CARR or EQUIV | 99065A401
17762_drw.pdf | 4 | 6 | NUT, 3/8-16 UNC | NUT_3_8-16
17762_drw.pdf | 5 | 6 | WASHER, 3/8 | WASHER_3-8
17762_drw.pdf | 6 | 6 | WASHER, LOCK, 3/8 | WASHER_LOCK_3-8
17762_drw.pdf |  |  | REFERENCE 8D
17766_drw.pdf | 1 | 2 | ANGLE, 1.5 X 1.5 X 3/16 , A-36 OR EQUIV. | 17766_01
17766_drw.pdf | 2 | 3 | ANGLE, 1.5 X 1.5 X 3/16 , A-36 OR EQUIV | 17766_02
17766_drw.pdf | 3 | 1 | PLATE, 3/16" x SEE DRAWING, A-36 OR EQUIV. | 17766_03
17766_drw.pdf |  |  | .41
17766_drw.pdf |  |  | 6.00
17766_drw.pdf |  |  | 3.00
17766_drw.pdf |  |  | .19
17766_drw.pdf |  | 1.50
17771_drw.pdf | ITEM
17771_drw.pdf | 1 | 3 | GROMMETT, 0.25 GRIP, 2.125 DIA HOLE | 15653
17771_drw.pdf | 2 | 3 | ELBOW, MARINE GRADE, 1-1/4" NPT | 15756-20
17771_drw.pdf | 3 | 2 | UNION, NAVAL BRONZE, 1-1/4" NPT | 15757-20
17771_drw.pdf | 4 | 1 | NIPPLE, MARINE GRADE, 1-1/4" X 1-5/8" | 15797
17771_drw.pdf |  |  | NIPPLE, NAVAL BRONZE, 1-1/4" X 3" | 15800
17771_drw.pdf |  |  | 1-1/4" X 8" | 15803
17771_drw.pdf |  |  |  | 17736
17772_drw.pdf | ITEM
17772_drw.pdf | 1 | 1 | GROMMET, 2.25 DIA. | 508-1057
17772_drw.pdf | 2 | 3 | ELBOW, MARINE GRADE, 1-1/2" NPT | 15756-24
17772_drw.pdf | 3 | 2 | UNION, NAVAL BRONZE, 1-1/2" NPT | 15757-24
17772_drw.pdf | 4 | 3 | NIPPLE, MARINE GRADE, 1-1/2" X 3" | 17744
17772_drw.pdf |  |  | PIPE, MARINE GRADE, 1-1/2" X 35" | 17745
17772_drw.pdf |  |  | 1-1/2" X 10" | 17746
17772_drw.pdf |  |  |  | 17747
17785_drw.pdf | ITEM | QTY
17785_drw.pdf | 1 | 5 | LUMBER, 3 x 4 SOFTWOOD, HEAT TREATED & MARKED
17785_drw.pdf | 3 | 2 | LUMBER, 2 x 6 SOFTWOOD, HEAT TREATED & MARKED | 17785_03
17785_drw.pdf |  |  | 150.00
17794_drw.pdf | 1 | 1 | TUBE,2.50 OD,CAC TO INTAKE, MTL BFM 35/50 | 11922
17794_drw.pdf | 2 | 1 | FRAME,POWER UNIT,B3.3,TIER 3, MTL BFM 35/50 | 11927
17794_drw.pdf | 3 | 2 | SUPPORT,LEG,FRONT,ENGINE, QSB3.3 TIER 3 | 11942
17794_drw.pdf | 4 | 2 | SUPPORT,LEG,REAR,ENGINE, QSB3.3 TIER 3 | 11943
17794_drw.pdf | 5 | 1 | ELBOW,TRIMED,45 DEG,CAC, MADE FROM CNP P/N-11946 | 11946-01
17794_drw.pdf | 6 | 1 | ELBOW,TRIMED,45 DEG,CAC, MADE FROM CNP P/N-11946 | 11946-02
17794_drw.pdf | 7 | 1 | TUBE,1.75 OD,LOWER WATER JKT, MTL BFM 35/50 | 12114
17794_drw.pdf | 8 | 1 | RADIATOR, W/CAC, QSB3.3 | 12775
17794_drw.pdf | 9 | 1 | CLEANER | AH19490
17794_drw.pdf |  |  | SEPERATOR | FH23510
17803_drw.pdf | ITEM
17803_drw.pdf | 1 | 1 | DATA TAG, FACTORY SETTINGS | 17800
17803_drw.pdf | 2 | 1 | DATA TAG, FIELD SETTINGS | 17801
17803_drw.pdf | 3 | 1 | BRACKET, DATA TAG MOUNTING, CFP50 | 17802
17803_drw.pdf | 4 | 1 | DATA TAG, FIREPUMP | SEE WO
17822_drw.pdf | 1 | 1 | HOSE, PTFE, SS BRAID, 42" LENGTH, PARKER | 9199-189-8
17822_drw.pdf | 2 | 2 | FITTING, HOSE, JIC, PARKER 10691N-8-8 | 919-8
17840_drw.pdf | 1 | 2 | GUSSET,WALKWAY, POWER MODULE | 15889
17840_drw.pdf | 2 | 1 | GUSSET,WALKWAY, POWER MODULE | 15890
17840_drw.pdf | 3 | 1 | PLATE,WALKWAY, POWER MODULE | 17841
17840_drw.pdf |  |  | TYP
17844_drw.pdf | 1 | 1 | COUPLING, HALF, 1/4 NPT | HALF-COUPLING-025NPT
17844_drw.pdf | 2 | 1 | PIPE, 2 INCH, BLACK | PIPE_BLK_02-12_20
17844_drw.pdf |  |  | 2.375
17846_drw.pdf | 1 | 1 | BASE,GENSET SUPPORT, NEWAGE 634GS-HKOWN FOR REFERENCE ONLY | 9233-50
17846_drw.pdf | 2 | 2 | NIPPLE,PIPE,2 NPT, WITH 1/4 CPLG PORT | 17844
17846_drw.pdf | 3 | 1 | PIPE,2 IN SCH 40, BLACK,131.51 IN LONG | 17850
17846_drw.pdf | 4 | 2 | PIPE,2 IN SCH 40, BLACK,56.56 IN LG W/CPL
17846_drw.pdf | 5
17846_drw.pdf |  |  |  | A042A030
17846_drw.pdf |  |  | UNION,NPTF,BLACK, 2 INCH W/NUT | B150UK
17846_drw.pdf | 9
17846_drw.pdf | 10
17846_drw.pdf | 11
17846_drw.pdf | 12 | 7 | BRACKET,PIPE SUPPORT, 2.88 CTR TO CTR U250 | 17482
17846_drw.pdf | 13 | 2 | BRACKET,PRESSURE, SWITCH MOUNTING | 17845
17846_drw.pdf | 14
17846_drw.pdf | 15
17846_drw.pdf | 16
17846_drw.pdf |  |  |  | 18356
17846_drw.pdf |  |  | BRACKET,PIPE SUPPORT, REAR MT 3.5 IN U-BOLT | 18357
17846_drw.pdf | 20 |  | BRACKET,PIPE SUPPORT, RT ANGLE REAR,U250 | 18358
17846_drw.pdf | 21
17846_drw.pdf | 22
17846_drw.pdf | 23
17846_drw.pdf |  |  | ELBOW, 45 DEGREE, 2", McMASTER CARR | 44605K148
17846_drw.pdf | 25 |  | PIPE NIPPLE, 2"NPTx8", McMaster_Carr 14204-32 | 12109
17846_drw.pdf | 26 |  | VALVE, 3", 24VDC SOLENOID
17846_drw.pdf |  |  | HEX | J6-136-9501
17846_drw.pdf | 30 |  | U-BOLT CLAMP, 3.50" | U-350
17846_drw.pdf | 31 |  | U-BOLT CLAMP 2.50 DIA TUBE | U250
17846_drw.pdf |  |  | 26
17846_drw.pdf |  |  | 13 2
17846_drw.pdf |  |  | 2
17850_drw.pdf | 1 | 1 | PIPE, 2 INCH, BLACK | PIPE_BLK_02-131_51
17850_drw.pdf | THREADS
17850_drw.pdf | EACH | END
17850_drw.pdf | INCH
17851_drw.pdf | 1 | 1 | COUPLING, HALF, 1/4 NPT | HALF-COUPLING-025NPT
17851_drw.pdf | 2 | 1 | PIPE, 2 INCH, BLACK | PIPE_BLK_02-56_56
17851_drw.pdf |  |  | SCALE
17852_drw.pdf | 1 | 1 | PIPE, 2 INCH, BLACK | PIPE_BLK_02-85_70
17872_drw.pdf | 11 | 22 | SSPPAACCEERR,, GGTTAA885555 IISSOOLLAATTOORR | 1133666600
17872_drw.pdf | 22 | 11 | CCHHAANNNNEELL,, GGTTAA1199 GGEENNSSEETT FFRRAAMMEE | 1133990077
17872_drw.pdf | 33 | 11 | CCRROOSSSS MMEEMMBBEERR,, FFRROONNTT EENNGGIINNEE | 1133990099
17872_drw.pdf | 44 | 33 | GGUUSSSSEETT,, GGTTAA885555 GGEENNSSEETT FFRRAAMMEE CCRROOSSSS CCHHAANNNNEELL | 1144114433
17872_drw.pdf | 55 | 22 | PPLLAATTEE,,RRAADDIIAATTOORR SSUUPPPPOORRTT,, GGTTAA1199//KKTTAA1199SSLLBB | 1166227766
17872_drw.pdf | 66 | 22 | GGUUSSSSEETT,,RRAADDIIAATTOORR SSUUPPPPOORRTT,, GGTTAA885555//1199 | 1166227777
17872_drw.pdf | 77 | 66 | BBRRKKTT,,LLIIFFTTIINNGG,, GGTTAA885555//1199 | 1166333311
17872_drw.pdf | 88 | 11 | CCHHAANNNNEELL,,CC88 1111..55,,8866..1133,, FFRRAAMMEE,,GGTTAA1199 FFRRTT LLHH | 1177886677
17872_drw.pdf | 99 | 11 | CCHHAANNNNEELL,,CC88 1111..55,,8866..1133,, FFRRAAMMEE,,GGTTAA1199 FFRRTT RRHH | 1177886688
17872_drw.pdf | 1100 | 11 | CCHHAANNNNEELL,,CC88 1111..55,,6600..6622,, FFRRAAMMEE RRAAIILL RREEAARR LLHH | 1177886699
17879_drw.pdf | 1 | 1 | GUSSET,GENERATOR CROSSMEMBER, GTA855/19 | 16293
17879_drw.pdf | 2 | 2 | SPACER,ISOLATOR, GTA855/19 | 16294
17879_drw.pdf | 3 | 2 | PLATE,GENERATOR CRMB, NRW FRAME,FLAT TOP | 17873
17879_drw.pdf | 4 | 1 | CROSSMEMBER,GENERATOR, HC4 C-F,NARROW,GTA19 | 17880
17879_drw.pdf |  |  | 1
17883_drw.pdf | 1 | 1 | PLATE, GTA19 REAR ENGINE MOUNT BOTTOM | 13920
17883_drw.pdf | 2 | 1 | BLOCK, GTA19 REAR ENGINE MOUNT | 13926
17883_drw.pdf | 3 | 1 | PLATE,GTA19 REAR, ENGINE MOUNT | 17885
17883_drw.pdf | 4 | 1 | GUSSET,GTA19 REAR, ENGINE MOUNT | 17886
17883_drw.pdf | 5 | 1 | GUSSET,GTA19 REAR, ENGINE MOUNT | 17887
17883_drw.pdf |  |  |  | 2
17884_drw.pdf | 1 | 1 | PLATE, GTA19 REAR ENGINE MOUNT BOTTOM | 13920
17884_drw.pdf | 2 | 1 | BLOCK, GTA19 REAR ENGINE MOUNT | 13926
17884_drw.pdf | 3 | 1 | PLATE,GTA19 REAR, ENGINE MOUNT | 17885
17884_drw.pdf | 4 | 1 | GUSSET,GTA19 REAR, ENGINE MOUNT | 17886
17884_drw.pdf | 5 | 1 | GUSSET,GTA19 REAR, ENGINE MOUNT | 17887
17884_drw.pdf |  |  | 3
17884_drw.pdf |  |  | 4
17888_drw.pdf | 1
17888_drw.pdf | 2
17888_drw.pdf | 3
17888_drw.pdf | 4
17888_drw.pdf | 5
17888_drw.pdf | 6 | 1 | ADAPTER, U-JOINT, FIREPUMP, SAE #0 | 13629
17888_drw.pdf | 7 | 2 | DRIVE SHAFT, 587.55, 250mm ENDS, 28.75" LENGTH (MID | STROK1E6)365
17888_drw.pdf | 8 | 2 | 3.000/0.750x0.375, 587.55 DRIVE SHAFT | 16412-01
17888_drw.pdf | 9 | 1 | FLEX, EXHAUST, 10" ASA FLG X 6" CUMMINS EXH FLANGE | 16423
17888_drw.pdf | 10 | 1 | FLEX, EXHAUST, 10" ASA FLG X 6" CUMMINS EXH FLANGE | 16424
17888_drw.pdf | 11 | 1 | ASSEMBLY, SENSORS, CFP50 | 16432
17888_drw.pdf | 12 | 1 | ENGINE, KTA50-G9, STARTERS RIGHT BANK | 17890
17888_drw.pdf | 13 | 1 | ASSEMBLY, OPERATOR STATION, CFP50 | 17891
17888_drw.pdf | 14 | 1 | BASE, FIREPUMP, CFP50 | 17894
17888_drw.pdf | 15 | 1 | KIT, FUEL LINE, CFP50 | 17897
17888_drw.pdf | 16 | 1 | TANK, EXPANSION ASSEMBLY, CFP50 | 17907
17890_temp_drw.pdf | 1 | 1 | AIR CLEANERS, NORMAL DUTY | AC6070
17890_temp_drw.pdf | 2 | 1 | ACCESSORY DRIVE PULLEY | AD6005
17890_temp_drw.pdf | 3 | 1 | DATA PLATE | AP6129
17890_temp_drw.pdf | 4 | 1 | BASE ENGINE | BP6126
17890_temp_drw.pdf | 5 | 1 | DAMPER | DA6084
17890_temp_drw.pdf | 6 | 1 | DUTY CYCLE | DC8003
17890_temp_drw.pdf | 7 | 1 | ALTERNATOR MOUNTING | EE6017
17890_temp_drw.pdf | 8 | 1 | ALTERNATOR, 24V, 35A, DELCO 20SI | EE8080
17890_temp_drw.pdf | 9 | 1 | ENGINE MOUNT | EM6001
17890_temp_drw.pdf | 10 | 1 | NO MAG SWITCH | ES0000
17890_temp_drw.pdf | 11 | 1 | FAN DRIVE, NONE | FA6014
17890_temp_drw.pdf | 12 | 1 | FUEL FILTERS (2) MICRON | FF6063
17890_temp_drw.pdf | 13 | 1 | FLYWHEEL HOUISING, SAE-0 | FH6024
17890_temp_drw.pdf | 14 | 1 | FUEL PUMP, WOODWARD GOVERNOR | FP6085
17890_temp_drw.pdf | 15 | 1 | FUEL RATING, 2220 HP, 1800 RPM | FR6295
17890_temp_drw.pdf | 16 | 1 | FUEL CHECK VALVE, INTEGRAL | FS6013
17891_drw.pdf | ITEM | QTY
17891_drw.pdf | 1
17891_drw.pdf | 3 | 2 | FIELD SETTINGS TAG, FIREPUMP | 9526-03
17891_drw.pdf | 4 | 1 | DATA TAG, FIREPUMP | 9534
17891_drw.pdf | 5 | 1 | CONTROL PANEL, MECHANICAL ENGINE | 15136
17891_drw.pdf | 6 | 2 | ISOLATOR, PLATE MOUNT, 3 LB (YELLOW MARK)
17891_drw.pdf | 8 | 12 | RIVET, ALUMINUM, STEEL SHANK, 0.156 DIA, 0.25-0.38 GRIP | 15414
17891_drw.pdf | 9 | 2 | FENDER WASHER, 0.281 X 1.25 | 15421
17891_drw.pdf | 10 | 4 | SCREW, SELF LOCKING, 0.25-20 X 1.00, PH OR BH | 15422
17891_drw.pdf | 11 | 4 | CONTACTOR,
17891_drw.pdf | 13 | 1 | BRACKET, CONTACTOR MOUNTING, CFP50 | 17893
17891_drw.pdf | 14 | 1 | BRACE, CONTACTOR PLATE SUPPORT | 18120
17891_drw.pdf |  |  | 10 8
17891_drw.pdf |  |  | 9
17894_drw.pdf | 1 | 2 | CHANNEL, C12 X 20.7# | 17894_01
17894_drw.pdf | 2 | 2 | CHANNEL, C12 X 20.7# | 17894_02
17894_drw.pdf | 3 | 2 | I-BEAM, W8 X 13# | 17894_03
17894_drw.pdf | 4 | 1 | PLATE, A36, 0.75" | 17894_04
17894_drw.pdf | 5 | 2 | PLATE, A36, 0.75" | 17894_05
17894_drw.pdf | 6 | 1 | PLATE, A36, 0.75" | 17894_06
17894_drw.pdf | 7 | 4 | PLATE, HRS, 0.75" | 17894_07
17894_drw.pdf | 8 | 2 | PLATE, 0.25", ASTM A36 | 17894_08
17894_drw.pdf | 9 | 1 | PLATE, 0.25", ASTM A36 | 17894_09
17894_drw.pdf | 10 | 1 | ANGLE, HRS, 3" X 4" X 0.38" | 17894_10
17894_drw.pdf | 11 | 1 | FLAT BAR, HRS, 0.38" X 3" | 17894_11
17894_drw.pdf | 12 | 4 | FLAT BAR, HRS, 0.38" X 4" | 17894_12
17894_drw.pdf | 13 | 4 | CHANNEL, C4 X 7.25# | 17894_13
17894_drw.pdf | 14 | 1 | FLAT BAR, HRS, 0.38" X 2" | 17894_14
17895_drw.pdf | 1 2 | 1 1 | BODY, ALTERNAT;ORCFP50 ALTERNATOR GUA;RDCFP50 | 17102
17895_drw.pdf | 3 | 1 | COVER, ALTERNATO;RCFP50 | 17103
17895_drw.pdf | 4 | 1 | COVER, ALTERNATOR GUA;RDCFP50 | 17104
17897_drw.pdf | ITEM
17897_drw.pdf | 1 | 1 | ASSEMBLY, HOSE, FUEL LINE, CFP50 SUPPLY | 17898
17897_drw.pdf | 2 | 1 | ASSEMBLY, HOSE, FUEL LINE, CFP50 RETURN | 17899
17897_drw.pdf | 3
17897_drw.pdf | 4
17898_drw.pdf |  |  |  | 10626-16-16
17898_drw.pdf | 1 | 1 | END, FEMALE JIC SWIVEL, PARKER OR EQUIVALENT | 10626-16-16
17898_drw.pdf | 2 | 1 | 13926-16-16,FEMALE JIC 37° SWIVEL, 90° ELBOW, PARKER OR | EQUI1V3A9L2E6N-T16-16
17898_drw.pdf | 3 | 1 | 221FR-16 X 48" LG | 17898-P01
17898_drw.pdf |  |  | 2
17899_drw.pdf | 1
17899_drw.pdf | 2 | 1 | 13926-10-12,FEMALE JIC 37° SWIVEL, 90° ELBOW, PARKER OR
17899_drw.pdf |  |  | 2
17904_drw.pdf | 1 | 2 | WATER TUBE,HEATER ASSEMBLY, GTA 38/50 | A058P296
17904_drw.pdf | 2 | 2 | TEE, UNION, -8 FNPT, STEEL | 12205-8
17904_drw.pdf | 3
17904_drw.pdf | 4
17904_drw.pdf | 5 | 8 | CLAMP, WORM, .81 - 1.75 | 14990-20
17904_drw.pdf | 6 | 2 | BRACKET, COOLANT HEATER, CFP50 | 17905
17904_drw.pdf |  |  | 1/2" NPT, BLACK STEEL, 1.50" LG. | 26547-0150
17904_drw.pdf | 14 | 1 | PLUG, PIPE, 3/4 BIP COUNTERSUNK
17904_drw.pdf | 15 | 2 | STREET ELBOW,BLK,1/2" NPT | LTL-SE1290
17904_drw.pdf |  |  |  | LTL-SE3490
17907_drw.pdf | 1 | 1 | HOSE, VENT LINE, 1/4" ID X 18" LG | 801-04
17907_drw.pdf | 2 | 1 | HOSE, VENT LINE, 1/4" ID X 46" LG | 801-04
17907_drw.pdf | 3 | 1 | HOSE, VENT LINE, 1/4" ID X 42" LG | 801-04
17913_drw.pdf | 1 | 2 | PLATE, OPERATOR STATION MOUNTING BRACKET SIDE | 15248
17913_drw.pdf | 2 | 2 | TAB, OPERATOR STATION MOUNTING BRACKET | 15249
17913_drw.pdf | 3 | 1 | ANGLE, OPERATOR STATION MOUNTING BRACKET | 16153
17913_drw.pdf | 4 | 2 | GUSSET, OPERATOR STATION MOUNTING BRACKET | 17915
17913_drw.pdf | 5 | 1 | PLATE, OPERATOR STATION MOUNTING BRACKET, SIDE | 17916
17913_drw.pdf | 6 | 1 | ANGLE, OPERATOR STATION MOUNTING BRACKET | 17917
17913_drw.pdf | 7 | 2 | PLATE, SPACER, FPDP MOUNTING B;RK-T | 17948
17913_drw.pdf |  |  | TYP
17913_drw.pdf |  |  | .25 1 2 | TYP
17913_drw.pdf |  |  |  | 4.90
17913_drw.pdf |  |  | TYP
17913_drw.pdf |  |  | .25 1 2
17913_drw.pdf |  |  |  | 8.40
17920_drw.pdf | ITEM
17920_drw.pdf | 1 | 1 | PIPE WELDMENT, COPPER NICKEL, CFP50 | 17084
17920_drw.pdf | 2 | 1 | WELDMENT, 2" PIPE, 90 DEGREE, SEA WATER COMPATABLE | 17085
17920_drw.pdf | 3 | 1 | WELDMENT, 2-1/2" PIPE, 180 DEGREE, SEA WATER
17920_drw.pdf | 4 | 1 | CLAMP,PIPE,2",PLASTIC | 15360
17920_drw.pdf |  |  | CLAMP, PIPE, 2-1/2", PLASTIC | 16438
17920_drw.pdf |  |  | 4", COPPER NICKEL | 16481
17920_drw.pdf |  |  |  | 16483
17920_drw.pdf | 11 | 1
17922_drw.pdf | 1 | 1 | WELDMENT, 2-1/2" PIPE, OFFSET 90 DEGREE, SEA WATER | COMPAT1A7B9L2E3
17922_drw.pdf | 2 | 1 | COOLING LOOP, 2-1/2" FLANGED, SEA WATER COMPATABLE | 17926
17922_drw.pdf | 3 | 7 | CLAMP, PIPE, 2-1/2", PLASTIC | 16438
17922_drw.pdf | 4 | 1 | HALF NIPPLE, 2-1/2" X 8", COPPER NICKEL | 16482
17922_drw.pdf | 5 | 2 | COUPLING, CLAMP TYPE, 2-1/2" NPT | 16484-40
17922_drw.pdf | 6 | 1 | BRACKET, TUBE BRACE, FITS 3" U-BOLT | 16503
17922_drw.pdf | 7 | 2 | BRACKET, MTG, COOLING LOOP, CFP50 | 17924
17922_drw.pdf | 8 | 1 | BRACKET, JW TUBE BRACE, CFP50 | 17925
17923_drw.pdf | ITEM | QTY
17923_drw.pdf |  |  |  | -
17923_drw.pdf | 2 | 1
17923_drw.pdf | 3 | 1 | ELBOW, COPPER-NICKEL, BUTT WELD | -
17923_drw.pdf | 4 | 1 | ELBOW, COPPER-NICKEL, BUTT WELD | -
17923_drw.pdf |  |  | 15.50
17926_drw.pdf | 1 | 1 | WELDMENT, COOLING LOOP INFEED, SEA WATER COMPATABLE | 17927
17926_drw.pdf | 2
17926_drw.pdf | 3 | 1 | GUAGE, 0-100 PSI, 1/4" NPT STN STL | 13113-CN
17926_drw.pdf | 4 | 1 | VALVE, BALL, 1/4" NPT,, APOLLO 77-100 (MARINE) | 15759-04
17926_drw.pdf | 5 | 1 | NIPPLE, NAVAL BRONZE, 1/4" X CLOSE | 15760
17926_drw.pdf | 6
17926_drw.pdf | 7 | 4 | BALL VALVE, FLANGED, 2-1/2", SEA WATER COMPATABLE | 16487
17926_drw.pdf | 8 | 10 | GASKET, 2-1/2" PIPE X 0.12 THICK, SEA WATER COMPATIBLE | 16488
17926_drw.pdf | 9 | 2 | REGULATOR, 2-1/2" FLANGED, SEA WATER COMPATABLE | 16489
17926_drw.pdf | 10 | 4 | PLATE, VALVE LABEL, FLANGED BALL VALVE | 16524
17926_drw.pdf | 11 | 2 | DECAL, VALVE LABEL, OPEN - NON-AUTOMATIC CLOSED | 16525
17926_drw.pdf | 12 | 2 | DECAL, VALVE LABEL, EMERGENCY OPEN - NORMALY CLOSED | 16526
17927_drw.pdf | ITEM
17927_drw.pdf | 1 | 1 | PIPE, 2-1/2", COPPER NICKEL | -
17927_drw.pdf | 2 | 1 | PIPE, 2-1/2", COPPER NICKEL | -
17927_drw.pdf | 3 | 1 | PIPE, 2-1/2", COPPER NICKEL | -
17927_drw.pdf | 4 | 1 | PIPE, 2-1/2", COPPER NICKEL | -
17927_drw.pdf |  |  | PIPE, 3", COPPER NICKEL | -
17927_drw.pdf |  |  | BUTT WELD | -
17927_drw.pdf |  |  |  | -
17927_drw.pdf |  | NO | PART NUMBERS. ORDER AS WELDMENT
17928_drw.pdf | 1 | 1 | PIPE, 2-1/2", COPPER NICK;EL- | 17928-001
17928_drw.pdf | 2 | 1 | PIPE, 2-1/2", COPPER NICK;EL- | 17928-002
17928_drw.pdf | 3 | 1 | PIPE, 2-1/2", COPPER NICK;EL- | 17928-003
17928_drw.pdf | 4 | 1 | PIPE, 2-1/2", COPPER NICK;EL- | 17928-004
17928_drw.pdf | 5 | 1 | TEE, COPPER NICKEL, BUTT WE;L-D | 17928-005
17928_drw.pdf | 6 | 1 | ELBOW, COPPER-NICKEL, BUTT W;EL-D | 17928-006
17928_drw.pdf | 7 | 2 | FLANGE, 2-1/2" PIP;ECOPPER NICKEL | 17928-007
17928_drw.pdf |  |  | A
17928_drw.pdf |  |  | 45.0 $
17928_drw.pdf |  |  |  | A
17929_drw.pdf | 1 | 1 | GAUGE,LOW PRESSURE, 2.5 DIAL,1/4 NPT CNT | 2C639
17929_drw.pdf | 2 | 1 | THROTTLE PLUG | XTU
17930_drw.pdf | 1 | 1 | FUEL PUMP, WOODWARD GOVERNOR | FP6085
17930_drw.pdf | 2 | 1 | PULLEY, ACCESSORY DRIVE | AD6005
17930_drw.pdf | 3 | 1 | PARTS, BASE | BP6126
17930_drw.pdf | 4 | 1 | CRANKSHAFT, ENGINE | BP6728
17930_drw.pdf | 5 | 1 | PLUMBING, INJECTOR | BP6739
17930_drw.pdf | 6 | 1 | DAMPER, VIBRATION | DA6070
17930_drw.pdf | 7 | 1 | MOUNTING, ALTERNATOR | EE6017
17930_drw.pdf | 8
17930_drw.pdf | 9 | 1 | SUPPORT, FRONT ENGINE | EM6001
17930_drw.pdf | 10 | 1 | FAN DRIVE ARRANGEMENT | FA6014
17930_drw.pdf | 11
17930_drw.pdf | 12 | 1 | HOUSING, FRONT GEAR | FA6745
17930_drw.pdf | 13 | 1 | FILTER, FUEL | FF6063
17930_drw.pdf | 14 | 1 | PLUMBING, FUEL FILTER | FF6736
17930_drw.pdf | 15 | 1 | HOUSING, FLYWHEEL | FH6024
17930_drw.pdf | 16 | 1 | PLUGS, FLYWHEEL HOUSING | FH8711
17950_drw.pdf | 1 | 1 | ASSEMBLY, POWER MODULE, CFP11E-F10/20 | 15551
17950_drw.pdf | 2 | 1 | FRAME, AURORA PUMP #113 / DRIP PAN, CFP11E, 3172 UL LISTED | 17951
17950_drw.pdf | 3 | 1 | PAN, DRIP, AURORA #113, WELDMENT, FIREPUMP | 17952
17950_drw.pdf | 4 | 1 | PUMP, AURORA | 6-481-20_113
17950_drw.pdf | 5 | 1 | COMP FLANGE, 1.750 / .375x.188, 1810 / 3172 DRIVESHAFTS | 10015-14
17950_drw.pdf | 6 | 1 | ADAPTER, U-JOINT, SAE#1 FW, 1710/1810/U3172/ DRIVESHAFTS | 12578
17950_drw.pdf | 7 | 1 | SHAFT, U3172, SHORT COUPLED | 13430
17951_drw.pdf | 1 | 1 | FRAME, WLDMNT, STANDARD, CFP11E | 9896
17951_drw.pdf | 2 | 2 | ANGLE, HRS, 8.0 X 8.0 X 0.50, 26.00" | 12504
17951_drw.pdf | 3 | 2 | PLATE, PUMP BRACE, .25" x 7.00" x 18.00" | 13628
17951_drw.pdf | 4 | 4 | PLATE, .50 x 2.0 x 2.5, 3/8-24 TAPPED | 17209
17951_drw.pdf |  | 8.00
17951_drw.pdf |  | 5.00
17951_drw.pdf |  |  | 10.00
17951_drw.pdf |  |  | .25
17951_drw.pdf |  | .25
17951_drw.pdf |  |  | 26.00
17951_drw.pdf |  |  | 29.00
17951_drw.pdf | to the the document as | receiver accepts in | confidence. the writing by CUMMINS FIRE POWER LLC CORPORATE OFFICE | DESIGN UPFIT CENTER
17951_drw.pdf | ittrawdiellse(c1r)etnoitnfuosrematthieondotchuemreenitn,or(2a)nynoctopcyoptyhetrheeofdoocrumtehnet, or the | ittrawdiellse(c1r)etnoitnfuosrematthieondotchuemreenitn,or(2a)nynoctopcyoptyhetrheeofdoocrumtehnet, confidential | WHITE BEAR LAKE, MN or trade WWW.CUMMINSFIREPOWER.COM | DEPERE, WISCONSIN
17951_drw.pdf |  | cPoopwieersLtLhCereof, | anFd RAME, AURORA PUMP #113 / DRIP PAN
17951_drw.pdf | DIMENSION |  | TOLERANCESCAFREP11E, 3172 UL LISTED
17951_drw.pdf |  |  | DWG UNITS: DRAWN BY:S DUBICK | 11/08/10
17959_drw.pdf | ITEM
17959_drw.pdf | 1
17959_drw.pdf | 3
17959_drw.pdf | 4
17959_drw.pdf | 5 | 2 | NIPPLE, BLACK PIPE, 3/4" NPT x | BNFR
17959_drw.pdf | 7 | 1 | TEE, BLACK PIPE, 3/4" NPT | LTL-ST34
17968_drw.pdf | 1 | 1 | WELDMT, CATALYST, BRKT LOWER, ELGIN | 17969
17968_drw.pdf | 2 | 1 | WELDMT, CATALYST, BRKT UPPER, ELGIN | 17970
17969_drw.pdf | 1 | 2 | PLATE, GUSSET, CATALYST, ELGIN | 17196
17969_drw.pdf | 2 | 1 | BRACKET, CATALYST LOWER, ELGIN | 17971
17969_drw.pdf | 3 | 1 | BRACKET, CATALYST, CNTR. SUPT., ELGIN | 17972
17970_drw.pdf | 1 | 1 | BRACKET, CATALYST, CNTR. SUPT., ELGIN | 17972
17970_drw.pdf | 2 | 1 | BRACKET, CATALYST UPPER, ELGIN | 17973
17970_drw.pdf |  |  | 1
17976_drw.pdf | 1 | 2 | LEG, ENGINE SUPPORT, REAR, FIREPUMP, 6B/4B | 8412
17976_drw.pdf | 3 | 1 | ASSEMBLY, COOLANT HEATER, CFP5.9 | 8556
17976_drw.pdf | 4 | 1 | ENGINE, 6BTA5.9G3 | 8724
17976_drw.pdf | 5 | 1 | KIT, FUEL SOLENOID OVERIDE, FIREPUMP | 9699
17976_drw.pdf | 7 | 1 | ASSEMBLY, COOLING PACKAGE, 12VDC,
17976_drw.pdf | 8 | 1 | ASSEMBLY, CONTROL PANEL MOUNTING, CFP POWER | 21249
17976_drw.pdf | 10 | 1 | KIT, SENSOR ADAPTER, CFP MECHANICAL | A042A558
17976_drw.pdf | 11 | 1 | STRAP, GROUNDING, 4 AWG, 12", 1/2" STUD, | 9757
17976_drw.pdf | 12 | 1 | HEAT SHIELD, CFP59 | 15383
17976_drw.pdf | 14 | 1 | MANUAL, O&M, CFP5.9/CFP8.3 | 15495
17976_drw.pdf | 15 | 1 | HARNESS, WIRING, CFP5.9 | 15733
17976_drw.pdf | 16 | 1 | KIT, BATTERY CABLES, CFP8.3, 5E, 7E, 15E | 16231
17976_drw.pdf | 18 | 1 | DECAL, MANUAL START/STOP, MECHANICAL ENGINES | 16960
17976_drw.pdf | 19 | 6 | WASHER,FLAT, M10 | 20020-M10
17976_drw.pdf | 21
17976_drw.pdf | 22 | 1 | CLAMP, LOOM, 0.75 ID | 26964-12
17976_drw.pdf | 23
17976_drw.pdf | 25 | 4 | COOLANT, FC EG PM, 1 GALLON, - | CC2743
17976_drw.pdf | 26 | 1 | PLUG, 1/4 NPT, STEEL | LTL-SCSP14
17977_drw.pdf | 1 | 2 | LEG, ENGINE SUPPORT, REAR, FIREPUMP, 6B/4B | 8412
17977_drw.pdf | 2 | 1 | LEG, ENGINE, LH, CFP59 W/ RADIATOR | 17978
17977_drw.pdf | 3 | 1 | LEG, ENGINE, RH, CFP59 W/ RADIATOR | 17979
17977_drw.pdf | 4 | 1 | RADIATOR, CFP59 | 17982
17977_drw.pdf | 5 | 1 | TAG, ENGINE WEIGHT | 16825
17977_drw.pdf | 6 | 1 | BRACKET, RADIATOR MOUNTING, CFP59 | 17980
17977_drw.pdf | 7 | 1 | SUPPORT,ALTERNATOR | 3287095
17977_drw.pdf | 8 | 1 | BELT | 3288724
17977_drw.pdf | 9
17977_drw.pdf | 10
17977_drw.pdf | 11
17977_drw.pdf | 12
17977_drw.pdf | 13 | 1 | SUPPORT, FAN | 3909888
17977_drw.pdf | 14 | 1 | PULLEY,FAN | 3914458
17977_drw.pdf | 15 | 1 | BRACKET,BELT TENSIONER | 3919736
17977_drw.pdf | 16 | 1 | CONNECTION,WATER INLET | 3934878
17983_drw.pdf | 1 | 1 | BRACKET, RADIATOR MOUNTING, 175KW GTA83 | 10880
17983_drw.pdf | 2 | 1 | RADIATOR,GTA8.3SLB, 2PUMP,2LOOP | 15114
17983_drw.pdf | 3 | 1 | BASE,GENSET,GTA8.3, OPEN,RAD CLD,UCI274 | 17993
17983_drw.pdf | 4 | 1 | FAN,AMER COOLING SYS, 28 IN DIA,9 BLADE,CCW
17983_drw.pdf | 5
17983_drw.pdf |  |  |  | UCI274
17983_drw.pdf |  |  | ISOLATOR, DOME STYLE | 8954-2
17983_drw.pdf | 9 | 1 | GUARD,BELT,GTA8.3, G3, 175 KW | 12082
17983_drw.pdf | 10 | 1 | TUBE,RADIATOR,2.25 IN, 90 DEG,13.00 X 13.00 | 14159
17983_drw.pdf | 11 | 1 | TUBE,RADIATOR,2.25IN, 5.50 X 16,1.00 IN PORT | 14160
17983_drw.pdf | 12 | 1 | BRACE,RADIATOR,RH, SUPPORT,GTA8.3 OPEN | 17984
17983_drw.pdf | 13 | 1 | BRACE,RADIATOR,LH, SUPPORT,GTA8.3 OPEN | 17985
17983_drw.pdf | 14
17983_drw.pdf | -
17983_drw.pdf |  | N1O.TEGSA:UGE
17983_drw.pdf |  | N1O.TEGSA:UGE | PANEL MAY VARY
17983_drw.pdf | 2. |  | ISOLATORS, WHEN SPECIFIED, ARE INSTALLED | BENEATH
17983_drw.pdf |  |  | ABILITY FOR LEVELING. EACH ISOLATOR HAS TWO
17983_drw.pdf |  | SLOTS | SPACED EVENLY ABOUT ITS MOUNTING BOLT AT 8 | OF
17983_drw.pdf |  | SEPARATION | FOR SECURING THE ISOLATOR TO A MOUNTING | PAD.
17983_drw.pdf |  |  | .56 INCHES WIDE. THE INSTALLATION
17983_drw.pdf | 3. |  | USE
17983_drw.pdf |  | DAMAGE | TO UNIT
17986_drw.pdf | 1 | 1 | PIPE,EXHAUST, KTA19SLB | 17987
17986_drw.pdf | 2 | 1 | KIT,GASKET,304SS NUT/BOLT, FULL FACE FIBER,5 | 23759_500
17986_drw.pdf | 3 | 2 | KIT,GASKET,304SS NUT/BOLT, FULL FACE FIBER,8 | 23759_800
17986_drw.pdf | 4 | 1 | FLEX, EXHAUST, 8" ASA FLG X 5" ID CUFF X 13.50" | 6735-65
17986_drw.pdf | 5 | 1 | RAINCAP, HEAVY DUTY, STAINLESS STEEL | 17522-0800
17986_drw.pdf | 6 | 1 | PIPE,EXHAUST, KTA19SLB CRITICAL | 17988
17986_drw.pdf | 7 | 1 | SILENCER,DISK,CRITICAL, GTA19/KTA19SLB,STAINLESS | 17989
17986_drw.pdf | 8 | 1 | CLAMP, EXHAUST, 5", RIKER TEC-500 | TEC-500
17986_drw.pdf | 11 | 1 | WRAP,EXHAUST | 17037
17986_drw.pdf | 12 | 1 | WRAP,SILENCER | 17039
17993_drw.pdf | 1 | 1 | CHANNEL,C6X8.2X110, LEFT SIDE RAIL | 17993-01L
17993_drw.pdf | 2 | 1 | CHANNEL,C6X8.2X110, RIGHT SIDE RAIL | 17993-01R
17993_drw.pdf | 3 | 2 | CHANNEL, C6X8.2X35.82, FRONT/REAR | 17993-02
17993_drw.pdf | 4 | 1 | ANGLE,4X4X.25X35.82, FRT ENG MEMBER | 17993-03
17993_drw.pdf | 5 | 1 | ANGLE,4X4X.25X35.82, RADIATOR MOUNT | 17993-04
17993_drw.pdf | 6 | 1 | ANGLE,4X4X.25X35.82, RR ENG SUPPORT | 17993-05
17993_drw.pdf | 7 | 1 | ANGLE,4X4X.25X35.82, GEN SUPPORT MEMBER | 17993-06
17993_drw.pdf | 8 | 2 | PLATE, 0.25" X 1.50"W X 3.88" L, RADIATOR MOUNT TAB | 17993-07
18-017_drw.pdf | ITEM | QTY
18-017_drw.pdf | 1 | 1 | PLATE, BASE | 16-582
18-017_drw.pdf | 4 | 2 | PLATE, GUSSET | 18-019
18-017_drw.pdf |  |  | 3
18-017_drw.pdf |  |  | 2
18-017_drw.pdf |  |  | 1
18-162_drw.pdf | 1 | 2 | CHANNEL, FORMED, QSB7 | 17-204
18-162_drw.pdf | 2 | 2 | END CAP, PLATE. QSB7 | 17-205
18-162_drw.pdf | 3 | 1 | FRONT SUPPORT BEAM, QSB7 | 17-211
18-162_drw.pdf | 4 | 2 | CHANNEL,FORMED; QSB7 SKID CHANNEL | 18-163
18-162_drw.pdf | 5 | 2 | BOLT M16 HEX HEAD | BM16-055_GR10_9
18-162_drw.pdf | 6 | 4 | FLAT WASHER M16 | FW16
18-162_drw.pdf | 7 | 2 | NUT, HEX M16 | N16
18-162_drw.pdf |  |  |  | 4
18-162_drw.pdf |  |  | 3
18001_drw.pdf | ITEM
18001_drw.pdf | 1 | 1 | HOSE END, 10126-6-6, MALE NPT , PARKET OR EQUVELINT | 10126-6-6
18001_drw.pdf | 2 | 1 | HOSE END, 10626-6-6, FEMALE JIC,, PARKER OR | EQUIVALE1N0T626-6-6_OLD
18001_drw.pdf | 3 | 1 | HOSE, #201 X 12" | 18001001
18039_drw.pdf |  | 1 | MOUNT, GTA855 FRONT ENGINE
18039_drw.pdf |  | 1 | GUARD,BELT, GTA855/E
18039_drw.pdf |  | 36 | OIL,PRE. BLUE GE0, (QUARTS)
18039_drw.pdf |  | 2 | MOUNT, UNIVERSAL, 60044, BLUE
18039_drw.pdf |  | 2 | MOUNT,515 SERIES, 51512-3
18039_drw.pdf |  | 2 | WSHR, SNUBBING, 2-1/2" OD
18040_drw.pdf | 1 | 1 | CHANNEL, GTA855 GENSET FRAME | 13096
18040_drw.pdf | 2 | 1 | CHANNEL, GTA855 GENSET FRAME FRONT CROSS FORMED | 13142
18040_drw.pdf | 3 | 1 | CHANNEL, FRAME, REAR CROSS, GTA855 GENSET | 13143
18040_drw.pdf | 4 | 2 | SPACER, GTA855 ISOLATOR | 13660
18040_drw.pdf | 5 | 6 | GUSSET, GTA855 GENSET FRAME CROSS CHANNEL | 14143
18040_drw.pdf | 6 | 4 | BRKT,LIFTING, GTA855/19 | 16331
18040_drw.pdf | 7 | 1 | CHANNEL,FRAME,REAR, GTA855/19 | 17395
18040_drw.pdf | 8 | 1 | CHANNEL,FRAME,LH GTA855, REMOTE COOLED | 18041
18040_drw.pdf | 9 | 1 | CHANNEL,FRAME,RH GTA855, REMOTE COOLED | 18042
18040_drw.pdf |  |  | 2X .25
18049_drw.pdf | 1 | 2 | 200 AMP SQUARE D CIRCUIT BREAKER, ONAN PART | 0320-2347-03
18049_drw.pdf | 2 | 1 | INSERT, CIRCUIT BREAKER | 18050
18049_drw.pdf | 3 | 1 | COVER, CIRCUIT BREAKER, ONAN | 18051
18053_drw.pdf | ITEM
18053_drw.pdf | 1 |  | MOUNT, GTA19 REAR ENGINE, LH | 13918
18053_drw.pdf | 2 |  | MOUNT, GTA19 REAR ENGINE, RH | 13923
18053_drw.pdf | 3 |  | FRAME, GTA19, REMOTE COOLED | 18054
18053_drw.pdf |  |  |  | 18106
18053_drw.pdf | 8 |  | WSHR, SNUBBING, 2-1/2" OD
18053_drw.pdf | 9 |  | GUARD,BELT,GTA19, REMOTE COOLED | 18108
18053_drw.pdf | 10 |  | BRKT,BELT GUARD, GTA19 | 18109
18053_drw.pdf | 11 |  | OIL, ENGINE (QUARTS) | V705200
18053_drw.pdf |  |  | 6 5
18054_drw.pdf | 1 | 2 | SPACER, GTA855 ISOLATOR | 13660
18054_drw.pdf | 2 | 1 | CHANNEL, GTA19 GENSET FRAME | 13907
18054_drw.pdf | 3 | 1 | CROSS MEMBER, FRONT ENGINE | 13909
18058_drw.pdf | 1 | 2 | LUMBER, 6 x 6 HARDWOOD, HEAT TREATED & MARKED | 18058-01
18058_drw.pdf | 2 | 5 | LUMBER, 4 X 6 HARDWOOD, HEAT TREATED & MARKED | 18058-02
18058_drw.pdf | 3 | 2 | LUMBER, 4 x 6 HARDWOOD, HEAT TREATED & MARKED | 18058-03
18058_drw.pdf | 4 | 2 | LUMBER, 6 x 6 HARDWOOD, HEAT TREATED & MARKED | 18058-04
18059_drw.pdf | 1 | 1 | TUBE,AIR TRANSFER | 2878623
18065_drw.pdf | 1 | 1 | CHANNEL,FRAME, GTA28 REAR | 13802
18065_drw.pdf | 2 | 2 | CHANNEL, CROSSMEMBER, ENGINE, GTA28 | 13803
18065_drw.pdf | 3 | 1 | CHANNEL,FRAME,LH GTA28, REMOTE COOLED | 18066
18066_drw.pdf | ITEM
18072_drw.pdf | 1 | 1 | WELDMENT,FRONT ENGINE SUPPORT, GTA38/50 | 14102
18072_drw.pdf | 2 | 2 | SPT,FLYWHEEL,REWORK, GTA38/50 | 15111
18072_drw.pdf | 3 | 1 | FRAME, GTA38, REMOTE COOLED | 18073
18073_drw.pdf | 1 | 4 | GUSSET,ENGINE CROSSMEMBER, GTA38/50 | 13842
18073_drw.pdf | 2 | 1 | CHANNEL,FRAME, GTA38/50 REAR | 14227
18073_drw.pdf | 3 | 1 | CROSSMEMBER,ENGINE,FRONT, GTA38/50 | 14228
18073_drw.pdf | 4 | 1 | CHANNEL, CROSSMEMBER, ENGINE, REAR, | 14229
18073_drw.pdf |  |  | COOLED | 18076
18073_drw.pdf |  |  | .25
18073_drw.pdf |  |  | .25
18073_drw.pdf |  |  |  | 5
18073_drw.pdf | 39.81
18073_drw.pdf | (68.77)
18073_drw.pdf |  | B-B
18073_drw.pdf |  | B-B
18077_drw.pdf | ITEM
18077_drw.pdf | 1 | 1 | LEG, RIGHT FRONT, 7E TO 6BTA5.9-F1,2,4 LEGACY | 18078
18077_drw.pdf | 2 | 1 | LEG, LEFT FRONT, 7E TO 6BTA5.9-F1,2,4 LEGACY | 18079
18077_drw.pdf | 3 | 2 | LEG, ENGINE SUPPORT, REAR, 7E TO 6BTA5.9-F1,2,4 | 18080
18077_drw.pdf | 4 | 1 | BRACKET, FUEL PREFILTER, CFP5E | 14370
18082_drw.pdf | 1 | 1 | WELDMENT,FRONT ENGINE SUPPORT, GTA38/50 | 14102
18082_drw.pdf | 2 | 2 | SPT,FLYWHEEL,REWORK, GTA38/50 | 15111
18082_drw.pdf | 3 | 1 | FRAME, GTA50, REMOTE COOLED | 18083
18083_drw.pdf | 1 | 4 | GUSSET,ENGINE CROSSMEMBER, GTA38/50 | 13842
18083_drw.pdf | 2 | 1 | CHANNEL,FRAME, GTA38/50 REAR | 14227
18083_drw.pdf | 3 | 1 | CROSSMEMBER,ENGINE,FRONT, GTA38/50 | 14228
18083_drw.pdf | 4 | 1 | CHANNEL, CROSSMEMBER, ENGINE, REAR, | 14229
18083_drw.pdf |  |  | COOLED | 18085
18088_drw.pdf | 1 | 2 | PLATE, END | 18089
18088_drw.pdf | 2 | 1 | SHELF | 18090
18088_drw.pdf |  |  | 2
18095_drw.pdf | 1 | 2 | ASSY, FRT ENG MNT, JARRAFF | 15193
18095_drw.pdf | 2 | 1 | ASSY, REAR ENG MNT, LH, JARRAFF, PN: 212-02067 | 18096
18095_drw.pdf | 3 | 1 | ASSY, REAR ENG MNT, RH, JARRAFF, 212-02088 | 18097
18095_drw.pdf | 4 | 2 | TUBE, ENG MNT, JARRAFF, PN: 214-02189 | 18095_01
18095_drw.pdf | 5 | 4 | PLATE, FRT ENG MNT, JARRAFF, PN: 214-02073 | 18095_02
18095_drw.pdf | 6 | 1 | BRACKET, COOLER MNT, JARRAFF, PN: 214-02074 | 18095_03
18095_drw.pdf | 7 | 4 | PLATE, TUBE CAP, JARRAFF, PN: 214-02190 | 18095_04
18095_drw.pdf |  |  | 40.38
18096_drw.pdf | 1 | 1 | PLATE, REAR ENG MNT, SIDE , JARRAFF, PN: 214-02063 | 18098
18096_drw.pdf | 2 | 1 | PLATE, REAR ENG MNT,GUSSET, JARRAFF, PN: 214-02064 | 18099
18096_drw.pdf | 3 | 1 | PLATE, REAR ENG MNT, ISOLATOR, JARRAFF, PN: 214-02065 | 18100
18096_drw.pdf | 4 | 1 | PLATE, REAR ENG MNT, ISOLATOR, JARRAFF, PN: 214-02066 | 18101
18096_drw.pdf |  |  | 1
18097_drw.pdf | 1 | 1 | PLATE, REAR ENG MNT, SIDE , JARRAFF, PN: 214-02063 | 18098
18097_drw.pdf | 2 | 1 | PLATE, REAR ENG MNT,GUSSET, JARRAFF, PN: 214-02064 | 18099
18097_drw.pdf | 3 | 1 | PLATE, REAR ENG MNT, ISOLATOR, JARRAFF, PN: 214-02065 | 18100
18097_drw.pdf | 4 | 1 | PLATE, REAR ENG MNT, ISOLATOR, JARRAFF, PN: 214-02066 | 18101
18097_drw.pdf |  |  | 2
18106_drw.pdf | 1 | 6 | WELDNUT, 1/4"-20 NC, _ | 14520
18106_drw.pdf | 2 | 1 | GUARD,BELT,GTA19, REMOTE COOLED | 18107
18121_drw.pdf | 1 | 2 | CHANNEL, C15 X 33.9# | 18121_01
18121_drw.pdf | 2 | 2 | CHANNEL, C10 X 15.3 X SIZE | 18121_02
18121_drw.pdf | 3 | 4 | CHANNEL, A-36, 10 x 2.60 x .240, 15.3# STEEL | 18121_03
18121_drw.pdf | 4 | 1 | DRIP RIM, WELDED 2.0 X 2.0 X 0.125 ANGLE, - | 18121_04
18121_drw.pdf | 5 | 1 | PLATE, 0.50 THICK, ASTM A-36 | 18121_05
18121_drw.pdf | 6 | 2 | PLATE, 0.375 THICK, ASTM A-36 | 18121_06
18121_drw.pdf | 7 | 1 | CHANNEL, A-36, C12 X 20.7# | 18121_07
18121_drw.pdf | 8 | 2 | ANGLE, HRS, 8.0 X 8.0 X 0.50 | 18121_08
18121_drw.pdf | 9 | 2 | PLATE .50 THICK, ASTM A-36 | 18121_09
18121_drw.pdf | 10 | 2 | CHANNEL, A-36, C8 X 11.5# | 18121_10
18121_drw.pdf | 11 | 1 | CHANNEL, A-36, C8 X 11.5# | 18121_11
18121_drw.pdf |  | SEE | SHEET #2 FOR ITEM IDENTIFICATION
18124_drw.pdf | 1 | 2 | SPACER, GTA855 ISOLATOR | 13660
18124_drw.pdf | 2 | 1 | CHANNEL, GTA19 GENSET FRAME LH | 13906
18124_drw.pdf | 3 | 1 | CHANNEL, GTA19 GENSET FRAME | 13907
18124_drw.pdf | 4 | 1 | CROSS MEMBER, FRONT ENGINE | 13909
18124_drw.pdf |  |  |  | 14520
18124_drw.pdf | 9 | 2 | PLATE,RADIATOR SUPPORT, GTA19/KTA19SLB | 16276
18124_drw.pdf | 10 | 2 | GUSSET,RADIATOR SUPPORT, GTA855/19 | 16277
18124_drw.pdf | 11 | 4 | BRKT,LIFTING, GTA855/19 | 16331
18124_drw.pdf | 12 | 1 | CHANNEL,FRAME,REAR, GTA855/19 | 17395
18124_drw.pdf | 13 | 1 | SHEET,FLOOR, KTA19SLB | 17708
18124_drw.pdf | 14 | 1 | SHEET,FLOOR, GTA19 | 18125
18126_drw.pdf | 1 | 1 | ASSEMBLY, SHAFT GUARD, NON-SPARKING, SAE #1-X, LONG | 17436
18126_drw.pdf | 2 | 1 | POWER MODULE, RADIATOR COOLED, CFP15E-F10,20,30,40 | 18127
18126_drw.pdf | 3 | 1 | BASE, CFP15E, ENCLOSED HORIZONTAL PUMP | 18128
18126_drw.pdf | 4 | 1 | ENCLOSURE, CFP15E, HORIZONTAL PUMP, ATTENUATED | 18129
18126_drw.pdf | 5 | 2 | LEG, REAR, ISOLATED CFP15E | 18132
18126_drw.pdf | 6 | 1 | HOSE, OIL DRAIN, 0.75" I.D. | 80232GL_18126
18126_drw.pdf | 7 | 2 | MOUNTING BAND, 24", 14.56 BASE TO CENTER | 28-2400
18126_drw.pdf | 8 | 1 | GASKET,EXHAUST,CERAMIC, ANSI 8" FLANGE | 48-CF-800
18126_drw.pdf | 9 | 8 | WASHER, SNUBBING, TECH PRODUCTS 0184 | 0184
18126_drw.pdf | 10 | 1 | COMP FLANGE, 2.750 / .625x.312, 1810 / 3172 DRIVESHAFTS | 10015-03
18126_drw.pdf | 11
18126_drw.pdf | 12
18126_drw.pdf | 13 | 1 | VALVE, OIL DRAIN, M27-2.0 WITH NIPPLE
18127_drw.pdf | 1 | 1 | ASSEMBLY, COOLANT HEATER, 3KW ADJ VOLTAGE, CFP15E | 10849
18127_drw.pdf | 2 | 1 | ASSEMBLY, AIR CLEANER, CFP15E | 10856-01
18127_drw.pdf | 3 | 1 | ASSEMBLY, OPERATOR STATION, CFP15E | 15484
18127_drw.pdf | 4 | 1 | KIT, SENSOR & ADAPTER, CFP15E | 15604
18127_drw.pdf | 5 | 1 | ASSEMBLY, SECONDARY ECM, CFP15E | 15617
18127_drw.pdf | 6 | 1 | TUBE, CAC, TURBO SIDE, CFP15E FIREPUMP | 17261
18127_drw.pdf | 7
18127_drw.pdf | 8 | 1 | ASSY, GUARDING, CFP15E RADIATOR COOLED | 17263
18127_drw.pdf | 9 | 1 | ENGINE, QSX15, 575HP,TIER 3, RADIATOR COOLED | 18142
18127_drw.pdf | 10 | 1 | KIT, FUEL PLUMBING, ENCLOSED CFP15E | 18143
18127_drw.pdf | 11 | 1 | HOSE, HOSE CAC 4 TO 4.5, FLEX FAB P/N FLX7735 | 10459
18127_drw.pdf | 12 | 1 | BRACKET, CAC SUPPORT, HHP, CFP15E | 12885
18127_drw.pdf | 13 | 1 | BRACKET, CAC SUPPORT, CFP15E LOW HORSE POWER | 12886
18127_drw.pdf | 14 | 1 | BRACKET, TURBO COVER MNT, CFP15E RADIATOR COOLED | 17326
18127_drw.pdf | 15 | 1 | HOSE, HUMP, 4" I.D. X 7.5"L, CAC | 3071049
18128_drw.pdf | 1 | 2 | CHANNEL, C10 x 15.3# | 18128_01
18128_drw.pdf | 2 | 2 | CHANNEL, C10 x 15.3# | 18128_02
18128_drw.pdf | 3 | 2 | I-BEAM, W8 X 13# | 18128_03
18128_drw.pdf | 4 | 2 | ANGLE, HRS, 8" X 4" X 0.50" | 18128_04
18128_drw.pdf | 5 | 4 | FLAT BAR, HRS, 0.25" | 18128_05
18128_drw.pdf | 6 | 4 | PLATE, HRPO, 1" THICK | 18128_07
18128_drw.pdf | 7 | 1 | FLAT BAR, HRS, 1.125" X 5" | 18128_08
18128_drw.pdf | 8 | 1 | FLAT BAR, HRS, 1.125" X 5" | 18128_09
18128_drw.pdf | 9 | 2 | FLAT BAR, HRS, 1.50" X 6" | 18128_10
18128_drw.pdf | 10 | 1 | SHEET, HRPO, 0.50" | 18128_11
18128_drw.pdf | 11 | 2 | SHEET, HRPO, 0.50" | 18128_12
18128_drw.pdf | 12 | 1 | SHEET, HRPO, 0.50" | 18128_13
18128_drw.pdf | 13 | 2 | SHEET, HRPO, 0.50" | 18128_14
18128_drw.pdf | 14 | 4 | SHEET, HRPO, 0.50" | 18128_15
18128_drw.pdf | 15 | 1 | ANGLE, HRS, 3" X 3" X 0.375" | 18128_16
18128_drw.pdf | 16 | 1 | FLAT BAR, HRS, 0.375" X 3" | 18128_17
18130_drw.pdf |  |  |  | EQUIVALE1N3T926-10-10_CCR
18130_drw.pdf | 1 | 1 | 13926-10-10,FEMALE JIC 37° SWIVEL, 90° ELBOW, PARKER OR
18130_drw.pdf | 2 | 1 | END, 16826-10-10, FEMALE | 16826-10-10_CCR
18130_drw.pdf |  |  | 2
18131_drw.pdf | ITEM
18131_drw.pdf | 1 | 2 | HOSE END, 16826-10-10, FEMALE | 16826-10-10_CCR
18131_drw.pdf | 2 | 1 | HOSE, 221FR-10 X 52" LG, - | 18131-T1
18131_drw.pdf |  |  | 1
18142_drw.pdf | 1
18142_drw.pdf | 2
18142_drw.pdf | 3
18142_drw.pdf | 4
18142_drw.pdf | 5
18142_drw.pdf | 6
18142_drw.pdf | 7
18142_drw.pdf | 8
18142_drw.pdf | 9
18142_drw.pdf | 10
18142_drw.pdf | 11
18142_drw.pdf | 12
18142_drw.pdf | 13
18142_drw.pdf | 14
18142_drw.pdf | 15 | 1 | FUEL RATING, - | FR10663
18142_drw.pdf | 16
18143_drw.pdf | ITEM | QTY
18143_drw.pdf | 1 | 1 | HOSE, FUEL COOLER INPUT, CFP15E
18143_drw.pdf | 3 | 1 | ASSEMBLY, HOSE, FUEL LINE, CFP15E SUPPLY | 18130
18143_drw.pdf | 4 | 1 | ASSEMBLY, HOSE, FUEL LINE, CFP15E RETURN | 18131
18143_drw.pdf | 5
18143_drw.pdf | 6
18143_drw.pdf |  | 2 | FUEL LINE, 12" EXTENSION, #10 FEM JIC X #10 221FR X 3/4" | NPT14400-011
18143_drw.pdf | 9 | 1 | VALVE,CHECK,BRASS, 1/2" MNPT X MNPT | 14411
18151_drw.pdf | 1 | 1 | HOSE, FUEL, 221FR-10, 8.50" OAL | 17431
18151_drw.pdf | 2 | 1 | HOSE, FUEL, 221FR-12, 22.50" OAL | 17432
18151_drw.pdf | 3 | 1 | BRKT, FUEL FILTER, VEG OIL | 17958
18151_drw.pdf | 4 | 1 | ASSEMBLY, FUEL INLET VALVE, DIESEL TO VEG | OIL 17959
18151_drw.pdf |  |  |  | 14926
18151_drw.pdf |  | CONNTECT FUEL
18151_drw.pdf |  |  | 5
18151_drw.pdf | to the the document as | in accepts in | confidence. the writing by CUMMINS NPOWER LLC CORPORATE OFFICE | DESIGN UPFIT CENTER
18151_drw.pdf | ittrawdiellse(c1r)etnoitnfuosrematthieondotchuemreenitn,or(2a)nynoctopcyoptyhetrheeofdoocrumtehnet, or the | ittrawdiellse(c1r)etnoitnfuosrematthieondotchuemreenitn,or(2a)nynoctopcyoptyhetrheeofdoocrumtehnet, confidential | or trade WHITE BEAR LAKE, MN WWW.CUMMINSNPOWER.COM | DEPERE, WISCONSIN
18151_drw.pdf |  |  | thereof, aAndSM, VEGGIE OIL FILTER
18151_drw.pdf | DIMENSION |  | ARE
18151_drw.pdf |  |  | DWG UNITS: DRAWN BY:S DUBICK | 28-DEC-10
18152_drw.pdf | 1 | 1 | HOUSING, FLYWHEEL | 3973308
18152_drw.pdf |  |  | .708
18152_drw.pdf |  |  | .060
18152_drw.pdf |  |  | 15.0 $
18152_drw.pdf |  |  | 3.625 +.005
18152_drw.pdf |  |  | -.000
18152_drw.pdf |  |  | +.005 3.615
18152_drw.pdf |  |  | C
18152_drw.pdf |  |  | 1
18156_drw.pdf | ITEM
18156_drw.pdf | 1 | 6 | LUMBER, 3 x 4 SOFTWOOD, HEAT TREATED & MARKED | 18156_01
18156_drw.pdf | 2 | 27 | LUMBER, 2 x 4 SOFTWOOD, HEAT TREATED & MARKED | 18156_02
18156_drw.pdf | 3 | 2 | LUMBER, 2 x 6 SOFTWOOD, HEAT TREATED & MARKED | 18156_03
18157_drw.pdf | 1 | 4 | RAIL,4 X 6 (NOMINAL) X 180.0" LG, (3.5 x 6" ACTUAL) | 18157-01
18157_drw.pdf | 2 | 2 | XMBR,4 X 6 (NOMINAL) X 81.5" LG, (3.5 x 6" ACTUAL) | 18157-02
18157_drw.pdf | 3 | 6 | XMBR,2 X 6 (NOMINAL) X 81.5" LG, (1.75 x 6" ACTUAL) | 18157-03
18157_drw.pdf |  |  | DETAIL
18171_drw.pdf | 1 | 2 | RAIL,4 X 6 (NOMINAL) X 141.75 LG, - | 18171-01
18171_drw.pdf | 2 | 2 | XMBR,4 X 6 (NOMINAL) X 71.00 LG, - | 18171-02
18171_drw.pdf | 3 | 5 | XMBR,2 X 6 (NOMINAL) X 71.00 LG, - | 18171-03
18171_drw.pdf | A
18171_drw.pdf |  |  | 4X DETAIL
18176_drw.pdf | 1 | 2 | RAIL,4 X 6 (NOMINAL) X 159.00 LG, - | 18176-01
18176_drw.pdf | 2 | 2 | XMBR,4 X 6 (NOMINAL) X 57.25 LG, - | 18176-02
18176_drw.pdf | 3 | 6 | XMBR,2 X 6 (NOMINAL) X 57.25 LG, - | 18176-03
18176_drw.pdf | A
18176_drw.pdf |  |  | 4X DETAIL
18179_drw.pdf | 1 | 1 | BRACKET,ECOVENT,MT, TO ENG HSG QSX15G | 18177
18179_drw.pdf | 2 | 1 | TUBE,ECOVENT, EXHAUST TO AC 40 INCHES | 13085_40
18179_drw.pdf | 3 | 3 | CLAMP, T-BOLT, 1.87-2.12 | 13164-0200
18179_drw.pdf | 4 | 1 | CLAMP, WORM, .56-1.06 | 14990-10
18179_drw.pdf |  |  | TO, .63 CRNK CS BREATHER | 18178
18179_drw.pdf |  |  | TO 4.25X3.5 | 20957
18179_drw.pdf | 10 | 1 | U-BOLT
18181_drw.pdf | ITEM
18181_drw.pdf | 1 | 1 | CENTER, ENCLOSURE LIFTING FRAME | 18182
18181_drw.pdf | 2 | 2 | EXTENSION, ENCLOSURE LIFTING FRAME | 18187
18181_drw.pdf |  |  | 2
18181_drw.pdf |  |  | 1
18182_drw.pdf | ITEM
18182_drw.pdf | 1 | 1 | CHANNEL, CENTER | 18183
18182_drw.pdf | 2 | 2 | SUPPORT, CHANNEL | 18186
18182_drw.pdf | 3 | 2 | SUPPORT, LIFTING | 18193
18182_drw.pdf | 4 | 1 | SPACER | 18194
18182_drw.pdf |  |  | BRIDGE, FORK POCKET | 18195
18187_drw.pdf | ITEM
18187_drw.pdf | 1 | 1 | EXTENSION, LEG | 18184
18187_drw.pdf | 2 | 1 | EXTENSION, CROSS MEMBER | 18185
18187_drw.pdf | 3 | 3 | CAP | 18188
18187_drw.pdf | 4 | 1 | SPACER, EXTENSION | 18189
18187_drw.pdf |  |  | GUSSET, EXTENSION | 18190
18187_drw.pdf |  |  |  | 18191
18187_drw.pdf |  |  |  | 18192
18196_drw.pdf | 1 | 1 | ASSEMBLY, COOLANT HEATER, 3KW ADJ VOLTAGE, CFP15E | 10849
18196_drw.pdf | 2 | 1 | ASSEMBLY, AIR CLEANER, CFP15E | 10856-02
18196_drw.pdf | 4 | 1 | ASSEMBLY, OPERATOR STATION, CFP15E | 15484
18196_drw.pdf | 5 | 1 | KIT, SENSOR & ADAPTER, CFP15E | 15604
18196_drw.pdf | 7 | 1 | ASSY, FRT ENG SUPT, CFP15E RADIATOR COOLED | 17259
18196_drw.pdf | 8
18196_drw.pdf | 9 | 1 | ASSY, VERT. FRAME / RAD. SUPT, CFP15E RADIATOR COOLED | 17333
18196_drw.pdf | 11 | 1 | ASSY, GUARDING, CFP15E RADIATOR COOLED | 18198
18196_drw.pdf | 12 | 1 | BRACKET, CAC SUPPORT, HHP, CFP15E | 12885
18196_drw.pdf | 13 | 2 | BRACKET, REAR LEG, CFP15E | 13486
18196_drw.pdf | 15 | 1 | BRACKET, TURBO COVER MNT, CFP15E RADIATOR COOLED | 17326
18197_drw.pdf | 1 | 1 | DRIVE, FAN, QSX-15 | FA1467
18197_drw.pdf | 2
18197_drw.pdf | 3 | 1 | CONNECTION,AIR INTAKE, QSX-15 | IC1064
18197_drw.pdf | 4 | 1 | SHIPPING ARRANGEMENT, QSX-15 | SK1001
18197_drw.pdf | 5 | 1 | SUPPORT, ACCESSORY | AB1701
18197_drw.pdf | 6 | 1 | APPROVAL, AGENCY | AP1186
18197_drw.pdf | 7 | 1 | DOCUMENTATION, DCN IPN | AP1704
18197_drw.pdf | 8 | 1 | PLUMBING, CYLINDER BLOCK | BB1809
18197_drw.pdf | 9 | 1 | BLOCK, CYLINDER, QSX15 | BB1888
18197_drw.pdf | 10 | 1 | COMPONENTS, BASE | BC1006
18197_drw.pdf | 11 | 1 | BREATHER, CRANKCASE | BR1252
18197_drw.pdf | 12 | 1 | ADAPTER, PUMP DRIVE, CECO OPTION, UPFIT BY CFP | CB1704
18197_drw.pdf | 13 | 1 | AID, COO HEATER STARTING | CH1021
18197_drw.pdf | 14 | 1 | DAMPER, VIBRATION | DA1229
18197_drw.pdf | 15 | 1 | LOCATION, DRAIN | DL1047
18197_drw.pdf | 16 | 1 | SOFTWARE, CUSTOMER INTERFACE | DO1512
18198_drw.pdf | 1 | 1 | SHROUD, INTAKE, CFP15E | 11715
18198_drw.pdf | 2 | 1 | BRACKET, HEAT SHIELD, FRONT, CFP15E | 16709
18198_drw.pdf | 3
18198_drw.pdf | 4 | 1 | PLATE, BLOCK OFF, CFP15E-F30 | 11717
18198_drw.pdf | 5 | 6 | WASHER, RETAINING, 3/8" | 16662-06
18198_drw.pdf | 6 | 1 | HEAT SHIELD, CFP15E | 16711
18198_drw.pdf | 7 | 6 | SCREW, CAP, HEX HEAD, M10-1.5 | HHCS_M10
18198_drw.pdf | 8 | 6 | WASHER, M10 | WASHER_M10
18199_drw.pdf | 1 | 1 | ASSEMBLY, COOLANT HEATER, 3KW ADJ VOLTAGE, CFP15E | 10849
18199_drw.pdf | 2 | 1 | ASSEMBLY, FUEL PLUMBING, CFP15E | 15210
18199_drw.pdf | 4 | 1 | KIT, SENSOR & ADAPTER, CFP15E | 15604
18199_drw.pdf | 5 | 1 | ASSEMBLY, SECONDARY ECM, CFP15E | 15617
18199_drw.pdf | 7
18199_drw.pdf | 8 | 1 | ASSY, VERT. FRAME / RAD. SUPT, CFP15E RADIATOR COOLED | 17333
18199_drw.pdf | 9 | 1 | ASSEMBLY, HEAVY DUTY AIR CLEANER, FIREPUMP,
18199_drw.pdf | 11 | 1 | ASSY, GUARDING CFP15E, RAD. COOLED, HD AIR CLEANER | 18200
18199_drw.pdf | 12 | 1 | BRACKET, CAC SUPPORT, HHP, CFP15E | 12885
18199_drw.pdf | 13 | 2 | BRACKET, REAR LEG, CFP15E | 13486
18199_drw.pdf | 15 | 1 | BRACKET, TURBO COVER MNT, CFP15E RADIATOR COOLED | 17326
18200_drw.pdf | 1 | 1 | BRACKET, HEAT SHIELD, FRONT, CFP15E | 16709
18200_drw.pdf | 2
18200_drw.pdf | 3 | 1 | PLATE, BLOCK OFF, CFP15E-F30 | 11717
18200_drw.pdf | 4 | 6 | WASHER, RETAINING, 3/8" | 16662-06
18200_drw.pdf | 5 | 1 | HEAT SHIELD, CFP15E | 16711
18200_drw.pdf | 6 | 1 | BRACKET, TURBO COVER MNT, CFP15E RADIATOR COOLED | 17326
18200_drw.pdf | 7 | 6 | SCREW, CAP, HEX HEAD, M10-1.5 | HHCS_M10
18200_drw.pdf | 8 | 6 | WASHER, M10 | WASHER_M10
18206_drw.pdf | 1 | 2 | WELDMENT, SPLIT BACK SHAFT GUARD, SIZE 0-XL, | 18207
18206_drw.pdf | 2 | 2 | COVER, TELESCOPING, SHAFT GUARD, FIREPUMP SIZE 0-X | 13879
18206_drw.pdf | 3 | 8 | WASHER, RETAINING, 1/2" | 16662-08
18206_drw.pdf | 4 | 8 | WASHER, RETAINING, M6 | 16662-11
18206_drw.pdf | 5 | 6 | WASHER, RETAINING, M10 | 16662-13
18206_drw.pdf | 6 | 2 | COVER, INSPECTION, SHAFT GUARD | 18218
18206_drw.pdf | 7 | 8 | SCREW, CAP, HEX HEAD, 1/2-13 UNC X 1.50" | HHCS_0500_0150
18206_drw.pdf | 8 | 6 | SCREW, CAP, HEX HEAD, M10-1.5 x 20 | HHCS_M10-20
18206_drw.pdf | 9 | 8 | SCREW, CAP, HEX HEAD, M6 | HHCS_M6
18207_drw.pdf | ITEM | QTY
18207_drw.pdf | 1 | 1 | NUT, WELD, M10x1.5
18207_drw.pdf | 3 | 1 | SIDE W/ SLOT, SPLIT BACK SHAFT GUARD, TELESCOPING, SIZE | 0-XL,18208
18207_drw.pdf | 4 | 1 | SHEET, ASTM A36, 14 GA | 18209
18207_drw.pdf | 5 | 1 | BACKPLATE, SPLIT SHAFT GUARD, TELESCOPING, SIZE 0-X | 18217
18207_drw.pdf |  |  | 28.00 | 0.12
18207_drw.pdf |  |  | TYP 1.3 2 1
18213_drw.pdf | ITEM
18213_drw.pdf | 1 | 5 | WELDNUT, 1/4"-20 NC, _ | 14520
18213_drw.pdf | 2 | 1 | SHEET,BELT GUARD, KTA19SLB | 18214
18224_drw.pdf | ITEM
18224_drw.pdf | 1 | 13 | NUT, WELD OFFSET HOLE, M6 X 1 | 0870-2025
18224_drw.pdf | 2 | 1 | ENCLOSURE,SELECTOR, SWITCH MOD 319-3208 | 18225
18229_drw.pdf | ITEM
18229_drw.pdf | 1 | 8 | NUT, WELD OFFSET HOLE, M6 X 1 | 0870-2025
18229_drw.pdf | 2 | 1 | PANEL,CNTR HSG RR CVR, SEL SW MT ON 319-3208 | 18228
18231_drw.pdf | ITEM
18231_drw.pdf | 1 | 1 | PLATE, MOUNTING | 18233
18231_drw.pdf | 2 | 1 | FOOT, MOUNTING | 18234
18231_drw.pdf | 3 | 1 | PLATE, SIDE | 18235
18231_drw.pdf | 4 | 1 | PLATE, SIDE | 18236
18231_drw.pdf |  |  | BRACE | 18238
18232_drw.pdf | ITEM
18232_drw.pdf | 1 | 1 | PLATE, MOUNTING | 18233
18232_drw.pdf | 2 | 1 | FOOT, MOUNTING | 18234
18232_drw.pdf | 3 | 2 | PLATE, SIDE | 18237
18232_drw.pdf | 4 | 2 | BRACE | 18238
18232_drw.pdf |  |  | 3
18232_drw.pdf |  |  | 4
18244_drw.pdf | ITEM
18244_drw.pdf | 1 | 1 | MOUNT, SILENCER | 18242
18244_drw.pdf | 2 | 2 | GUSSET, SILENCER MOUNT | 18243
18248_drw.pdf | ITEM
18248_drw.pdf | 1 | 16 | NUT, WELD OFFSET HOLE, 8MM X 1.25, - | 13110
18248_drw.pdf | 2 | 1 | PANEL,1302 PCB MTG, SHELF 319-3208 | 18247
18248_drw.pdf | 3 | 10 | NUT,WELD 6-32 THREAD, STEEL OFFSET PILOT | 18271
18250_drw.pdf | ITEM
18250_drw.pdf | 1 | 1 | PANEL,DOOR MT 1302, FOR MODIFIED 319-3208 | 18249
18250_drw.pdf | 2 | 10 | NUT,WELD 6-32 THREAD, STEEL OFFSET PILOT | 18271
18254_drw.pdf | ITEM
18254_drw.pdf | 1 | 1 | MOUNT, SILENCER | 18244
18254_drw.pdf | 2 | 2 | KIT, BOLT NUT AND GASKET, 5" ANSI FLANGE | 18274
18254_drw.pdf | 3 | 1 | FLEX TUBE, EXHAUST | 6735-61
18254_drw.pdf | 4 | 1 | SILENCER, QSC8.3, SIDE-IN, END-OUT | 18239
18254_drw.pdf |  |  | BAND, 14.0 MOUNTING | 18241
18254_drw.pdf |  |  |  | 18252
18254_drw.pdf |  |  |  | 18255
18259_drw.pdf | 1 | 6 | ACCUMULATOR | ABC30C-7110-C
18259_drw.pdf | 2 | 6 | BRKT, MTG, ACCUMULATOR | BK-200740
18259_drw.pdf | 3 | 1 | ASSY, GAS CHARGING | CGA-300445
18259_drw.pdf | 4 | 1 | KIT, HYDRAULIC START | CMA-308006-B
18259_drw.pdf | 5 | 1 | PUMP, HAND | HPA-300118
18259_drw.pdf | 6 | 1 | PUMP, RECHARGE | RPA-308191-C
18259_drw.pdf | 7 | 1 | VALVE, MANUAL | VCA-300378
18262_drw.pdf | ITEM
18262_drw.pdf | 1 | 2 | WELDNUT, 1/4"-20 NC, _ | 14520
18262_drw.pdf | 2 | 1 | SHEET,BELT GUARD, GTA855/E | 18263
18262_drw.pdf | 3 | 1 | SHEET,BELT GUARD, GTA855/E | 18264
18262_drw.pdf | 4 | 1 | SHEET,BELT GUARD, GTA855/E | 18265
18262_drw.pdf |  |  | SHEET,BELT GUARD, GTA855/E | 18266
18275_drw.pdf | 1 | 2 | XMBR,GENERATOR, GTA38 ENCL HC5 | A042A162
18275_drw.pdf | 2 | 1 | ALTERNATOR PART, NEWAGE | HC5_STD_1B_SAE0
18275_drw.pdf | 3 | 4 | SPACER, ISOLATOR, 6.00 x 6.00 x 0.875 | 13711
18275_drw.pdf | 4 | 8 | WASHER,SNUBBING, TECH PRODUCTS 0186 | 13722
18275_drw.pdf | 5 | 4 | ISOLATOR,UNIVERSAL, TECH PRODUCTS 60054 | 14327
18276_drw.pdf | 1 | 2 | XMBR,GENERATOR, GTA38 OPEN HC5 | 14472
18276_drw.pdf | 2 | 1 | ALTERNATOR PART, NEWAGE | HC5_STD_1B_SAE0
18276_drw.pdf | 3 | 4 | SPACER, ISOLATOR, 6.00 x 6.00 x 0.875 | 13711
18276_drw.pdf | 4 | 8 | WASHER,SNUBBING, TECH PRODUCTS 0186 | 13722
18276_drw.pdf | 5 | 4 | ISOLATOR,UNIVERSAL, TECH PRODUCTS 60054 | 14327
18299_drw.pdf | ITEM
18299_drw.pdf | 1 | 4 | KIT,GASKET,NUT,BOLT, FULL FACE FIBER,6 | 23580_600
18299_drw.pdf | 2 | 1 | FLEX, EXHAUST, 6" ASA FLG X 4" ID CUFF X 18" | 6735-10
18299_drw.pdf | 3 | 1 | CATALYST,EXHAUST, 855 2.0/4.0/1.0 | 14809
18299_drw.pdf | 4 | 1 | SILENCER,DISK,HOSPITAL, GTA855/855E | 14993
18299_drw.pdf |  |  | PIPE,EXHAUST 90, GTA855E | 17010
18299_drw.pdf |  |  | HOSPITAL | 18301
18304_drw.pdf | 1 2 | 1 1 | TUBE, FLANGE EX;H.STYLE 2, STNL STL FLANGED EXHAU;STKTA19 WITH FLANGED TURBO OUTLET | 13049
18304_drw.pdf | 3 | 1 | KIT,GASKET,NUT,BOL;TFULL FACE FIBER,5 | 23580_500
18304_drw.pdf | 4 | 2 | KIT,GASKET,NUT,BOL;TFULL FACE FIBER,8 | 23580_800
18310_drw.pdf | ITEM
18310_drw.pdf | 1 | 1 | SHEET,DAMPER GUARD, GTA28 | 18311
18310_drw.pdf | 2 | 1 | SHEET,DAMPER GUARD, GTA28 | 18312
18310_drw.pdf | 3 | 2 | BRKT,DAMPER GUARD, GTA28 | 18313
18310_drw.pdf | 4 | 1 | BRKT,DAMPER GUARD, GTA28 | 18314
18310_drw.pdf |  |  | BRKT,DAMPER GUARD, GTA28 | 18315
18316_drw.pdf | 1 | 18 | WELDNUT, 1/4"-20 NC, _ | 14520
18316_drw.pdf | 2 | 1 | SHEET,FRNT,CONDUIT BOX, KTA19 HCI5 | 18317
18316_drw.pdf | 3 | 1 | BRKT,CONDUIT BOX, - | 18318
18316_drw.pdf | 4 | 2 | WELDNUT, #8-32, CARBON STEEL,FASTENAL 0124585 | 24123
18319_drw.pdf | ITEM
18319_drw.pdf | 1 | 16 | WELDNUT, 1/4"-20 NC, _ | 14520
18319_drw.pdf | 2 | 1 | BRKT,CONDUIT BOX, - | 18318
18319_drw.pdf | 3 | 1 | SHEET,RR,CONDUIT BOX, UCI274/HCI4/HCI5 | 18320
18321_drw.pdf | ITEM
18321_drw.pdf | 1 | 37 | WELDNUT, 1/4"-20 NC, _ | 14520
18321_drw.pdf | 2 | 1 | SHEET,SIDE,CONDUIT BOX, UCI274/HCI4/HCI5 W/CTRL | 18322
18321_drw.pdf | 3 | 1 | BRKT,CONDUIT BOX, - | 18323
18324_drw.pdf | ITEM
18324_drw.pdf | 1 | 33 | WELDNUT, 1/4"-20 NC, _ | 14520
18324_drw.pdf | 2 | 1 | BRKT,CONDUIT BOX, - | 18323
18324_drw.pdf | 3 | 1 | SHEET,SIDE,CONDUIT BOX, UCI274/HCI4/HCI5 | 18325
18332_drw.pdf | 1 | 1 | LOUVER,CONDUIT BOX, UCI274/HCI4/HCI5 | 17310
18332_drw.pdf | 2 | 1 | PANEL,FRNT,CONDUIT BOX, KTA19 HCI5C/D/E | 18316
18332_drw.pdf | 3 | 1 | PANEL,RR,CONDUIT BOX, UCI274/HCI4/HCI5 | 18319
18332_drw.pdf | 4 | 1 | PANEL,SIDE,CONDUIT BOX, UCI274/HCI4/HCI5 W/CTRL | 18321
18332_drw.pdf | 5 | 1 | PANEL,SIDE,CONDUIT BOX, UCI274/HCI4/HCI5 | 18324
18332_drw.pdf | 6 | 1 | PANEL,TOP,CONDUIT BOX, UCI274,HCI4,HCI5 | 13694
18332_drw.pdf | 7 | 1 | SEAL,BULB,UL RECOGNIZED, 94 INCHES LONG | 14456_094
18332_drw.pdf | 8 | 1 | DECAL, ECM RESET SWITCH | 17282
18332_drw.pdf | 9 | 1 | PLATE,COVER, - | 17356
18332_drw.pdf | 10 | 2 | BRKT,CONDUIT BOX, - | 17393
18332_drw.pdf | 11 | 2 | BRKT,CONDUIT BOX, - | 17394
18332_drw.pdf | 12 | 1 | COVER, LOWER FRONT, HCI5 C/D/E/F | 18786
18332_drw.pdf | 13 | 1 | COVER, FIELD TERMINATION OMMIT | 19897
18333_drw.pdf | 1 | 1 | PANEL,FLR,CONDUIT BOX, HCI5 F | 14823
18333_drw.pdf | 2 | 1 | LOUVER,CONDUIT BOX, UCI274/HCI4/HCI5 | 17310
18333_drw.pdf | 3 | 1 | PANEL,FRNT,CONDUIT BOX, KTA19 HCI5C/D/E | 18316
18333_drw.pdf | 4 | 1 | PANEL,RR,CONDUIT BOX, UCI274/HCI4/HCI5 | 18319
18333_drw.pdf | 5 | 1 | PANEL,SIDE,CONDUIT BOX, UCI274/HCI4/HCI5 W/CTRL | 18321
18333_drw.pdf | 6 | 1 | PANEL,SIDE,CONDUIT BOX, UCI274/HCI4/HCI5 | 18324
18333_drw.pdf | 7 | 1 | PANEL,TOP,CONDUIT BOX, UCI274,HCI4,HCI5 | 13694
18333_drw.pdf | 8 | 1 | DECAL, ECM RESET SWITCH | 17282
18333_drw.pdf | 9 | 1 | PLATE,COVER, - | 17356
18333_drw.pdf | 10 | 2 | BRKT,CONDUIT BOX, - | 17393
18333_drw.pdf | 11 | 2 | BRKT,CONDUIT BOX, - | 17394
18333_drw.pdf | 11 | A/R | PROFILE,UL RECOGNIZED SEALING | 14456
18334_drw.pdf | ITEM
18334_drw.pdf | 1 | 18 | WELDNUT, 1/4"-20 NC, _ | 14520
18334_drw.pdf | 2 | 1 | BRKT,CONDUIT BOX, - | 18318
18334_drw.pdf | 3 | 1 | SHEET,FRNT,CONDUIT BOX, KTA19 HCI4 | 18335
18334_drw.pdf | 4 | 2 | WELDNUT, #8-32, CARBON STEEL,FASTENAL 0124585 | 24123
18336_drw.pdf | 1 | 1 | LOUVER,CONDUIT BOX, UCI274/HCI4/HCI5 | 17310
18336_drw.pdf | 2 | 1 | PANEL,RR,CONDUIT BOX, UCI274/HCI4/HCI5 | 18319
18336_drw.pdf | 3 | 1 | PANEL,SIDE,CONDUIT BOX, UCI274/HCI4/HCI5 W/CTRL | 18321
18336_drw.pdf | 4 | 1 | PANEL,SIDE,CONDUIT BOX, UCI274/HCI4/HCI5 | 18324
18336_drw.pdf | 5 | 1 | PANEL,FRNT,CONDUIT BOX, KTA19 HCI4C/D/E | 18334
18336_drw.pdf | 6 | 1 | PANEL,TOP,CONDUIT BOX, UCI274,HCI4,HCI5 | 13694
18336_drw.pdf | 7 | 1 | SEAL,BULB,UL RECOGNIZED, 82 INCHES LONG | 14456
18336_drw.pdf | 8 | 1 | PLATE,COVER, - | 17356
18336_drw.pdf | 9 | 2 | BRKT,CONDUIT BOX, - | 17393
18336_drw.pdf | 10 | 2 | BRKT,CONDUIT BOX, - | 17394
18336_drw.pdf | 11 | 1 | COVER, LOWER FRONT, HCI4 C/D/E/F | 18787
18336_drw.pdf | 12 | 1 | COVER, FIELD TERMINATION OMMIT | 19897
18337_drw.pdf | 1 | 1 | PANEL,FLR,CONDUIT BOX, HCI4 | 14789
18337_drw.pdf | 2 | 1 | LOUVER,CONDUIT BOX, UCI274/HCI4/HCI5 | 17310
18337_drw.pdf | 3 | 1 | PANEL,RR,CONDUIT BOX, UCI274/HCI4/HCI5 | 18319
18337_drw.pdf | 4 | 1 | PANEL,SIDE,CONDUIT BOX, UCI274/HCI4/HCI5 W/CTRL | 18321
18337_drw.pdf | 5 | 1 | PANEL,SIDE,CONDUIT BOX, UCI274/HCI4/HCI5 | 18324
18337_drw.pdf | 6 | 1 | PANEL,FRNT,CONDUIT BOX, KTA19 HC4F | 18338
18337_drw.pdf | 7 | 1 | PANEL,TOP,CONDUIT BOX, UCI274,HCI4,HCI5 | 13694
18337_drw.pdf | 8 | 1 | DECAL, ECM RESET SWITCH | 17282
18337_drw.pdf | 9 | 1 | PLATE,COVER, - | 17356
18337_drw.pdf | 10 | 2 | BRKT,CONDUIT BOX, - | 17393
18337_drw.pdf | 11 | 2 | BRKT,CONDUIT BOX, - | 17394
18337_drw.pdf | 11 | A/R | PROFILE,UL RECOGNIZED SEALING | 14456
18338_drw.pdf | 1 | 18 | WELDNUT, 1/4"-20 NC, _ | 14520
18338_drw.pdf | 2 | 1 | BRKT,CONDUIT BOX, - | 18318
18338_drw.pdf | 3 | 1 | SHEET,FRNT,CONDUIT BOX, KTA19 HCI4F | 18339
18341_drw.pdf | 1 | 1 | LOUVER,CONDUIT BOX, UCI274/HCI4/HCI5 | 17310
18341_drw.pdf | 2 | 1 | PANEL,RR,CONDUIT BOX, UCI274/HCI4/HCI5 | 18319
18341_drw.pdf | 3 | 1 | PANEL,SIDE,CONDUIT BOX, UCI274/HCI4/HCI5 W/CTRL | 18321
18341_drw.pdf | 4 | 1 | PANEL,SIDE,CONDUIT BOX, UCI274/HCI4/HCI5 | 18324
18341_drw.pdf | 5 | 1 | PANEL,FRNT,CONDUIT BOX, KTA19 UCI274 | 18342
18341_drw.pdf | 6 | 1 | PANEL,TOP,CONDUIT BOX, UCI274,HCI4,HCI5 | 13694
18341_drw.pdf | 7 | 1 | SEAL,BULB,UL RECOGNIZED, 84 INCHES LONG | 14456_084
18341_drw.pdf | 8 | 2 | PLATE,CABINET, UCI274 | 14792
18341_drw.pdf | 9 | 1 | DECAL, ECM RESET SWITCH | 17282
18341_drw.pdf | 10 | 1 | PLATE,COVER, - | 17356
18341_drw.pdf | 11 | 2 | BRKT,CONDUIT BOX, - | 17393
18341_drw.pdf | 12 | 2 | BRKT,CONDUIT BOX, - | 17394
18341_drw.pdf | 13 | 1 | COVER, LOWER FRONT, UCI274 | 18788
18341_drw.pdf | 14 | 1 | COVER, FIELD TERMINATION OMMIT | 19897
18342_drw.pdf | 1 | 18 | WELDNUT, 1/4"-20 NC, _ | 14520
18342_drw.pdf | 2 | 1 | BRKT,CONDUIT BOX, - | 18318
18342_drw.pdf | 3 | 1 | SHEET,FRNT,CONDUIT BOX, KTA19 UCI274 | 18343
18342_drw.pdf | 4 | 2 | WELDNUT, #8-32, CARBON STEEL,FASTENAL 0124585 | 24123
18346_drw.pdf | ITEM
18346_drw.pdf | 1 | 9 | WELDNUT, 1/4"-20 NC, _ | 14520
18346_drw.pdf | 2 | 1 | SHEET,BELT GUARD, GTA28 | 18347
18346_drw.pdf | 3 | 1 | SHEET,BELT GUARD, GTA28 | 18348
18352_drw.pdf | ITEM
18352_drw.pdf | 1 | 4 | WELDNUT, 1/4"-20 NC, _ | 14520
18352_drw.pdf | 2 | 1 | BRKT,BELT GUARD, GTA28 | 18353
18354_drw.pdf | ITEM
18354_drw.pdf | 1 | 2 | WELDNUT, 1/4"-20 NC, _ | 14520
18354_drw.pdf | 2 | 1 | BRKT,BELT GUARD, GTA28 | 18355
18365_drw.pdf | ITEM
18365_drw.pdf | 1 | 17 | NUT, WELD OFFSET HOLE, M6 X 1 | 0870-2025
18365_drw.pdf | 2 | 1 | ENCLOSURE,VOLTAGE, SELECTOR SWITCH | 18366
18368_drw.pdf | 1 | 1 | BOSS, 1" OD TAPPED 18mm x 1.5, BOSCH #4962 | 13529
18368_drw.pdf | 2 | 1 | .06 THK SHEET STEEL | 18368-01
18368_drw.pdf | 5 | 1 | 1/4" NPT HALF COUPLING, HI-PRESSURE | 4513K71
18368_drw.pdf | 6 | 1 | FLANGE,EXH FLOATING, 4" NOM PIPE ASA #125 | FLANGE_FLOATING_4IN
18368_drw.pdf | 7 | 1 | HALF MARMON CONNECTOR 4"
18368_drw.pdf | 6
18368_drw.pdf |  | ~13.50
18368_drw.pdf |  |  | NOTES;
18368_drw.pdf |  |  | 1. MATERIAL: STAINLESS STEEL FLEX W/
18368_drw.pdf |  |  | ALUMINUZED STEEL COMPONENTS.
18368_drw.pdf |  |  | 4.FINISH PER CNP SPEC: ES044 WITH
18368_drw.pdf |  |  | HIGH TEMP ALUMINUM.
18368_drw.pdf | document of receiver, | contains | confidential and trade secret information, is the LLC and is given to the receiver in confidence. and retaining of the document accepts the CUMMINS NPOWER LLC | CUSTOM DESIGN
18368_drw.pdf | in | confidence | and agrees that, except as authorized in writing by
18375_drw.pdf | ITEM
18375_drw.pdf | 1 | 1 | ASSEMBLY,TERMINAL BOX,INSTL, - REF ONLY | 0179-5009-02
18375_drw.pdf | 2 | 1 | ENCLOSURE,SEL SW, WITH WELD NUTS | 18365
18375_drw.pdf | 3 | 1 | BRACKET,SEL SW, MOUNTING SUPPORT | 18369
18375_drw.pdf | 4 | 1 | PLATE,COVER, SEL SW HOUSING | 18372
18375_drw.pdf |  |  | COVER,VOLT SEL SW, ENCL ON 179-5009 | 18373
18375_drw.pdf |  |  | BOX ON 179-5009 | 18374
18375_drw.pdf |  |  |  | S216-SE3428
18380_drw.pdf | 1 | 1 | ACCESSORY DRIVE PULLEY | AD6005
18380_drw.pdf | 2 | 1 | DATA PLATE | AP6129
18380_drw.pdf | 3 | 1 | BASE ENGINE | BP6126
18380_drw.pdf | 4 | 1 | DAMPER | DA6084
18380_drw.pdf | 5 | 1 | DUTY CYCLE | DC8003
18380_drw.pdf | 6 | 1 | ALTERNATOR MOUNTING | EE6017
18380_drw.pdf | 7 | 1 | ALTERNATOR, 24V, 35A, DELCO 20SI | EE8080
18380_drw.pdf | 8 | 1 | ENGINE MOUNT | EM6001
18380_drw.pdf | 9 | 1 | NO MAG SWITCH | ES0000
18380_drw.pdf | 10 | 1 | FAN DRIVE, NONE | FA6014
18380_drw.pdf | 11 | 1 | FUEL FILTERS (2) MICRON | FF6063
18380_drw.pdf | 12 | 1 | FLYWHEEL HOUISING, SAE-0 | FH6024
18380_drw.pdf | 13 | 1 | FUEL PUMP, WOODWARD GOVERNOR | FP6085
18380_drw.pdf | 14 | 1 | FUEL RATING, 2220 HP, 1800 RPM | FR6295
18380_drw.pdf | 15 | 1 | FUEL CHECK VALVE, INTEGRAL | FS6013
18380_drw.pdf | 16 | 1 | NO POSITIVE HEADF FUEL SUPPLY SYSTEM REQUIRED | FS6022
18384_drw.pdf | ITEM
18384_drw.pdf | 1 | 1 | PLATE, COOLANT HEATER, CONNECT, CFP23E | 18385
18384_drw.pdf | 2 | 1 | COUPLING, HALF, 1"NPT, STEEL | 18386
18398_drw.pdf | ITEM
18398_drw.pdf | 1 | 1 | MOUNT, GTA855 FRONT ENGINE | 13150
18398_drw.pdf | 2 | 1 | FRAME,GENSET,GTA855E, 136"L X 46"W | 18402
18398_drw.pdf | 3 | 1 | SKID, GTA855E, WOODEN SHIPPING | 19077
18398_drw.pdf | 4
18398_drw.pdf |  |  | WASHER, SNUBBING, TECH PRODUCTS 0184 | 0184
18398_drw.pdf |  |  | BLUE | 14442
18398_drw.pdf |  |  |  | 14443
18399_drw.pdf | ITEM
18399_drw.pdf | 1 | 2 | XMBR,GENERATOR SUPPORT, GTA855E W/HC404C | 18448
18399_drw.pdf | 2 | 1 | ALTERNATOR PART, NEWAGE | HC4_STD_1B
18399_drw.pdf | 3 | 8 | WASHER, SNUBBING, TECH PRODUCTS 0184 | 0184
18399_drw.pdf | 4 | 4 | MOUNT, UNIVERSAL, 60044, BLUE | 14442
18399_drw.pdf |  |  | BRKT,LH,CONDUIT BOX, - | 18421
18399_drw.pdf |  |  |  | 18422
18400_drw.pdf | ITEM
18400_drw.pdf | 1 | 1 | TUBE, JACKET WATER UPPER, GTA855 | 13789
18400_drw.pdf | 2 | 1 | TUBE, JACKET WATER LOWER, GTA855 | 13911
18400_drw.pdf | 3 | 1 | TUBE,AFTERCOOLER UPPER, GTA855 | 14184
18400_drw.pdf | 4 | 1 | TUBE, AFTERCOOLER LOWER, GTA855 | 14212
18400_drw.pdf | 5
18400_drw.pdf | 6 | 1 | TUBE,AFTERCOOLER FILL, - | 14623
18400_drw.pdf |  |  | GTA855/E | 16605
18400_drw.pdf | 13 | 4
18400_drw.pdf | 14 | 16 | CLAMP, WORM, .81 - 1.50
18400_drw.pdf | 15 | 4 | CLAMP, WORM, .25 - .63 | 14992-04
18401_drw.pdf | ITEM
18401_drw.pdf | 1 | 1 | HOSE,PARKER, 5/8IN ID X 30.00IN LONG | 801-10
18401_drw.pdf | 2
18401_drw.pdf | 3
18401_drw.pdf | 4
18401_drw.pdf |  |  |  | 14990-12
18401_drw.pdf |  |  |  | 16164-18
18401_drw.pdf | 11 | 1
18401_drw.pdf | 12
18401_drw.pdf | 13 | 1 | FTG,ST,ADAPTER 1.00-18 X 1/2 NPTF, _
18401_drw.pdf | 14 | 1 | BRKT,CLIP, - | A042A029
18401_drw.pdf | 15 | 1 | VALVE, OIL DRAIN, 1/2-14 NPT WITH NIPPLE | A042D025
18402_drw.pdf | ITEM
18402_drw.pdf | 1 | 2 | SPACER, GTA855 ISOLATOR | 13660
18402_drw.pdf | 2 | 2 | END CAP,TUBE,THREADED, - | 13814
18402_drw.pdf | 3 | 4 | GUSSET, GTA855 GENSET FRAME CROSS CHANNEL | 14143
18402_drw.pdf | 4 | 4 | BRKT,LIFTING, GTA855/19 | 16331
18402_drw.pdf |  |  | CHANNEL,FRAME,LH, GTA855E GENSET | 18403
18402_drw.pdf |  |  | GENSET | 18404
18402_drw.pdf |  |  |  | 18405
18402_drw.pdf | 11 | 1
18402_drw.pdf | 12 | 2 | PLATE,FRAME, GTA855E GENSET
18402_drw.pdf | 13 | 2 | PLATE,FRAME, GTA855E GENSET
18402_drw.pdf | 14 | 2 | GUSSET,RAD SUPPORT, GTA855E GENSET | 18412
18402_drw.pdf | 15 | 2 | TUBE,RAD SUPPORT, GTA855E GENSET | 18413
18427_drw.pdf | ITEM
18427_drw.pdf | 1 | 1 | TRAY, BATTERY RACK | 14153
18427_drw.pdf | 2 | 2 | BRKT,BATTERY RACK | 18428
18427_drw.pdf | 3 | 1 | GUSSET,BATTERY TRAY | 18429
18427_drw.pdf | 4 | 1 | NUT, 3/8-16 UNC | NUT_3_8-16
18430_drw.pdf | 1 | 1 | ELBOW, 6" TUBE, ALUMINIZED, CUT DOWN TO 11.50 X 12.00 | 16529
18430_drw.pdf | 2 | 1 | AIR HOUSING ASSEMBLY, FLEETGUARD AH19076 | AH19076
18430_drw.pdf | 3 | 1 | TUBE, 6" OD x 10", P206850 | 11706
18430_drw.pdf | 4 | 7 | CLAMP, T-BOLT, 6.28-6.59 | 13164-0650
18430_drw.pdf | 5 | 1 | CLAMP, T-BOLT, 8.25-8.56 | 13164-0850
18430_drw.pdf | 6 | 1 | ADAPTER, HUMP HOSE CONNECTION, CFP15E HD AIR CLEANER | 18434
18430_drw.pdf | 7 | 2 | BRACKET,AIR CLEANER, 18.10 INCH ID | 3918237-S
18430_drw.pdf | 8 | 1 | INTAKE BONNET, 10", FLEETGUARD 3940356S OR EQUIV | 3940356-S
18430_drw.pdf | 9 | 1 | ELBOW, RUBBER, 6" ID | 89824K
18430_drw.pdf | 10 | 2 | HUMP-HOSE 6" NOMINAL, OBSOLETE. USE 3316612-S | 89839K
18430_drw.pdf | 11 | 1 | HUMP HOSE, REDUCING, NELSON 8" X 6"***USE 33126626-S | 89851K
18431_drw.pdf | 1 | 1 | ELBOW, 6" TUBE, ALUMINIZED, CUT DOWN TO 11.50 X 12.00 | 16529
18431_drw.pdf | 2 | 1 | AIR HOUSING ASSEMBLY, FLEETGUARD AH19076 | AH19076
18431_drw.pdf | 3 | 1 | CLAMP, T-BOLT, 5.78-6.09 | 13164-0600
18431_drw.pdf | 4 | 4 | CLAMP, T-BOLT, 6.28-6.59 | 13164-0650
18431_drw.pdf | 5 | 1 | CLAMP, T-BOLT, 8.25-8.56 | 13164-0850
18431_drw.pdf | 6 | 1 | ADAPTER, HUMP HOSE CONNECTION, CFP15E HD AIR CLEANER | 18434
18431_drw.pdf | 7 | 2 | BRACKET,AIR CLEANER, 18.10 INCH ID | 3918237-S
18431_drw.pdf | 8 | 1 | INTAKE BONNET, 10", FLEETGUARD 3940356S OR EQUIV | 3940356-S
18431_drw.pdf | 9 | 1 | ELBOW, RUBBER, 6" ID | 89824K
18431_drw.pdf | 10 | 1 | HUMP-HOSE REDUCER 5.5 TO 6.0, OBSOLETE. USE 3316622-S | 89849K
18431_drw.pdf | 11 | 1 | HUMP HOSE, REDUCING, NELSON 8" X 6"***USE 33126626-S | 89851K
18436_drw.pdf | ITEM
18436_drw.pdf | 1 | 2 | BRACKET, SURGE TANK MNT, SHOP CART | 18387
18436_drw.pdf | 2 | 4 | BRACKET, CAC/WATER MANIFOLD MNT, SHOP CART | 18435
18436_drw.pdf |  |  | 1
18436_drw.pdf |  |  | 2
18436_drw.pdf |  |  |  | 1
18438_drw.pdf | ITEM
18438_drw.pdf | 1 | 1 | WELDMT, TUBE, OIL FILL, WAUSAU EQUIP. | 18455
18438_drw.pdf | 2 | 1 | ASSY, OIL GAUGE, WAUSAU EQUIP | 18456
18438_drw.pdf | 3 | 1 | CAP W/CHAIN, _ | 107981
18438_drw.pdf | 4 | 1 | CLAMP, LOOM, 0.50 ID | 26963-8
18443_drw.pdf | ITEM
18443_drw.pdf | 1 | 1 | BRACKET, OIL FILL SUPT, WAUSAU EQUIP. | 18444
18443_drw.pdf | 2 | 1 | GUSSET, OIL FILL SUPT, WAUSAU EQUIP. | 18445
18448_drw.pdf | ITEM
18448_drw.pdf | 1 | 2 | PLATE,GENERATOR CROSSMEMBER, GTA855/19 | 16292
18448_drw.pdf | 2 | 1 | GUSSET,GENERATOR CROSSMEMBER, GTA855/19 | 16293
18448_drw.pdf | 3 | 2 | SPACER,ISOLATOR, GTA855/19 | 16294
18448_drw.pdf | 4 | 1 | XMBR,GENERATOR, GTA855E W/HC404C | 18449
18450_drw.pdf | ITEM
18450_drw.pdf | 1 | 4 | WELDNUT, 1/4"-20 NC, _ | 14520
18450_drw.pdf | 2 | 1 | GUARD,RAIN 8.75, WELDNUT HALF | 18451
18450_drw.pdf | 3 | 1 | GUARD,RAIN, FLANGE HALF | 18452
18450_drw.pdf |  |  | 3
18453_drw.pdf | 1 | 2 | SUPPORT, GENERATOR, MULTIPLE GENSETS | 6523-31
18453_drw.pdf | 2 | 2 | CHANNEL C8 11.5# X 120.0, ASTM A36 | 18453-01
18453_drw.pdf | 3 | 2 | CHANNEL C6, 8.2# X 43.44, ASTM A36 | 18453-02
18453_drw.pdf | 4 | 2 | CHANNEL C8, 11.5# X 43.44, ASTM A36 | 18453-03
18453_drw.pdf | 5 | 2 | CHANNEL C6, 8.2# X 11.87, ASTM A36 | 18453-04
18453_drw.pdf | 6 | 1 | CHANNEL C6, 8.2# X 43.44, ASTM A36 | 18453-05
18453_drw.pdf | 7 | 2 | ANGLE,2 X 3 X 0.38, 2.26 IN LONG | ANGLE2X3X38_226
18455_drw.pdf | ITEM
18455_drw.pdf | 1 | 1 | OIL FILL ARRANGEMENT,MOD., WAUSAU EQUIP. | 18459
18455_drw.pdf | 2 | 1 | TUBE, OIL FILL, STRAIGHT, WAUSAU EQUIP. | 18437
18455_drw.pdf | 3 | 1 | BRKT, OIL FILL TUBE SUPT., WAUSAU EQUIP. | 18439
18455_drw.pdf |  |  | 2 3
18458_drw.pdf | 1 2 | 1 1 | RADIATOR,CAC,ISL-3;0QSB4.5 TIER 3,MTL OD,CAC TO INTA;KEQSB4.5 | 12976
18458_drw.pdf | 3 | 1 | TUBE,3.00 OD,TURBO TO C;ACQSB4.5 | 12977
18458_drw.pdf | 4 | 1 | SUPPORT,FRONT,RT,QSB4;.5- | 12984
18459_drw.pdf | 1 | 1 | TUBE, OIL FILL | 3883833_PART_01
18459_drw.pdf | 2 | 1 | TUBE, OIL FILL | 3883833_PART_02
18460_drw.pdf | 1 | 1 | RACK,DUAL 8D BATTERY | 18427
18460_drw.pdf | 2 | 1 | BRACKET, BATTERY HOLD DOWN | 14168
18460_drw.pdf | 3 | 1 | ROD, THREADED, McMASTER-CARR or EQUIV | 99065A401
18460_drw.pdf | 4 | 2 | BATTERY, GROUP 8D, COMMERCIAL | 8D-3 DRY
18460_drw.pdf | 5 | 3 | NUT, 3/8-16 UNC | NUT_3_8-16
18460_drw.pdf | 6 | 3 | WASHER, 3/8 | WASHER_3-8
18460_drw.pdf | 7 | 3 | WASHER, LOCK, 3/8 | WASHER_LOCK_3-8
18461_drw.pdf | 1 | 1 | POWER UNIT, QSM11 | 60000285
18461_drw.pdf | 2 | 1 | BASE, QSM11, ENCLOSED POWER UNIT | 18462
18461_drw.pdf | 3 | 1 | ENCLOSURE, QSM11
18461_drw.pdf |  |  | 5/16-18x1x1 NEOPRENE | 13011
18461_drw.pdf | 7 | 4 | CLAMP, T-BOLT, 4.28-4.59 | 13164-0450
18461_drw.pdf | 8 | 3 | CLAMP, T-BOLT, 5.28-5.59 | 13164-0550
18461_drw.pdf | 9 | 2 | BRACKET, PANEL, AIR CUT OFF | 18495
18461_drw.pdf | 10 | 1 | INTAKE SHUT DOWN, 4.0" DIA CONNECTION | 18504
18461_drw.pdf | 11
18461_drw.pdf | 12 | 2 | SHIM. AIR CLEANER, ROOF MOUNTED | 18655
18461_drw.pdf | 13 | 1 | ELBOW, RUBBER, 5" | 3316570-S
18461_drw.pdf | 14 | 2 | HOSE,DAYCO GOLD LABEL, 4.00" ID X 3"
18461_drw.pdf | 18 | 1 | PULLEY, ACCESSORY DRIVE | AD2062
18461_drw.pdf | 19 | 1 | COOLER, HYDRAULIC DRIVE - CUSTOMER SUPPLIED | ASA0929SH11
18461_drw.pdf | 20 | 1 | DRIVE, 2-PAD, FUNK SERIES 59000 | 5928PXX
18461_drw.pdf | 21 | 1 | FREON COMPRESSOR | SD7H15-4666
18461_drw.pdf | 22 | 1 | CLAMP, EXHAUST, 5", RIKER TEC-500 | TEC-500
18461_drw.pdf |  |  | 1
18462_drw.pdf | 1 | 2 | CHANNEL, C6 x 8.2# | 18462_01
18462_drw.pdf | 2 | 2 | CHANNEL, C6 x 8.2# | 18462_02
18462_drw.pdf | 3 | 2 | ANGLE, 6 x 6 x 0.50 | 18462_03
18462_drw.pdf | 4 | 2 | ANGLE, HRS, 4" X 4" X 0.25" | 18462_04
18462_drw.pdf | 5 | 1 | PLATE, HRPO, 0.50" | 18462_06
18462_drw.pdf | 6 | 4 | PLATE, HRPO, 0.75" THICK | 18462_07
18462_drw.pdf | 7 | 1 | CHANNEL, C8 x 11.5# | 18462_08
18462_drw.pdf | 8 | 1 | COUPLING, BLK, 1" NPT | C34
18462_drw.pdf |  |  | CNP PART NUMBERS - ORDER AS WELDMENT
18473_drw.pdf | ITEM | QTY
18473_drw.pdf | 2 | 1
18473_drw.pdf | 3 | 1 | ASSEMBLY, POWER UNIT, QSB3.3, EXTENDED BASE & ENCLOSURE | 600275
18473_drw.pdf | 4 | 1 | BASE EXTENSION, POWER UNIT | 18474
18473_drw.pdf |  |  |  | 18475
18473_drw.pdf | 7 | 1 | COMP FLANGE, 55mm / 16mm, 1480/1550 DRIVE SHAFT | 8608-31
18473_drw.pdf | 8 | 1 | DRIVESHAFT, 1480 SHORT COUPLED, UL LISTED | 13418
18473_drw.pdf |  |  | ADDED TO | 16584
18473_drw.pdf | 11 | 1 | TRAILER, GENERATOR, SINGLE AXIL, 60 X 96 DECK | 18511
18473_drw.pdf | 12 | 1 | BATTERY, GROUP 31, COMMERCIAL | 31-5
18473_drw.pdf |  |  | BY CUSTOMER | M9561
18476_drw.pdf | 1 | 1 | PANEL,FLR,CONDUIT BOX, HCI4 | 14789
18476_drw.pdf | 2 | 1 | LOUVER,CONDUIT BOX, UCI274/HCI4/HCI5 | 17310
18476_drw.pdf | 3 | 1 | PANEL,RR,CONDUIT BOX, UCI274/HCI4/HCI5 | 18319
18476_drw.pdf | 4 | 1 | PANEL,SIDE,CONDUIT BOX, UCI274/HCI4/HCI5 W/CTRL | 18321
18476_drw.pdf | 5 | 1 | PANEL,SIDE,CONDUIT BOX, UCI274/HCI4/HCI5 | 18324
18476_drw.pdf | 6 | 1 | PANEL,FRNT,CONDUIT BOX, GTA19 HCI434C/D/E W/3300 | 18477
18476_drw.pdf | 7 | 1 | PANEL,TOP,CONDUIT BOX, UCI274,HCI4,HCI5 | 13694
18476_drw.pdf | 8 | 1 | PLATE,COVER, - | 17356
18476_drw.pdf | 9 | 2 | BRKT,CONDUIT BOX, - | 17393
18476_drw.pdf | 10 | 2 | BRKT,CONDUIT BOX, - | 17394
18476_drw.pdf | 11 | A/R | PROFILE,UL RECOGNIZED SEALING | 14456
18477_drw.pdf | ITEM
18477_drw.pdf | 1 | 18 | WELDNUT, 1/4"-20 NC, _ | 14520
18477_drw.pdf | 2 | 1 | BRKT,CONDUIT BOX, - | 18318
18477_drw.pdf | 3 | 1 | SHEET,FRNT,CONDUIT BOX, GTA19 HCI434 W/3300 | 18478
18479_drw.pdf | 1 | 1 | PANEL,FLR,CONDUIT BOX, HCI4 | 14789
18479_drw.pdf | 2 | 1 | LOUVER,CONDUIT BOX, UCI274/HCI4/HCI5 | 17310
18479_drw.pdf | 3 | 1 | PANEL,RR,CONDUIT BOX, UCI274/HCI4/HCI5 | 18319
18479_drw.pdf | 4 | 1 | PANEL,SIDE,CONDUIT BOX, UCI274/HCI4/HCI5 W/CTRL | 18321
18479_drw.pdf | 5 | 1 | PANEL,SIDE,CONDUIT BOX, UCI274/HCI4/HCI5 | 18324
18479_drw.pdf | 6 | 1 | PANEL,FRNT,CONDUIT BOX, GTA19 HC4F W/3300 | 18480
18479_drw.pdf | 7 | 1 | PANEL,TOP,CONDUIT BOX, UCI274,HCI4,HCI5 | 13694
18479_drw.pdf | 8 | 2 | BRKT,CONDUIT BOX, - | 17393
18479_drw.pdf | 9 | 2 | BRKT,CONDUIT BOX, - | 17394
18479_drw.pdf | 11 | A/R | PROFILE,UL RECOGNIZED SEALING | 14456
18480_drw.pdf | 1 | 18 | WELDNUT, 1/4"-20 NC, _ | 14520
18480_drw.pdf | 2 | 1 | BRKT,CONDUIT BOX, - | 18318
18480_drw.pdf | 3 | 1 | SHEET,FRNT,CONDUIT BOX, GTA19 HCI4F W/3300 | 18481
18501_drw.pdf | ITEM
18501_drw.pdf | 1 | 3 | SPACER, MOUNTING, SECONDARY ;ECM | 9508
18501_drw.pdf | 2 | 2 | CONNECTOR,MAL;E-10 JIC X -12 NPT,STEEL | 12238-10-12
18501_drw.pdf | 3 | 1 | ASSEMBLY, HOSE, FUEL LI;NECFP15E SUPPLY | 15280
18501_drw.pdf | 4 | 1 | HOSE, FUEL LI;NECFP15E SUPPLY | 15280
18501_drw.pdf |  |  | FUEL VALVE BYPA;SS | 18502
18501_drw.pdf |  |  |  | 18505
18501_drw.pdf |  |  |  | 24251
18501_drw.pdf | 11 | 3
18501_drw.pdf | 12 | 3 | CAP, HEX HEAD, M10-1;.5
18501_drw.pdf | 13 | 5 | NIPPLE, BLK, 3/4x1-1;/2
18501_drw.pdf | 14 | 1 | NIPPLE,PIPE,0.75 NPT X 2.;00- | LTL-CPN342
18501_drw.pdf | 15 | 2 | NIPPLE, 3/4 X 3, B;LK | LTL-CPN343
18501_drw.pdf |  |  |  | LTL-E3490
18516_drw.pdf | 1 | 2 | SPACER,ISOLATOR, GTA855/19 | 16294
18516_drw.pdf | 2 | 2 | GUSSET,CROSSMEMBER, ALT MT QSL9G7 FRAME | 18517
18516_drw.pdf | 3 | 1 | CROSS MEMBER,QSL9G7, FOR ISOLATORS,ALT | 18562
18518_drw.pdf | ITEM | QTY
18518_drw.pdf | 2 | 1 | BATTERY RACK,WELD ON, KIT,2 GRP 31 FRAME MT | 18651
18518_drw.pdf | 3 | 2 | CHANNEL,C9 X 15#, STRUCTURAL,119 LG | 18558
18518_drw.pdf | 4 | 2 | CHANNEL,C9 X 15#, STRUCTURAL,45.03 LG | 18560
18518_drw.pdf | 6 | 2 | GUSSET,RADIATOR, SUPPORT,QSL9 | 18564
18518_drw.pdf | 7 | 4 | BRACKET,LIFTING LUG, C9X 15# CHANNEL | 18565
18518_drw.pdf | 8 | 4 | PLATE,CROSSMEMBER, END CAP,QSL9 G7 | 18603
18518_drw.pdf | 10 | 2 | ANGLE,RADIATOR, SUPPORT | 18646
18520_drw.pdf | 1
18520_drw.pdf | 2 | 1 | CLAMP, T-BOLT, 4.28-4.59 | 13164-0450
18520_drw.pdf | 3 | 2 | CLAMP, T-BOLT, 5.28-5.59 | 13164-0550
18520_drw.pdf | 4 | 1 | CLAMP, T-BOLT, 7.28-7.59 | 13164-0750
18520_drw.pdf | 5 | 1 | ELBOW, COBRA, 90 DEG, 7" X 5" | 17961
18520_drw.pdf | 6 | 1 | BRACKET, HEAT SHIELD, CFP11E, HC AIR CLEANER | 18551
18520_drw.pdf | 7 | 1 | TUBE, 2 BENDS, 4" O.D., FIREPUMP, CFP5E | 18552
18520_drw.pdf | 8 | 1 | BRACE, HD AIR CLEANER, CFP11E ABOVE MOUNT | 18553
18520_drw.pdf | 9 | 1 | BRACKET, AIR CLEANER, CFP11E - TOP MOUNT MEDIUM/HEAVY | DUT1Y8556
18520_drw.pdf | 10 | 1 | HEAT SHIELD, AIR INTAKE, CFP11E | 18756
18520_drw.pdf | 11 | 2 | MOUNTING BAND, 16" DIAMETER | 3918236S_CCR
18520_drw.pdf | 12 | 1 | ELBOW, REDUCING, 90 DEG, NELSON 89898K | 89898K
18520_drw.pdf | 13 | 1 | RESTRICTION INDICATOR, 1/8" NPT | D-RAX00-2352
18520_drw.pdf | 14 | 1 | WEATHER HOOD, 7" INLET | H000607
18524_drw.pdf | 1 | 2 | CHANNEL, C10 x .24 x 2.60, 84.00" | 13859
18524_drw.pdf | 2 | 2 | CHANNEL, C10 x .24 x 2.60, 30.75" | 13862
18524_drw.pdf | 3 | 4 | PLATE, LIFTING BRACE, 5/16" A-36, 9.406 x 1.50 | 13867
18524_drw.pdf | 4 | 1 | SHEET, 14 GA HRPO, 30.75 X 10.399 | 18524-01
18524_drw.pdf | 5 | 1 | SHEET, 14 GA HRPO, 30.75 X 46.125 | 18524-02
18524_drw.pdf | 6 | 1 | SHEET, 14 GA HRPO, 30.75 X 16.899 | 18524-03
18524_drw.pdf | 7 | 2 | SHEET, 0.25" HRPO | 18524-04
18524_drw.pdf | 8 | 2 | SUPPORT, ENGINE, 5/16" A-36, 16" | 18524-05
18524_drw.pdf |  |  | 13859, 13862, 13864 NEED FORK POCKETS PER | THIS PRINT
18537_drw.pdf | ITEM
18537_drw.pdf | 1 | 2 | ADAPTER, EXHAUST FLANGE, 6" ANSI TO 4.00 O.D. TUBE | 19074
18537_drw.pdf | 2 | 4 | KIT,GASKET,NUT,BOLT, FULL FACE FIBER,6 | 23580_600
18537_drw.pdf | 3 | 1 | FLEX, EXHAUST, 6" ASA FLG X 4" ID CUFF X 18" | 6735-10
18537_drw.pdf | 4 | 1 | SILENCER,DISK,CRITICAL, GTA855/855E | 14991
18537_drw.pdf |  |  | PIPE,EXHAUST 90, GTA855E | 17010
18537_drw.pdf |  |  |  | 17011
18537_drw.pdf |  |  | STEEL | 21940-0400
18537_drw.pdf | 11 | 1 | WRAP,
18537_drw.pdf | 12 | 1 | WRAP,EXHAUST
18538_drw.pdf | ITEM
18538_drw.pdf | 1 | 2 | ADAPTER, EXHAUST FLANGE, 6" ANSI TO 4.00 O.D. TUBE | 19074
18538_drw.pdf | 2 | 4 | KIT,GASKET,NUT,BOLT, FULL FACE FIBER,6 | 23580_600
18538_drw.pdf | 3 | 1 | FLEX, EXHAUST, 6" ASA FLG X 4" ID CUFF X 18" | 6735-10
18538_drw.pdf | 4 | 1 | SILENCER,DISK,HOSPITAL, GTA855/855E | 14993
18538_drw.pdf |  |  | PIPE,EXHAUST 90, GTA855E | 17010
18538_drw.pdf |  |  | HOSPITAL | 18301
18538_drw.pdf |  |  | STEEL | 21940-0400
18539_drw.pdf | 1 2 | 1 2 | TUBE, FLANGE EX;H.STYLE 2, STNL STL EXHAUST FLANGE, 12" LEN;GT8H" ANSI x 4" OD TUBE | 21250
18539_drw.pdf | 3 | 3 | KIT,GASKET,NUT,BOL;TFULL FACE FIBER,8 | 23580_800
18539_drw.pdf | 4 | 2 | SENSOR,TEMPERATURE | 4384259
18540_drw.pdf | ITEM
18540_drw.pdf | 1 | 12 | WELDNUT, 1/4"-20 NC, _ | 14520
18540_drw.pdf | 2 | 1 | ENCLOSURE,CIR BRKR, SINGLE BREAKER | 18541
18543_drw.pdf | ITEM
18543_drw.pdf | 1 | 6 | WELDNUT, 1/4"-20 NC, _ | 14520
18543_drw.pdf | 2 | 1 | COVER,BOTTOM, CIRCUIT BRKR ENCL | 18542
18545_drw.pdf | ITEM
18545_drw.pdf | 1 | 2 | WELDNUT, 1/4"-20 NC, _ | 14520
18545_drw.pdf | 2 | 1 | COVER,CIRCUIT BRK , ENCLOSURE,TOP | 18544
18549_drw.pdf | 1 | 33 | WELDNUT, 1/4"-20 NC, _ | 14520
18549_drw.pdf | 2 | 1 | PANEL,SIDE,CONDUIT BOX, UC274/HC4&5,SPECIAL | 18548
18556_drw.pdf | 11 | 22 | SSHHEEEETT,, 00..2255"" HHRRPPOO | 1188555566--0011
18556_drw.pdf | 22 | 22 | AANNGGLLEE,, 11..55 XX 22..00 XX 00..2255 -- 1199..118888 LLOONNGG | 1188555566--0022
18556_drw.pdf | 33 | 11 | SSHHEEEETT,, 1111 GGAA.. HHRRPPOO | 1188555566--0033
18556_drw.pdf | 44 | 11 | SSHHEEEETT,, 00..2255"" HHRRPPOO | 1188555566--0044
18556_drw.pdf | 55 | 11 | SSHHEEEETT,, 1111 GGAA HHRRPPOO | 1188555566--0055
18556_drw.pdf |  |  | NO INDIVIDUAL DRAWINGS - MAKE FROM THIS
18557_drw.pdf | 1 | 1 | CLAMP, T-BOLT, 4.28-4.59 | 13164-0450
18557_drw.pdf | 2 | 2 | CLAMP, T-BOLT, 5.28-5.59 | 13164-0550
18557_drw.pdf | 3 | 1 | CLAMP, T-BOLT, 7.28-7.59 | 13164-0750
18557_drw.pdf | 4 | 1 | ELBOW, COBRA, 90 DEG, 7" X 5" | 17961
18557_drw.pdf | 5 | 1 | BRACKET, HEAT SHIELD, CFP11E, HC AIR CLEANER | 18551
18557_drw.pdf | 6 | 1 | TUBE, 2 BENDS, 4" O.D., FIREPUMP, CFP5E | 18552
18557_drw.pdf | 7 | 2 | BRACE, HD AIR CLEANER, CFP11E ABOVE MOUNT | 18553
18557_drw.pdf | 8 | 1 | BRACKET, AIR CLEANER, CFP11E - TOP MOUNT MEDIUM/HEAVY | DUT1Y8556
18557_drw.pdf | 9 | 1 | HEAT SHIELD, AIR INTAKE, CFP11E | 18756
18557_drw.pdf | 10 | 1 | ELBOW, REDUCING, 90 DEG, NELSON 89898K | 89898K
18557_drw.pdf | 11 | 1 | AIR CLEANER HOUSING | AH19266
18565_drw.pdf | ITEM
18565_drw.pdf | CHAMFER | CHAMFER
18566_drw.pdf | ITEM
18566_drw.pdf | 1 | 3 | NUT, WELD, 10MM, STEEL | 18470
18566_drw.pdf | 2 | 1 | BRACKET, HEAT SHIELD SUPT, CFP 7E | 18567
18566_drw.pdf |  |  | 1
18566_drw.pdf |  |  | 1
18568_drw.pdf | ITEM
18568_drw.pdf | 1 | 4 | NUT, WELD, 10MM, STEEL | 18470
18568_drw.pdf | 2 | 1 | BRACKET, HEAT SHIELD MNT, CFP 5E/7E | 18569
18568_drw.pdf | 3 | 1 | PLATE, HEAT SHIELD MNT, CFP 5E/7E | 18570
18568_drw.pdf |  |  | 1 | 1
18568_drw.pdf |  |  | 1
18568_drw.pdf |  |  | 2
18571_drw.pdf | ITEM
18571_drw.pdf | 1 | 1 | ANGLE, 1.0" x 1.0"x 3/16" x SEE DWG, - | 18571_01
18571_drw.pdf | 2 | 1 | PLATE, 3/16" x SEE DWG, - | 18571_02
18571_drw.pdf | 3 | 1 | PLATE, 3/16" x SEE DWG, - | 18571_03
18571_drw.pdf |  |  | 12.50
18571_drw.pdf |  |  | DETAIL: 18571_01
18572_drw.pdf | ITEM
18572_drw.pdf | 1 | 1 | ANGLE, 1.0" x 1.0"x 3/16" x SEE DWG, - | 18572_01
18572_drw.pdf | 2 | 1 | PLATE, 3/16" x SEE DWG, - | 18572_02
18572_drw.pdf | 3 | 1 | PLATE, 3/16" x SEE DWG, - | 18572_03
18572_drw.pdf |  |  | 1.00
18573_drw.pdf | ITEM
18573_drw.pdf | 1 | 1 | BRACKET, HEAT SHIELD SUPT, CFP5E | 18468
18573_drw.pdf | 2 | 1 | GUSSET, HEAT SHIELD SUPT, CFP 5E | 18469
18573_drw.pdf | 3 | 3 | NUT, WELD, 10MM, STEEL | 18470
18573_drw.pdf |  |  | TYP.
18574_drw.pdf | ITEM
18574_drw.pdf | 1 | 1 | PLATE, LEG, ENGINE SUPPORT, REAR, CFP_5E W/ISOLATOR | 13345
18574_drw.pdf | 2 | 1 | BRACKET, VERTICAL ENGINE REAR, ISOLATED CFP5E | 18581
18574_drw.pdf |  |  | 2
18576_drw.pdf | 1 | 4 | HARDWARE,WSHR,NUT, .50 SZ & BOLT 6.00 LG | HDWR_SKID_600
18576_drw.pdf | 2 | 8 | HARDWARE,WSHR,NUT, .50 SZ & BOLT 6.50 LG | HDWR_SKID_650
18576_drw.pdf | 3 | 2 | LUMBER, 4 x 6 SOFTWOOD, HEAT TREATED & MARKED | 18576-01
18576_drw.pdf | 4 | 2 | LUMBER, 4 x 6 SOFTWOOD, HEAT TREATED & MARKED | 18576-02
18576_drw.pdf | 5 | 6 | LUMBER, 2 x 6 SOFTWOOD, HEAT TREATED & MARKED | 18576-03
18576_drw.pdf | 6 | 2 | LUMBER, 2 x 6 SOFTWOOD, HEAT TREATED & MARKED | 18576-04
18580_drw.pdf | ITEM
18580_drw.pdf | 1 | 2 | LEG, ENGINE REAR, ISOLATED CFP5E | 13344
18580_drw.pdf | 2 | 1 | LEG, ENGINE FRONT LH, ISOLATED CFP5E | 18582
18580_drw.pdf | 3 | 1 | LEG, ENGINE FRONT RH, ISOLATED CFP5E | 18583
18580_drw.pdf | 4 | 4 | ISOLATOR, TECH PRODUCTS #60035, FIREPUMP | 13340
18580_drw.pdf |  |  | SHIM, ISOLATED, FIREPUMP | 14348
18580_drw.pdf |  |  | CFP5E | 14370
18580_drw.pdf |  |  | 1 6 | 1
18582_drw.pdf | ITEM
18582_drw.pdf | 1 | 1 | PLATE, LEG, ENGINE SUPPORT, FIREPUMP, CFP5E | 14351
18582_drw.pdf | 2 | 2 | NUT, WELD, 10MM, STEEL | 18470
18582_drw.pdf | 3 | 1 | PLATE, LEG, VERT. INSIDE, FIREPUMP, CFP5E | 18584
18582_drw.pdf | 4 | 1 | PLATE, LEG, VERT. OUTSIDE, FIREPUMP, CFP5E | 18585
18582_drw.pdf |  |  | 2
18583_drw.pdf | ITEM
18583_drw.pdf | 1 | 1 | PLATE, LEG, ENGINE SUPPORT, FIREPUMP, CFP5E | 14351
18583_drw.pdf | 2 | 2 | NUT, WELD, 10MM, STEEL | 18470
18583_drw.pdf | 3 | 1 | PLATE, LEG, VERT. INSIDE, FIREPUMP, CFP5E | 18584
18583_drw.pdf | 4 | 1 | PLATE, LEG, VERT. OUTSIDE, FIREPUMP, CFP5E | 18585
18583_drw.pdf |  |  | 4
18587_drw.pdf | 1 | 1 | PANEL,FRNT,CONDUIT BOX, HCI4 | 14344
18587_drw.pdf | 2 | 1 | MOUNT,PCC2100, - | 14788
18587_drw.pdf | 3 | 1 | PANEL,FLR,CONDUIT BOX, HCI4 | 14789
18587_drw.pdf | 4 | 2 | ENCLOSURE,ASSEMBLY, CIRCUIT BRKR,SINGLE | 16517-004
18587_drw.pdf | 5 | 1 | LOUVER,CONDUIT BOX, UCI274/HCI4/HCI5 | 17310
18587_drw.pdf | 6 | 1 | PANEL,SIDE,CONDUIT BOX, UCI274/HCI4/HCI5 W/CTRL | 17528
18587_drw.pdf | 7 | 1 | PANEL,SIDE,2 CB BXS, UC274/HC4&5,SPECIAL | 18549
18587_drw.pdf | 8 | 1 | PANEL,RR,CONDUIT BOX, UCI274/HCI4/HCI5 | A042A301
18587_drw.pdf | 9 | 1 | PANEL,TOP,CONDUIT BOX, UCI274,HCI4,HCI5 | 13694
18587_drw.pdf | 10 | 2 | BRKT,CONDUIT BOX, - | 17393
18587_drw.pdf | 11 | 2 | BRKT,CONDUIT BOX, - | 17394
18587_drw.pdf | 12 | 1 | PLATE,COVER, - | 17530
18587_drw.pdf | 12 | A/R | PROFILE,UL RECOGNIZED SEALING | 14456
18596_drw.pdf | ITEM
18596_drw.pdf | 1
18596_drw.pdf | 2
18596_drw.pdf | 3
18596_drw.pdf | 5
18596_drw.pdf | 6
18596_drw.pdf | 7
18596_drw.pdf | 8
18596_drw.pdf | 10
18596_drw.pdf | 11
18596_drw.pdf | 12
18596_drw.pdf | 15
18596_drw.pdf | 16
18596_drw.pdf | 17
18596_drw.pdf | 20
18599_drw.pdf | ITEM
18599_drw.pdf | 1
18599_drw.pdf | 2 | 1 | RATING, FUEL, - | FR92612
18599_drw.pdf | 3
18599_drw.pdf | 4 | 1 | CYLINDER BLOCK, _ | BB9293
18599_drw.pdf |  |  | PLUMBING, CYL BLK COOLANT, _ | BB9311
18599_drw.pdf |  |  |  | BB9841
18599_drw.pdf |  |  |  | BR9368
18599_drw.pdf | 11
18599_drw.pdf | 12 | 1 | THERMOSTAT
18599_drw.pdf | 13 | 1 | ALTERNATOR, _
18599_drw.pdf | 14 | 1 | ALTERNATOR MOUNT | EH97684
18599_drw.pdf | 15 | 1 | FRONT ENGINE SUPPORT, _ | EM9308
18601_drw.pdf | ITEM
18601_drw.pdf | 1 | 6 | NUT, WELD OFFSET HOLE, M6 X 1 | 0870-2025
18601_drw.pdf | 2 | 1 | INSERT, CIRCUIT BREAKER ENCLOSURE, TWO BREAKERS | 18601-001
18605_drw.pdf | ITEM
18605_drw.pdf | 1 | 3 | GUSSET,ENGINE, MOUNT,FRONT QSL9 | 18555
18605_drw.pdf | 2 | 1 | CHANNEL,FORMED, FRONT ENG MOUNT | 18561
18614_drw.pdf | 1 | 1 | CONTROLS, INTERFACE BOX, GTA855E, PCC3300 | 18496
18614_drw.pdf | 2 | 2 | CABLE,2/0 355A @125C, (PER FOOT) | A042H237
18614_drw.pdf | 3 | 1 | DISPLAY CONTROL (SYM,ENG TXT,NO CB BTN), MODEL | HMI3200300-6315-02
18614_drw.pdf | 4 | 1 | AUX 103, AVR | 0327-1593
18614_drw.pdf | 5 | 1 | PCC3300 | 0327-1601-01
18614_drw.pdf | 6 | 1 | STRAP, GROUNDING, 4 AWG, 20",ENGINE TO FRAME | 337-3587-01
18614_drw.pdf | 7 | 1 | PLUG, - | 517-0138-02
18614_drw.pdf | 15 | 1 | DISPLAY,CONTROL, MODEL HMI 114
18616_drw.pdf | AITEM
18616_drw.pdf | 1 | 1 | CONTROLS, INTERFACE BOX, KTA19SLB, PCC3300 | A042A035
18616_drw.pdf | 2 | 2 | CABLE,2/0 355A @125C, (PER FOOT) | A042H237
18616_drw.pdf | 3 | 1 | DISPLAY CONTROL (SYM,ENG TXT,NO CB BTN), MODEL | HMI3200300-6315-02
18616_drw.pdf | 4 | 1 | AUX 103, AVR | 0327-1593
18616_drw.pdf | 5 | 1 | PCC3300 | 0327-1601-01
18616_drw.pdf | 6 | 1 | STRAP, GROUNDING, 4 AWG, 20",ENGINE TO FRAME | 337-3587-01
18616_drw.pdf | 7 | 1 | HOLE PLUG, - | 517-0138-02
18616_drw.pdf | 8 | 1 | STRAP, GROUNDING, 4 AWG, WC90397-3,GENERATOR TO FRAME | 12618
18616_drw.pdf | 9 | 3 | CLAMP, LOOM, 1", LTL-SCPV16627 | 13745
18616_drw.pdf | 10 | 2 | CLAMP,CSHN, 1.00 ID | 16164-16
18616_drw.pdf | 11 | 1 | DECAL, ECM RESET SWITCH | 17282
18616_drw.pdf | 12 | 1 | HARNESS, LOWER ALTERNATOR, AUTO CAD CONTROLLED | 17995
18616_drw.pdf | 13 | 1 | HARNESS, POWER AND SENSOR | 18340
18616_drw.pdf | 14 | 1 | MANUAL, OPERATOR | A029M414
18616_drw.pdf | 15 | 1 | DISPLAY,CONTROL, MODEL HMI 114 | A029T102
18616_drw.pdf | 16 | 2 | LUG, COPPER, TIN PLATED, 2/0 x 3/8" | AF13420
18627_drw.pdf | ITEM
18627_drw.pdf | 1 | 1 | BREAKER,CIRCUIT, 4 POLE,800A | 18637
18627_drw.pdf | 2 | 2 | LUGS, CIRCUIT BREAKER | 18638
18627_drw.pdf |  |  | 1
18630_drw.pdf | 1 | 1 | LATCH, 1/4 TURN CAM | 18632
18630_drw.pdf | 2 | 1 | PAWL | 18633
18630_drw.pdf |  |  | 1
18630_drw.pdf |  |  | 2
18648_drw.pdf | ITEM
18648_drw.pdf | 1 | 1 | SEALTITE, 1" BULK, 119.00" LONG | 331-0549
18648_drw.pdf | 2 | 1 | ASSEMBLY, 1" RING AND RETAINER, SEALTITE | 18721
18648_drw.pdf | 3 | 1 | CONNECTOR, 1" STRAIGHT SEALTITE | 18774
18648_drw.pdf | 4 | 1 | CONNECTOR, 1", 90 DEGREE SEALTITE | 18812
18648_drw.pdf |  |  | CLAMP,CSHN, 1.25 ID | 16164-20
18651_drw.pdf | ITEM
18651_drw.pdf | 1 | 1 | BRACKET, BATTERY HOLD DOWN | 14168
18651_drw.pdf | 2 | 2 | ANGLE, HRS, 2 X 2 X 0.18, 27 INCHES LONG | 18651-01
18651_drw.pdf | 3 | 1 | ANGLE, HRS, 2 X 2 X 0.18, 7.62 INCHES LONG | 18651-02
18651_drw.pdf | 4 | 2 | END,PLATE HRS, .19 THICK | 18651-03
18651_drw.pdf |  |  | THREADED, McMASTER-CARR or EQUIV | 99065A401
18651_drw.pdf |  |  |  | NUT_3_8-16
18651_drw.pdf |  |  | 0.88
18657_drw.pdf | ITEM
18657_drw.pdf | 1 | 9 | NUT, WELD HEX HEAD, 5/16"-18, - | 13253
18657_drw.pdf | 2 | 1 | ANGLE, AIR FILTER SUPT, SULLAIR | 18658
18657_drw.pdf | 3 | 1 | GUSSET, AIR FILTER SUPT, SULLAIR | 18659
18657_drw.pdf | 4 | 1 | BRACKET, AIR FILTER SUPT, SULLAIR | 18660
18657_drw.pdf |  |  |  | 1
18657_drw.pdf |  |  | 2
18657_drw.pdf |  |  | 1
18661_1_drw.pdf | ITEM
18661_1_drw.pdf | 1 | 10 | NUT, WELD HEX HEAD, 5/16"-18, - | 13253
18661_1_drw.pdf | 2 | 2 | BRACKET, GUSSET, AIR FILTER SUPT, SULLAIR | 18661_2
18661_1_drw.pdf | 3 | 1 | BRACKET, AIR FILTER MNT, SULLAIR | 18661_3
18661_drw.pdf | ITEM
18661_drw.pdf | 1 | 8 | NUT, WELD HEX HEAD, 5/16"-18, - | 13253
18661_drw.pdf | 2 | 1 | BRACKET, GUSSET, AIR FILTER SUPT, SULLAIR | 18662
18661_drw.pdf | 3 | 1 | BRACKET, AIR FILTER MNT, SULLAIR | 18663
18661_drw.pdf | 4 | 1 | BRACKET, GUSSET AIR FILTER SUPT, SULLAIR | 18911
18661_drw.pdf | 1
18661_drw.pdf |  |  | 1
18664_drw.pdf | ITEM
18664_drw.pdf | 1 | 4 | NUT, WELD, 7/16"-14,SQ HEX. | 17562
18664_drw.pdf | 2 | 1 | BRACKET, COWL EXH., MNT, SULLAIR | 18665
18664_drw.pdf | 3 | 2 | GUSSET, COWL EXH., MNT, SULLAIR | 18666
18667_drw.pdf | ITEM
18667_drw.pdf | 1 | 1 | BRACKET, DPF SUPT, LH, SULLAIR | 18668
18667_drw.pdf | 2 | 1 | PLATE, DPF SUPT , SULLAIR | 18669
18667_drw.pdf | 3 | 1 | GUSSET, DPF SUPT, SULLAIR | 19008
18667_drw.pdf |  |  | 3
18670_drw.pdf | ITEM
18670_drw.pdf | 1 | 1 | PLATE, DPF SUPT , SULLAIR | 18669
18670_drw.pdf | 2 | 1 | BRACKET, DPF SUPT, RH, SULLAIR | 18694
18670_drw.pdf | 3 | 1 | GUSSET, DPF SUPT, SULLAIR | 19008
18670_drw.pdf |  |  | 1
18670_drw.pdf |  |  | 2
18696_drw.pdf | ITEM
18696_drw.pdf | 1 | 2 | NUT, WELD HEX HEAD, 5/16"-18, - | 13253
18696_drw.pdf | 2 | 1 | BRACKET, HEAT SHLD, MNT, UPPER, SULLAIR | 18697
18696_drw.pdf |  |  | 2
18698_drw.pdf | ITEM
18698_drw.pdf | 1 | 1 | GUSSET, HEAT SHLD SUPT, LOWER, SULLAIR | 18699
18698_drw.pdf | 2 | 1 | BRACKET, HEAT SHLD SUPT, LOWER, SULLAIR | 18700
18703_drw.pdf | ITEM
18703_drw.pdf | 1 | 1 | PLATE, ENGINE MNT, QSL9 TIER 4 | 18704
18703_drw.pdf | 2 | 1 | BRACKET, ENGINE BASE MNT, QSL9 TIER 4 | 18705
18703_drw.pdf |  |  | 1
18713_drw.pdf | ITEM
18713_drw.pdf | 1 | 1 | ENGINE, QSL9, , 320HP, 2100 RPM | 18599
18713_drw.pdf | 2 | 1 | ASSY, AIR FILTER/ENGINE SUPT, SULLAIR | 18762
18713_drw.pdf | 3 | 1 | ASSY, EXHAUST, SULLAIR | 18763
18713_drw.pdf | 4 | 1 | ASSY, COOLING PACKAGE, SULLAIR | 18764
18713_drw.pdf |  |  | ISOLATOR, UNIVERSAL, SULLAIR | 18821
18713_drw.pdf |  |  | SULLAIR | 18861
18713_drw.pdf |  |  |  | 19267
18716_drw.pdf | 1 | 1 | CONTROLS, INTERFACE BOX, KTA19SLB, PCC2300 | 18550
18716_drw.pdf | 2 | 2 | CABLE,2/0 355A @125C, (PER FOOT) | A042H237
18716_drw.pdf | 3 | 1 | STRAP, GROUNDING, 4 AWG, 20",ENGINE TO FRAME | 337-3587-01
18716_drw.pdf | 4 | 1 | HOLE PLUG, - | 517-0138-02
18716_drw.pdf | 5 | 1 | MANUAL, OPERATOR | 900-0665
18716_drw.pdf | 6 | 1 | STRAP, GROUNDING, 4 AWG, WC90397-3,GENERATOR TO | 12618
18716_drw.pdf | 7 | 3 | CLAMP, LOOM, 1", LTL-SCPV16627 | 13745
18716_drw.pdf | 15 | 2 | COPPER, TIN PLATED, 2/0 x 3/8"
18716_drw.pdf |  |  |  | LTL-SCPV6327
18742_drw.pdf | ITEM
18742_drw.pdf | 1 | 1 | CHANNEL,RF MT EXH, C5 6.7#, 68.25" LONG | 18744
18742_drw.pdf | 2 | 2 | BRACKET,END SUPPORT, CATALYST BRIDGE | 18745
18742_drw.pdf | 3 | 2 | GUSSET,SUPPORT, A36 STEEL | 18747
18743_drw.pdf | ITEM
18743_drw.pdf | 1 | 1 | CHANNEL,RF MT EXH, C6 8.2#, 72.75 LONG | 18746
18743_drw.pdf | 2 | 2 | GUSSET,SUPPORT, A36 STEEL | 18747
18743_drw.pdf | 3 | 2 | BRACKET,END SUPPORT, CATALYST BRIDGE | 18751
18748_drw.pdf | ITEM
18748_drw.pdf | 1 | 2 | BRACKET,END SUPPORT, CATALYST BRIDGE | 18745
18748_drw.pdf | 2 | 2 | GUSSET,SUPPORT, A36 STEEL | 18747
18748_drw.pdf | 3 | 1 | CHANNEL,RF MT EXH, C5 6.7#, 48.25" LONG | 18749
18748_drw.pdf |  |  | 2.13
18748_drw.pdf |  |  | TYP
18750_drw.pdf | ITEM
18750_drw.pdf | 1 | 1 | BRACKET,END SUPPORT, CATALYST BRIDGE | 18745
18750_drw.pdf | 2 | 1 | GUSSET,SUPPORT, A36 STEEL | 18747
18750_drw.pdf | 3 | 1 | BRACKET,END SUPPORT, CATALYST BRIDGE | 18751
18753_drw.pdf | ITEM | QTY
18753_drw.pdf | 1 | 1 | CONTROLS, INTERFACE BOX, GTA855E, PCC2300 | 17974
18753_drw.pdf | 2 | 2 | CABLE,2/0 355A @125C, (PER FOOT) | A042H237
18753_drw.pdf | 3 | 1 | STRAP,
18753_drw.pdf |  |  | TO
18753_drw.pdf | 7 | 3 | CLAMP, LOOM, 1", LTL-SCPV16627 | 13745
18753_drw.pdf | 8 | 2 | CLAMP,CSHN, 1.00 ID | 16164-16
18762_drw.pdf | 1 | 1 | ASSY, AIR FILTER SUPT, SULLAIR | 18657
18762_drw.pdf | 2 | 1 | ASSY, MANIFOLD, AIR FILTER, SULLAIR | 18913
18762_drw.pdf | 3 | 1 | WELDMT, AIR FILTER SUPT, SULLAIR | 19267
18762_drw.pdf | 4 | 7 | CLAMP, SPRING LOADED T-BOLT, 4.28-4.58 | 12975-0450
18762_drw.pdf | 5 | 4 | CLAMP, SPRING LOADED T-BOLT, 5.28-5.58 | 12975-0550
18762_drw.pdf | 6 | 2 | CLAMP, SPRING LOADED T-BOLT, 5.78-6.08 | 12975-0600
18762_drw.pdf | 7 | 2 | CLAMP, SPRING LOADED T-BOLT, 6.25-6.56 | 12975-0650
18762_drw.pdf | 8 | 8 | CLAMP, SPRING LOADED T-BOLT, 7.28-7.58 | 12975-0750
18762_drw.pdf | 9 | 1 | CLAMP, SPRING LOADED T-BOLT, 8.28-8.58 | 12975-0850
18762_drw.pdf | 10 | 3 | SLEEVE, STRAIGHT, RUBBER, BUCKHORN | 18910
18762_drw.pdf | 11 | 1 | BRACKET, UPPER AIR FILTER SUPT, SULLAIR | 18912
18762_drw.pdf | 12 | 1 | BRACKET, AIR FILTER SUPT, UPPER, SULLAIR | 19220
18762_drw.pdf | 13 | 2 | ELBOW, COBRA, 90 DEG, 6" ID X 5" ID | 19274
18762_drw.pdf | 14
18762_drw.pdf | 15 | 1 | 4IN ID, RUBBER | 3316581S
18763_drw.pdf | ITEM
18763_drw.pdf | 1 | 1 | ASSY, AIR FILTER MNT, SULLAIR | 18661
18763_drw.pdf | 2 | 1 | ASSY, COWL EXH., MNT, SULLAIR | 18664
18763_drw.pdf | 3 | 1 | ASSY, DPF SUPT, LH, SULLAIR | 18667
18763_drw.pdf | 4 | 1 | ASSY, DPF SUPT, RH, SULLAIR | 18670
18763_drw.pdf |  |  | ELECTRICAL AIR COMPRESSOR RE-POWER | 19216
18763_drw.pdf |  |  |  | A0929T534
18763_drw.pdf | 11 | 1
18763_drw.pdf | 12 | 1 | SILENCER, EXHAUST, COWL,
18763_drw.pdf | 13 | 2 | BRACKET, COWEL EXH. MNT, SULLAIR
18763_drw.pdf | 14 | 1 | TUBE, EXHAUST, 4IN OD x FLARE, UPPER , SULLAIR | 18709
18763_drw.pdf | 15 | 1 | BLANKET, EXH., TURBO TO DPF, SULLAIR | 19774
18764_drw.pdf | 1 | 1 | ASSY, COOLING PACKAGE W/FAN, SULLAIR | 18656
18764_drw.pdf | 2 | 1 | ELBOW, WATER OUTLET, RUBBER, SULLAIR | 18826
18764_drw.pdf | 3 | 4 | CLAMP, SPRING LOADED T-BOLT, 3.28-3.58 | 12975-0350
18764_drw.pdf | 4 | 4 | CLAMP, SPRING LOADED T-BOLT, 4.03-4.33 | 12975-0425
18764_drw.pdf | 5 | 6 | CLAMP, WORM, 1.81 - 2.75 | 14990-36
18764_drw.pdf | 6 | 2 | CLAMP, WORM, 2.31 - 3.25 | 14990-44
18764_drw.pdf | 7 | 1 | TUBE, CAC OUTLET, SULLAIR | 18771
18764_drw.pdf | 8 | 1 | TUBE, CAC OUTLET, SULLAIR | 18772
18764_drw.pdf | 9 | 1 | TUBE, WATER OUTLET, SULLAIR | 18825
18764_drw.pdf | 10 | 1 | HOSE, COOLANT,EZ-FORM 2.25 ID, SULLAIR | 18859
18764_drw.pdf | 11 | 2 | PLUG, LOW PRESSURE, QUICK-SNAP | 19273
18764_drw.pdf | 12 | 2 | HOSE, HUMP, 4" I.D. X 7.5"L, CAC | 3071049
18764_drw.pdf | 13 | 2 | HOSE,HUMP, 3.0", CAC | 3071051
18765_drw.pdf | ITEM
18765_drw.pdf | 1 | 1 | FLANGE,SPEC 6 IN, CUMMINS 3026235 | 302-6235
18765_drw.pdf | 2 | 1 | BOSS, 1" OD TAPPED 18mm x 1.5, BOSCH #4962 | 13529
18765_drw.pdf | 3 | 1 | FLANGE,4IN ID COLLAR, 6IN OD FLANGE PLATE | 18766
18765_drw.pdf | 4 | 1 | TUBE,4IN OD STEEL, 11.63 IN LONG | 18767
18765_drw.pdf |  |  | NPT HALF COUPLING, HI-PRESSURE | 4513K71
18765_drw.pdf |  |  | 4
18773_drw.pdf | ITEM
18773_drw.pdf | 1 | 1 | BRACKET,SKID, FRT SUPT, LH, SULLAIR | 18799
18773_drw.pdf | 2 | 1 | BRACKET,SKID, FRT SUPT, RH, SULLAIR | 18800
18773_drw.pdf | 3 | 1 | BRACKET, SKID, REAR SUPT, LH, SULLAIR | 18801
18773_drw.pdf | 4 | 1 | BRACKET, SKID, REAR SUPT, RH, SULLAIR | 18802
18773_drw.pdf |  |  | PANEL, SIDE SUPT, RH, SULLAIR | 18803
18773_drw.pdf |  |  | SULLAIR | 18804
18773_drw.pdf |  |  |  | 18805
18810_drw.pdf | 1 | 1 | CHANNEL, SIDE, RH, BASE, QSC-300 | 18873
18810_drw.pdf | 2 | 1 | CHANNEL, SIDE, LH, BASE, QSC-300 | 18874
18810_drw.pdf | 4 | 1 | CHANNEL,REAR, BASE, QSC-300 | 18878
18826_drw.pdf | ITEM
18826_drw.pdf | 1 | 1 | HOSE, WATER OUTLET, FIREPUMP, CFP11E | 8794
18861_drw.pdf | ITEM
18861_drw.pdf | 1 | 4 | PLATE, ISOLATOR SPACER, SULLAIR | 18862
18861_drw.pdf | 2 | 1 | BRACKET, ENG. FRT MNT, SULLAIR | 18870
18861_drw.pdf | 3 | 2 | PLATE, GUSSET, FRT ENG MNT, SULLAIR | 18871
18861_drw.pdf | 4 | 1 | PLATE, GUSSET, CENTER SUPT, SULLAIR | 19240
18861_drw.pdf |  |  |  | TYP.
18884_drw.pdf | ITEM
18884_drw.pdf | 1 | 1 | BRACKET, RADIATOR SUPT, RH, SULLAIR | 18903
18884_drw.pdf | 2 | 1 | PLATE, RADIATOR GUSSET , SULLAIR | 18906
18884_drw.pdf | 3 | 1 | -, - | 19227
18888_drw.pdf | 1 | 1 | LOUVER,CONDUIT BOX, UCI274/HCI4/HCI5 | 17310
18888_drw.pdf | 2 | 1 | PANEL,RR,CONDUIT BOX, UCI274/HCI4/HCI5 | 18319
18888_drw.pdf | 3 | 1 | PANEL,SIDE,CONDUIT BOX, UCI274/HCI4/HCI5 W/CTRL | 18321
18888_drw.pdf | 4 | 1 | PANEL,SIDE,CONDUIT BOX, UCI274/HCI4/HCI5 | 18324
18888_drw.pdf | 5 | 1 | PANEL,FRNT,CONDUIT BOX, GTA855E UCI274 | 18889
18888_drw.pdf | 6 | 1 | PANEL,TOP,CONDUIT BOX, UCI274,HCI4,HCI5 | 13694
18888_drw.pdf | 7 | 1 | SEAL,BULB,UL RECOGNIZED, 84 INCHES LONG | 14456_084
18888_drw.pdf | 8 | 2 | PLATE,CABINET, UCI274 | 14792
18888_drw.pdf | 9 | 2 | BRKT,CONDUIT BOX, - | 17393
18888_drw.pdf | 10 | 2 | BRKT,CONDUIT BOX, - | 17394
18888_drw.pdf | 11 | 1 | COVER, LOWER FRONT, UCI274 | 18788
18889_drw.pdf | 1 | 18 | WELDNUT, 1/4"-20 NC, _ | 14520
18889_drw.pdf | 2 | 1 | BRKT,CONDUIT BOX, - | 18318
18889_drw.pdf | 3 | 1 | SHEET,FRNT,CONDUIT BOX, GTA855E UCI274 | 18890
18889_drw.pdf | 4 | 2 | WELDNUT, #8-32, CARBON STEEL,FASTENAL 0124585 | 24123
18891_drw.pdf | 1 | 1 | LOUVER,CONDUIT BOX, UCI274/HCI4/HCI5 | 17310
18891_drw.pdf | 2 | 1 | PANEL,RR,CONDUIT BOX, UCI274/HCI4/HCI5 | 18319
18891_drw.pdf | 3 | 1 | PANEL,SIDE,CONDUIT BOX, UCI274/HCI4/HCI5 W/CTRL | 18321
18891_drw.pdf | 4 | 1 | PANEL,SIDE,CONDUIT BOX, UCI274/HCI4/HCI5 | 18324
18891_drw.pdf | 5 | 1 | PANEL,FRNT,CONDUIT BOX, GTA855E HCI4C/D/E | 18892
18891_drw.pdf | 6 | 1 | PANEL,TOP,CONDUIT BOX, UCI274,HCI4,HCI5 | 13694
18891_drw.pdf | 7 | 1 | SEAL,BULB,UL RECOGNIZED, 82 INCHES LONG | 14456
18891_drw.pdf | 8 | 1 | PLATE,COVER, - | 17356
18891_drw.pdf | 9 | 2 | BRKT,CONDUIT BOX, - | 17393
18891_drw.pdf | 10 | 2 | BRKT,CONDUIT BOX, - | 17394
18891_drw.pdf | 11 | 1 | COVER, LOWER FRONT, HCI4 C/D/E/F | 18787
18891_drw.pdf | 12 | 1 | COVER, FIELD TERMINATION OMMIT | 19897
18892_drw.pdf | 1 | 18 | WELDNUT, 1/4"-20 NC, _ | 14520
18892_drw.pdf | 2 | 1 | BRKT,CONDUIT BOX, - | 18318
18892_drw.pdf | 3 | 1 | SHEET,FRNT,CONDUIT BOX, GTA855E HCI4C/D/E | 18893
18892_drw.pdf | 4 | 2 | WELDNUT, #8-32, CARBON STEEL,FASTENAL 0124585 | 24123
18894_drw.pdf | 1 | 1 | LOUVER,CONDUIT BOX, UCI274/HCI4/HCI5 | 17310
18894_drw.pdf | 2 | 1 | PANEL,RR,CONDUIT BOX, UCI274/HCI4/HCI5 | 18319
18894_drw.pdf | 3 | 1 | PANEL,SIDE,CONDUIT BOX, UCI274/HCI4/HCI5 W/CTRL | 18321
18894_drw.pdf | 4 | 1 | PANEL,SIDE,CONDUIT BOX, UCI274/HCI4/HCI5 | 18324
18894_drw.pdf | 5 | 1 | PANEL,FRNT,CONDUIT BOX, GTA855E HC4F | 18895
18894_drw.pdf | 6 | 1 | PANEL,TOP,CONDUIT BOX, UCI274,HCI4,HCI5 | 13694
18894_drw.pdf | 7 | 2 | BRKT,CONDUIT BOX, - | 17393
18894_drw.pdf | 8 | 2 | BRKT,CONDUIT BOX, - | 17394
18894_drw.pdf | 9 | 1 | COVER, LOWER FRONT, HCI4 C/D/E/F | 18787
18894_drw.pdf | 10 | 1 | COVER, FIELD TERMINATION OMMIT | 19897
18894_drw.pdf | 11 | A/R | PROFILE,UL RECOGNIZED SEALING | 14456
18895_drw.pdf | 1 | 18 | WELDNUT, 1/4"-20 NC, _ | 14520
18895_drw.pdf | 2 | 1 | BRKT,CONDUIT BOX, - | 18318
18895_drw.pdf | 3 | 1 | SHEET,FRNT,CONDUIT BOX, GTA855E HCI4F | 18896
18895_drw.pdf | 4 | 2 | WELDNUT, #8-32, CARBON STEEL,FASTENAL 0124585 | 24123
18897_drw.pdf | 1 | 1 | LOUVER,CONDUIT BOX, UCI274/HCI4/HCI5 | 17310
18897_drw.pdf | 2 | 1 | PANEL,RR,CONDUIT BOX, UCI274/HCI4/HCI5 | 18319
18897_drw.pdf | 3 | 1 | PANEL,SIDE,CONDUIT BOX, UCI274/HCI4/HCI5 W/CTRL | 18321
18897_drw.pdf | 4 | 1 | PANEL,SIDE,CONDUIT BOX, UCI274/HCI4/HCI5 | 18324
18897_drw.pdf | 5 | 1 | PANEL,FRNT,CONDUIT BOX, GTA855E HCI5 | 18899
18897_drw.pdf | 6 | 1 | PANEL,TOP,CONDUIT BOX, UCI274,HCI4,HCI5 | 13694
18897_drw.pdf | 7 | 1 | SEAL,BULB,UL RECOGNIZED, 94 INCHES LONG | 14456_094
18897_drw.pdf | 8 | 1 | PLATE,COVER, - | 17356
18897_drw.pdf | 9 | 2 | BRKT,CONDUIT BOX, - | 17393
18897_drw.pdf | 10 | 2 | BRKT,CONDUIT BOX, - | 17394
18897_drw.pdf | 11 | 1 | COVER, LOWER FRONT, HCI5 C/D/E/F | 18786
18897_drw.pdf | 12 | 1 | COVER, FIELD TERMINATION OMMIT | 19897
18898_drw.pdf | 1 | 1 | PANEL,FLR,CONDUIT BOX, HCI5 F | 14823
18898_drw.pdf | 2 | 1 | LOUVER,CONDUIT BOX, UCI274/HCI4/HCI5 | 17310
18898_drw.pdf | 3 | 1 | PANEL,RR,CONDUIT BOX, UCI274/HCI4/HCI5 | 18319
18898_drw.pdf | 4 | 1 | PANEL,SIDE,CONDUIT BOX, UCI274/HCI4/HCI5 W/CTRL | 18321
18898_drw.pdf | 5 | 1 | PANEL,SIDE,CONDUIT BOX, UCI274/HCI4/HCI5 | 18324
18898_drw.pdf | 6 | 1 | PANEL,FRNT,CONDUIT BOX, GTA855E HCI5 | 18899
18898_drw.pdf | 7 | 1 | PANEL,TOP,CONDUIT BOX, UCI274,HCI4,HCI5 | 13694
18898_drw.pdf | 8 | 1 | PLATE,COVER, - | 17356
18898_drw.pdf | 9 | 2 | BRKT,CONDUIT BOX, - | 17393
18898_drw.pdf | 10 | 2 | BRKT,CONDUIT BOX, - | 17394
18898_drw.pdf | 11 | A/R | PROFILE,UL RECOGNIZED SEALING | 14456
18899_drw.pdf | 1 | 18 | WELDNUT, 1/4"-20 NC, _ | 14520
18899_drw.pdf | 2 | 1 | BRKT,CONDUIT BOX, - | 18318
18899_drw.pdf | 3 | 1 | SHEET,FRNT,CONDUIT BOX, GTA855E HCI5 | 18900
18899_drw.pdf | 4 | 2 | WELDNUT, #8-32, CARBON STEEL,FASTENAL 0124585 | 24123
18904_drw.pdf | ITEM
18904_drw.pdf | 1 | 1 | BRACKET, RADIATOR SUPT, LH, SULLAIR | 18905
18904_drw.pdf | 2 | 1 | PLATE, RADIATOR GUSSET , SULLAIR | 18906
18904_drw.pdf | 3 | 1 | -, - | 19227
18907_drw.pdf | ITEM
18907_drw.pdf | 1 | 1 | CHANNEL, RADIATOR SUPT, REAR, SULLAIR | 18908
18907_drw.pdf | 2 | 1 | PLATE, RADIATOR SUPT, REAR, SULLAIR | 18909
18907_drw.pdf |  |  | 1
18913_drw.pdf | ITEM
18913_drw.pdf | 1 | 1 | COUPLING, HALF, 1/4"FNPT, 316 STNL STL | 18999
18913_drw.pdf | 2 | 1 | PANEL, RR, MANIFOLD, COMPRESSOR, SULLAIR | 19000
18913_drw.pdf | 3 | 1 | PANEL, FRT, MANIFOLD COMPRESSOR, SULLAIR | 19001
18913_drw.pdf | 4 | 1 | PANEL, UPPER/RH,COMPRESSOR, SULLAIR | 19002
18913_drw.pdf |  |  | PANEL, BOTTOM/LH, COMPRESSOR, SULLAIR | 19003
18913_drw.pdf |  |  | COMPRESSOR, SULLAIR | 19004
18913_drw.pdf |  |  |  | 19005
18913_drw.pdf |  |  |  | 2
18918_drw.pdf | ITEM
18918_drw.pdf | 1 | 4 | WELDNUT, 1/4"-20 NC, _ | 14520
18918_drw.pdf | 2 | 1 | PLATE,REAR SUPPORT, VLT SEL SWITCH | 18916
18920_drw.pdf | ITEM
18920_drw.pdf | 1 | 2 | WELDNUT, 1/4"-20 NC, _ | 14520
18920_drw.pdf | 2 | 1 | PANEL,SIDE RIGHT, VOLT SEL SW C80D6R | 18915
18931_drw.pdf | ITEM
18931_drw.pdf | 1 | 4 | WELDNUT, 1/4"-20 NC, _ | 14520
18931_drw.pdf | 2 | 1 | PANEL,TOP COVER, VOLT SEL SW C80D6R | 18919
18932_drw.pdf | ITEM
18932_drw.pdf | 1 | 1 | PLATE,ASY W/WLD NUTS, RR VOLT SEL SW | 18918
18932_drw.pdf | 2 | 1 | PANEL,ASY RT SIDE, VLT SEL SW C80D6R | 18920
18932_drw.pdf | 3 | 1 | PANEL,ASY W/WLD NUTS, TOP CVR VS SW C80D6R | 18931
18932_drw.pdf | 4 | 1 | PANEL,SIDE LEFT, VOLT SEL SW C80D6R | 18914
18932_drw.pdf |  |  | BRACKET,RR SUPPORT, VOLT SEL SW C80D6R | 18917
18932_drw.pdf |  |  | SEL SWITCH | 18930
18932_drw.pdf |  |  |  | 18932_001
18938_drw.pdf | ITEM
18938_drw.pdf | 1
18939_drw.pdf | ITEM
18939_drw.pdf | 1 | 1 | SUPPORT, FRONT ENGINE | 3229854
18948_drw.pdf | ITEM
18948_drw.pdf | 1 | 1 | CHANNEL,FRAME, - | 18949
18948_drw.pdf | 2 | 1 | CHANNEL,FRAME,LH, - | 18950
18948_drw.pdf | 3 | 2 | PLATE,RADIATOR MNT, - | 18951
18948_drw.pdf | 4 | 2 | PLATE,RADIATOR MNT, - | 18952
18948_drw.pdf |  |  | PLATE,RADIATOR MNT, - | 18953
18948_drw.pdf |  |  |  | 18954
18948_drw.pdf |  |  |  | 18955
18948_drw.pdf | 11 | 2
18948_drw.pdf | 12 | 2 | PLATE,END CAP, -
18948_drw.pdf | 13 | 2 | PLATE,RADIATOR BRACE, -
18948_drw.pdf | 14 | 1 | CHANNEL,FRAME,RH, - | 18977
18948_drw.pdf | 15 | 1 | PLATE,BATTERY MOUNT, - | 18979
18964_drw.pdf | ITEM
18964_drw.pdf | 1 | 1 | FLEX TUBE, FLANGE EXH., STYLE 2, STNL STL | 6735_83
18964_drw.pdf | 2 | 2 | FLANGED ADPTR 6" ANSI, TO 4" OD TUBE 304 SS | 18971
18964_drw.pdf | 3 | 4 | KIT,GASKET,304SS NUT/BOLT, FULL FACE FIBER,6 | 23759_600
18964_drw.pdf | 4 | 1 | RAINCAP, LIGHT WEIGHT, STAINLESS STEEL | 17521-600
18964_drw.pdf |  |  | SILENCER,DISK,CRITICAL, 304 SS, GTA855/855E | 18967
18964_drw.pdf |  |  | 304 STAINLESS ST | 18968
18964_drw.pdf |  |  |  | 18969
18964_drw.pdf | 13 | 1
18971_drw.pdf | ITEM
18971_drw.pdf | 1 | 1 | ADAPTER,EXHAUST FLNG, 6347-01 304 or 316 ST ST | 6347-01-SS_DO_NOT_USE
18971_drw.pdf | 2 | 1 | TUBE, 4 IN O.D., STAINLESS STL | 18970
18971_drw.pdf |  |  | FILET WELD INSIDE INSTEAD
18971_drw.pdf |  |  | TIGHT
18984_drw.pdf | ITEM
18984_drw.pdf | 1 | 1 | SHEET,FAN GUARD, - | 19019
18984_drw.pdf | 2 | 4 | GUSSET FAN GUARD, - | 19020
18988_drw.pdf | ITEM
18988_drw.pdf | 1 | 1 | PLATE,PUMP DRIVE MOUNT, - | 18989
18988_drw.pdf | 2 | 2 | GUSSET.PUMP DRIVE MOUNT, - | 18990
18991_drw.pdf | ITEM
18991_drw.pdf | 1 | 1 | PLATE,CLAMP SUPPORT, - | 18992
18991_drw.pdf | 2 | 1 | GUSSET.CLAMP SUPPORT, - | 18993
18994_drw.pdf | ITEM
18994_drw.pdf | 1 | 1 | PLATE,CLAMP SUPPORT, - | 18995
18994_drw.pdf | 2 | 1 | PLATE,CLAMP SUPPORT, - | 18996
19014_drw.pdf | ITEM
19014_drw.pdf | 1 | 1 | ENGINE, QSL9, , 320HP, 2100 RPM | 18599
19014_drw.pdf | 2 | 1 | ASSY, AIR FILTER/ENGINE SUPT, SULLAIR | 18762
19014_drw.pdf | 3 | 1 | ASSY, EXHAUST, SULLAIR | 18763
19014_drw.pdf | 4 | 1 | ASSY, COOLING PACKAGE, SULLAIR | 18764
19014_drw.pdf |  |  | ISOLATOR, UNIVERSAL, SULLAIR | 18821
19014_drw.pdf |  |  | SULLAIR | 18861
19014_drw.pdf |  |  |  | 18907
19015_drw.pdf | ITEM
19015_drw.pdf | 1 | 1 | ELBOW 90°, ALUMINIZED, 4" O.D., 8" LEG | 89094A
19017_drw.pdf | ITEM
19017_drw.pdf | 1 | 1 | ELBOW 45°, ALUMINIZED, 4" OD-OD, 8" LEG | 89782A
19018_drw.pdf | ITEM
19018_drw.pdf | 1 | 1 | ENGINE, QSL9, , 320HP, 2100 RPM | 18599
19018_drw.pdf | 2 | 1 | ASSY, AIR FILTER/ENGINE SUPT, SULLAIR | 18762
19018_drw.pdf | 3 | 1 | ASSY, EXHAUST, SULLAIR | 18763
19018_drw.pdf | 4 | 2 | ISOLATOR, UNIVERSAL, SULLAIR | 18821
19018_drw.pdf |  |  | ASSY, ENGINE FRONT MNT, SULLAIR | 18861
19018_drw.pdf |  |  | SULLAIR | 18907
19018_drw.pdf |  |  |  | 19241
19024_drw.pdf | ITEM
19024_drw.pdf | 1 | 1 | ASSY,TURBO COVER, OUTSIDE, TIMBERPRO | 19026
19024_drw.pdf | 2 | 1 | NUT, WELD OFFSET HOLE, 8MM X 1.25, - | 13110
19024_drw.pdf | 3 | 1 | BRACKET, TURBO COVER, INSIDE, TIMBERPRO | 19023
19024_drw.pdf | 4 | 2 | SCREW, PHILLIPS, 1/4"-20, 1/2" LONG, STNL STL | 19027
19024_drw.pdf |  |  | WASHER,FLAT, 0.38 | 20000-038
19024_drw.pdf |  |  |  | 20308-020
19024_drw.pdf |  |  |  | 21814
19024_drw.pdf |  |  | 4
19024_drw.pdf | 1
19024_drw.pdf |  |  | 4
19026_drw.pdf | ITEM
19026_drw.pdf | 1 | 1 | BRACKET, TURBO COVER, OUTSIDE, TIMBERPRO | 19022
19026_drw.pdf | 2 | 1 | PLATE, TURBO COVER, OUTSIDE, TIMBERPRO | 19025
19032_drw.pdf | ITEM
19032_drw.pdf | 1 | 9 | WELDNUT, 1/4"-20 NC, _ | 14520
19032_drw.pdf | 2 | 1 | PLATE,AIR CLEANER MOUNT, - | 19033
19032_drw.pdf | 3 | 1 | GUSSET,AIR CLEANER MOUNT, - | 19034
19036_drw.pdf | ITEM
19036_drw.pdf | 1
19051_drw.pdf | ITEM | QTY
19051_drw.pdf | 1 | 1 | FRAME, BATTERY, 31-5T W/ BOX | 19050
19051_drw.pdf | 3 | 1 | BATTERY, GROUP 31, COMMERCIAL | 31-5
19051_drw.pdf | 4 | 1 | POWER UNIT | 31-5
19051_drw.pdf | 5 | 1 | BATTERY CABLE KIT, 6' | 10651
19051_drw.pdf |  | INSTALLED
19055_drw.pdf | ITEM
19055_drw.pdf | 1 | 1 | PLATE REAR ENGINE, MOUNT QSK15-G9 | 19057
19055_drw.pdf | 2 | 1 | PAD,REAR ENGINE, MOUNT QSX15-G9 | 19058
19055_drw.pdf | 3 | 1 | GUSSET,REAR ENGINE, MOUNT,QSX15G9 | 19059
19055_drw.pdf |  |  | 3
19056_drw.pdf | ITEM
19056_drw.pdf | 1 | 1 | PLATE REAR ENGINE, MOUNT QSK15-G9 | 19057
19056_drw.pdf | 2 | 1 | PAD,REAR ENGINE, MOUNT QSX15-G9 | 19058
19056_drw.pdf | 3 | 1 | GUSSET,REAR ENGINE, MOUNT,QSX15G9 | 19059
19056_drw.pdf |  |  |  | 3
19061_drw.pdf | ITEM
19061_drw.pdf | 1 | 1 | SUPPORT,BRKT LEG LF, UNIV OIL RES MOUNT | 19062
19061_drw.pdf | 2 | 1 | SUPPORT,BRKT LEG RT, UNIV OIL RES MOUNT | 19063
19061_drw.pdf | 3 | 1 | PLATE,TOP UNIV, OIL RESERV MOUNT | 19064
19061_drw.pdf | 4 | 2 | GUSSET,UNIVERSAL, OIL RES MOUNT | 19065
19061_drw.pdf |  |  | 3
19066_drw.pdf | ITEM
19066_drw.pdf | 1 | 1 | GAUGE,NG LOW PRESS, W/THROTTLE PLUG XTU | 17929
19066_drw.pdf | 2 | 1 | SOLENOID,FUEL,2" 24V, REF 3395606 | 18220
19066_drw.pdf | 3 | 2 | NIPPLE,PIPE,ASM BLK, 15 IN LG W/COUPLING | 21794
19066_drw.pdf | 4 | 1 | NIPPLE,PIPE,ASM BLK, 25 IN LG W/COUPLING | 21853
19066_drw.pdf |  |  | UNION,NPTF,BLACK, 2 INCH W/NUT | B150UK
19066_drw.pdf | 11
19066_drw.pdf | 12 | 2 | BRACKET,PRESSURE, SWITCH
19066_drw.pdf | 13 | 2 | FITTING, 90D ELBOW X -32NPT, BLACK STEEL
19066_drw.pdf | 14 | 1 | VALVE, BALL, 1/4" NPT | FA60204-1
19066_drw.pdf | 15 | 2 | SWITCH,PRESSURE, 1/4 PRES CON,3/45 HEX | J6-136-9501
19067_drw.pdf | 1
19067_drw.pdf | 2 | 1 | COUPLING, HALF, 1/4 NPT | HALF-COUPLING-025NPT
19067_drw.pdf |  |  | 1
19069_drw.pdf | ITEM
19069_drw.pdf | 1 | 3 | FRONT,QSX15-G9, MOUNT,ENGINE | 19070
19069_drw.pdf | 2 | 1 | CHANNEL,FORMED, FRONT ENG MOUNT | 19071
19074_drw.pdf | ITEM
19074_drw.pdf | 1
19074_drw.pdf | 2 | 1 | TUBE, ALUMINIZED 4.00" OD X 1.81" LONG | 19075
19077_drw.pdf | 1 | 2 | RAIL,4 X 6 (NOMINAL), - | 19077-01
19077_drw.pdf | 2 | 2 | XMBR,4 X 6 (NOMINAL) X 71.00 LG, - | 19077-02
19077_drw.pdf | 3 | 7 | XMBR,2 X 6 (NOMINAL) X 71.00 LG, - | 19077-03
19077_drw.pdf | A
19077_drw.pdf |  |  | 4X DETAIL
19091_drw.pdf | ITEM
19091_drw.pdf | 1 | 1 | PLATE,MANIFOLD MOUNT, - | 19092
19091_drw.pdf | 2 | 1 | GUSSET,MANIFOLD MOUNT, - | 19093
19098_drw.pdf | 1 | 1 | HOSE,PARKER, 1/4 INCH OD X 48.00 LG | 801-04_018
19098_drw.pdf | 2 | 1 | RADIATOR,CAC,OIL-COOLER, ISL100 | 12747
19098_drw.pdf | 3 | 1 | TUBE,CAC UPPER, QSC8.3 | 18943
19098_drw.pdf | 4 | 1 | TUBE,CAC LOWER, QSC8.3 | 18944
19098_drw.pdf | 5 | 1 | TUBE,JACKET WATER IN, QSC8.3 | 18945
19098_drw.pdf | 6 | 1 | TUBE,JACKET WATER OUT, QSC8.3 | 18946
19098_drw.pdf | 7 | 1 | FAN,SUCKER,31.9",8 BLADE,35 DEG, - | 18947
19098_drw.pdf | 8 | 1 | FRAME,QSC8.3, - | 18948
19098_drw.pdf | 9 | 1 | GUARD,FAN, HYD DRIVEN | 18984
19098_drw.pdf |  |  | MOUNT, - | 18988
19098_drw.pdf |  |  |  | 19095_001
19099_drw.pdf | ITEM
19099_drw.pdf | 1 | 1 | PLATE, OIL FILL, MNT, MC | 19100
19099_drw.pdf | 2 | 1 | TUBE, OIL FILL , MC | 19102
19104_drw.pdf | 1 | 1 | BATTERY ISOLATOR, FIRE PUMP | 8838
19104_drw.pdf | 2 | 1 | FACTORY SETTINGS TAG, FIREPUMP | 9526-02
19104_drw.pdf | 3 | 1 | FIELD SETTINGS TAG, FIREPUMP | 9526-03
19104_drw.pdf | 4 | 1 | DATA TAG, FIREPUMP | 9534
19104_drw.pdf |  |  |  | 15423
19104_drw.pdf | 9 | 1 | AIR CLEANER, 3" CONNECTION, CF# AH1107 OR | EQUAL15607
19104_drw.pdf | 10 | 2 | WASHER,FLAT, 0.25 | 20000-025
19104_drw.pdf | 11 | 1 | WASHER,FLAT, M10 | 20020-M10
19104_drw.pdf | 12 | 4 | WASHER,FLAT, M5 | 20020-M5
19104_drw.pdf | 13 | 8 | WASHER,FLAT, M6 | 20020-M6
19104_drw.pdf | 14 | 2 | NUT,HEX, 0.25-20 | 20100-025
19104_drw.pdf | 15 | 4 | NUT,HEX, M5-0.80 | 20120-M5
19104_drw.pdf | 16 | 8 | NUT,HEX, M6-1.00 | 20120-M6
19104_drw.pdf | 17 | 2 | SCREW,HH, 0.25-20x1.00 | 20225-100
19104_drw.pdf | 18 | 4 | SCREW,HH, M5-0.80x16
19104_drw.pdf | 22 | 1 | TUBE, AIR INTAKE | A042A663
19104_drw.pdf | 23 | 1 | RESTRICTION INDICATOR, 1/8" NPT | D-RAX00-2352
19104_drw.pdf |  | DETAIL
19104_drw.pdf | to the document as authorized | in accepts the in | confidence. by CUMMINS FIRE POWER LLC CORPORATE OFFICE | DESIGN UPFIT CENTER
19104_drw.pdf | ittrawdiellse(c1r)etnoitnfuosrematthieondotchuemreenitn,or(2a)nynoctopcyoptyhetrheeofdoocrumtehnet, or the | ittrawdiellse(c1r)etnoitnfuosrematthieondotchuemreenitn,or(2a)nynoctopcyoptyhetrheeofdoocrumtehnet, | or trade WHITE BEAR LAKE, MN WWW.CUMMINSFIREPOWER.COM | DEPERE, WISCONSIN
19104_drw.pdf |  | cPoopwieersLtLhCereof, | and ASSEMBLY, ACC, REAR MTG
19104_drw.pdf | DIMENSION |  | ACREFP5E
19104_drw.pdf | IMUPNEIRTISAL |  | DWG UNITS: DRAWN BY: MAC | 15SEPT2011
19106_drw.pdf | 1 | 1 | ANGLE, OPERATOR STATION MOUNTING BRACKET | 15081
19106_drw.pdf | 2 | 2 | PLATE, OPERATOR STATION MOUNTING BRACKET SIDE | 15248
19106_drw.pdf | 3 | 2 | TAB, OPERATOR STATION MOUNTING BRACKET | 15249
19106_drw.pdf | 4 | 1 | ANGLE, OPERATOR STATION MOUNTING BRACKET | 15318
19106_drw.pdf | 5 | 1 | PLATE, OPERATOR STATION MOUNTING BRACKET, SIDE | 19107
19106_drw.pdf | 6 | 1 | PLATE, OPERATOR STATION MOUNTING BRACKET, SIDE | 19108
19106_drw.pdf | 7 | 1 | GUSSET, OPERATOR STATION MOUNTING BRACKET | 19109
19119_drw.pdf | 1 2 | 1 1 | ASSEMBLY, ELECTRIC;ALRAIL GRINDER QST30 ENCLOSURE,RAD,SEC;TLORAM,RS300/400 | 19488
19119_drw.pdf | 3 | 1 | ENCLOSURE, ENG SEC;TLORAM RS300/400 | 19489
19119_drw.pdf | 4 | 1 | ASSY,ENGINE TO FRA;MEQST30 | 19669
19121_drw.pdf | ITEM
19121_drw.pdf | 1 | 1 | PLATE,REAR ENGINE MOUNT, - | 19129
19121_drw.pdf | 2 | 2 | GUSSET,REAR ENGINE MOUNT, - | 19130
19121_drw.pdf | 3 | 1 | GUSSET,REAR MOUNT, - | 19764
19121_drw.pdf | 4 | 1 | GUSSET,REAR MOUNT, - | 19994
19124_drw.pdf | 1 | 1 | FRAME, ITT PUMP 8x8x17_8100, CFP5.9, 1610 DRIVESHAFT | 12412-07
19124_drw.pdf | 2 | 1 | ASSEMBLY, POWER UNIT, RADIATOR COOLED, CFP5.9 F10-50 | 17976
19124_drw.pdf | 3 | 1 | ASSEMBLY, SHAFT GUARD, SAE #3 | 9494
19125_drw.pdf | ITEM
19125_drw.pdf | 1 | 1 | PLATE,FRONT ENGINE MOUNT, - | 19126
19125_drw.pdf | 2 | 1 | PLATE,FRONT ENGINE MOUNT, - | 19127
19125_drw.pdf | 3 | 2 | GUSSET,FRONT ENGINE MOUNT, - | 19128
19134_drw.pdf | ITEM
19134_drw.pdf | 1 | 1 | CONTROL KIT,PCC1302 | 0541-1414-02
19134_drw.pdf | 2 | 1 | CONTROLS, INTERFACE BOX, GTA855E, PCC1302 | 19132
19134_drw.pdf | 3 | 2 | CABLE,2/0 355A @125C, (PER FOOT) | A042H237
19134_drw.pdf | 4 | 1 | STRAP, GROUNDING, 4 AWG, 20",ENGINE TO FRAME | 337-3587-01
19134_drw.pdf |  |  | PLUG, - | 517-0138-02
19134_drw.pdf |  |  | WC90397-3,GENERATOR TO | 12618
19134_drw.pdf |  |  |  | 16164-16
19134_drw.pdf | 11 | 1
19134_drw.pdf | 12 | 1 | DISPLAY,CONTROL, MODEL HMI
19134_drw.pdf | 13 | 2 | LUG, COPPER, TIN PLATED, 2/0 x 3/8"
19135_drw.pdf | 1 | 1 | CONTROL KIT,PCC1302 | 0541-1414-02
19135_drw.pdf | 2 | 1 | CONTROLS, INTERFACE BOX, KTA19SLB, PCC1302 | 19133
19135_drw.pdf | 3 | 2 | CABLE,2/0 355A @125C, (PER FOOT) | A042H237
19135_drw.pdf | 4 | 1 | STRAP, GROUNDING, 4 AWG, 20",ENGINE TO FRAME | 337-3587-01
19135_drw.pdf | 5 | 1 | HOLE PLUG, - | 517-0138-02
19135_drw.pdf | 6 | 1 | STRAP, GROUNDING, 4 AWG, WC90397-3,GENERATOR TO | 12618
19135_drw.pdf | 7 | 3 | CLAMP, LOOM, 1", LTL-SCPV16627 | 13745
19135_drw.pdf | 15 | 1 | CLIP,CSHN,, 0.500 ID
19137_drw.pdf | ITEM
19137_drw.pdf | 1 | 10 | WELDNUT, 1/4"-20 NC, _ | 14520
19137_drw.pdf | 2 | 1 | SHEET,DAMPER GUARD, - | 19138
19140_drw.pdf | 1 | 2 | RAIL,WOOD 4 X 6 RGH, SAWN LUM X 157.50 | 19140-01
19140_drw.pdf | 2 | 2 | CROSSMBR,LUMBR 4 X 6 , RGH SAWN X 68.00 LG | 19140-02
19140_drw.pdf | 3 | 3 | CROSSMBR,LUMBR,2 X 6, RGH SAWN X 68.00 LG | 19140-03
19140_drw.pdf | 4 | 2 | CROSSMBR,LUMBR,2 X 8, RGH SAWN X 68.00 LG | 19140-04
19140_drw.pdf | C'BORE |  | SIDE FOR A
19140_drw.pdf | BOLT | HEAD | TOWARD BOTTOM
19140_drw.pdf |  |  | SCALE | 0.250
19141_drw.pdf | ITEM
19141_drw.pdf | 1 | 6 | WELDNUT, 1/4"-20 NC, _ | 14520
19141_drw.pdf | 2 | 1 | ANGLE,GUARD MOUNT, - | 19142
19141_drw.pdf | 3 | 1 | ANGLE,GUARD MOUNT, - | 19143
19141_drw.pdf | 4 | 1 | ANGLE,GUARD MOUNT, - | 19144
19145_drw.pdf | ITEM
19145_drw.pdf | 1 | 8 | WELDNUT, 1/4"-20 NC, _ | 14520
19145_drw.pdf | 2 | 1 | SHEET,ALTERNATOR GUARD, - | 19148
19150_drw.pdf | ITEM
19150_drw.pdf | 1 | 8 | WELDNUT, 1/4"-20 NC, _ | 14520
19150_drw.pdf | 2 | 1 | SHEET,ALTERNATOR GUARD, - | 19147
19151_drw.pdf | ITEM
19151_drw.pdf | 1 | 1 | PLATE,RACK,LH, - | 19153
19151_drw.pdf | 2 | 2 | GUSSET,RACK, - | 19155
19151_drw.pdf | 3 | 1 | GUSSET,RACK, - | 19156
19151_drw.pdf | 4 | 1 | GUSSET,RACK, - | 19157
19151_drw.pdf |  |  | ANGLE,RACK, - | 19158
19151_drw.pdf |  |  |  | 19159
19151_drw.pdf |  |  |  | 19636
19152_drw.pdf | ITEM
19152_drw.pdf | 1 | 1 | PLATE,RACK,RH, - | 19154
19152_drw.pdf | 2 | 2 | GUSSET,RACK, - | 19155
19152_drw.pdf | 3 | 1 | GUSSET,RACK, - | 19156
19152_drw.pdf | 4 | 1 | GUSSET,RACK, - | 19157
19152_drw.pdf |  |  | ANGLE,RACK, - | 19158
19152_drw.pdf |  |  |  | 19159
19152_drw.pdf |  |  |  | 19636
19160_drw.pdf | ITEM
19160_drw.pdf | 1 | 2 | WELDNUT, 1/4"-20 NC, _ | 14520
19160_drw.pdf | 2 | 1 | PLATE,RACK MOUNT | 19161
19160_drw.pdf | 3 | 5 | NUT,HEX,WELD,3/8-16 UNC, - | 19636
19160_drw.pdf | 4 | 1 | PLATE,LINER,RACK MOUNT, - | 19765
19162_drw.pdf | ITEM
19162_drw.pdf | 1 | 1 | PLATE,MUFFLER MOUNT, - | 19163
19162_drw.pdf | 2 | 2 | GUSSET,MUFFLER MOUNT, - | 19164
19162_drw.pdf | 3 | 2 | GUSSET,MUFFLER MOUNT, - | 19165
19162_drw.pdf | 4 | 2 | GUSSET,MUFFLER MOUNT, - | 19166
19170_drw.pdf | ITEM
19170_drw.pdf | 1 | 2 | RAIL,OUTSIDE BASE, QSM11 143.00 LONG | 19174
19170_drw.pdf | 2 | 2 | CROSSMEMBER,BASE, FRONT/REAR,54.52 IN | 19175
19170_drw.pdf | 3 | 1 | CROSSMEMBER,BASE, ENG SUPPORT,54.52 IN | 19176
19170_drw.pdf | 4 | 2 | CROSSMEMBER,BASE, GENER SUP,54.52 LG | 19177
19170_drw.pdf |  | 2 | BRACKET,Z OFFSET RAD BRACE MOUNT
19180_drw.pdf | ITEM
19180_drw.pdf | 1 | 32 | WELDNUT, 1/4"-20 NC, _ | 14520
19180_drw.pdf | 2 | 1 | BRKT,CONDUIT BOX, - | 18323
19180_drw.pdf | 3 | 1 | SHEET,SIDE,CONDUIT BOX, UCI274/HCI4/HCI5 W/CTRL | 19181
19185_drw.pdf | 1 | 2 | RAIL,BASE,QSB7 110", CHANNEL,6 X 8.2 | 19186
19185_drw.pdf | 2 | 2 | CROSSMEMBER,BASE, CHNL,C6 X 8.2, 39.82" | 19187
19185_drw.pdf | 3 | 2 | CROSSMEMBER,BASE, CHNL,6 X 15.3,39.82" | 19188
19185_drw.pdf | 4 | 2 | SUPPORT END,BASE, CHNL,5 X 6.7,8.55" | 19261
19185_drw.pdf | 5 | 1 | CROSSMEMBER,BASE, CHNL,5 X 6.7, 39.82" | 19262
19185_drw.pdf | 6 | 4 | PLATE,CROSSMEMBER, END COVER,QSB7 BASE | 19265
19192_drw.pdf | ITEM
19192_drw.pdf | 1 | 1 | SHEET,AIR CLEANER, - | 19202
19192_drw.pdf | 2 | 1 | GUSSET,AIR CLEANER, - | 19203
19192_drw.pdf |  |  | .12
19192_drw.pdf |  |  | .12
19193_drw.pdf | ITEM
19193_drw.pdf | 1 | 1 | SHEET,AIR CLEANER, - | 19204
19193_drw.pdf | 2 | 2 | CHANNEL,AIR CLEANER, - | 19205
19193_drw.pdf | 3
19194_drw.pdf | ITEM
19194_drw.pdf | 1 | 1 | SHEET,AIR CLEANER, - | 19198
19194_drw.pdf | 2 | 1 | BRACE,AIR CLEANER, - | 19199
19194_drw.pdf | 3 | 1 | SHEET,AIR CLEANER, - | 19206
19194_drw.pdf | 4 | 2 | PLATE,STOPPER, - | 19207
19194_drw.pdf |  |  | SHEET,AIR CLEANER, - | 19208
19195_drw.pdf | ITEM
19195_drw.pdf | 1 | 1 | SHEET,AIR CLEANER, - | 19209
19195_drw.pdf | 2 | 2 | CHANNEL,AIR CLEANER, - | 19210
19195_drw.pdf | 3
19196_drw.pdf | ITEM
19196_drw.pdf | 1 | 1 | SHEET,AIR CLEANER, - | 19200
19196_drw.pdf | 2 | 2 | BRKT,AIR CLEANER, - | 19201
19196_drw.pdf | 3 | 1 | SHEET,AIR CLEANER, - | 19211
19196_drw.pdf | 4 | 2 | PLATE,STOPPER, - | 19212
19196_drw.pdf |  |  | SHEET,AIR CLEANER, - | 19213
19216_drw.pdf | ITEM | QTY
19216_drw.pdf | 1 | 1 | HARNESS, DPF LIGHTS AND SWITCHES, AUTO CAD CONTROLLED
19216_drw.pdf | 3 | 1 | PLATE, MAG SWITCH MOUNTING | 19217
19216_drw.pdf | 4 | 1 | FUSE, 100 AMP, BOLT IN | 19218-100
19216_drw.pdf | 5 | 1 | FUSE, 150 AMP, BOLT IN | 19218-150
19216_drw.pdf | 6 | 1 | BRACKET, FUEL FILTER/ELECT. MNT, SULLAIR
19216_drw.pdf | 8 | 1 | CONTACTOR, 24VDC, 200AMP, GRID HEATER | 19230
19216_drw.pdf | 9 | 3 | ISOLATOR, NEOPRENE 1/4-20 UNC | 19231
19216_drw.pdf | 10 | 1 | FUSE, 1-1/4" X 1/4" GLASS, 5 AMP, FAST ACTING | 19232-016
19216_drw.pdf | 11 | 1 | FUSE, 1-1/4" X
19216_drw.pdf | 13 | 2 | HOLDER, 1-1/4" X 1/4" GLASS FUSE | 19234
19221_drw.pdf | ITEM
19221_drw.pdf | 1 | 1 | PLATE, RAD. SUPT, TOP, SULLAIR | 19222
19221_drw.pdf | 2 | 1 | PLATE, RAD. VERTICAL, SULLAIR | 19223
19221_drw.pdf | 3 | 2 | PLATE, RAD. SUPT, SIDE, SULLAIR | 19224
19221_drw.pdf | 4 | 1 | PLATE, RAD. SUPT, BOTTOM, SULLAIR | 19225
19221_drw.pdf |  |  | 1
19235_drw.pdf | ITEM
19235_drw.pdf | 1 | 1 | ENCLOSURE, 24 X 20 X 8, HOFFMAN | A242008LP
19235_drw.pdf | 2 | 1 | CONNECTOR, HEAVY DUTY BULKHEAD, 32 POS, HDC 32A ABU | 19078
19235_drw.pdf | 3 | 2 | WIRE WAY, 2.0 X 3.0 | 19411-021
19235_drw.pdf | 4 | 2 | WIRE WAY, 2.0 X 3.0 | 19411-125
19235_drw.pdf |  |  | WAY, 2.0 X 3.0 | 19411-165
19235_drw.pdf |  |  | 2.0 | 19412-021
19235_drw.pdf |  |  |  | 19412-125
19235_drw.pdf | 11 | 27
19235_drw.pdf | 12 | 7 | PLATE, END ZAP/TW 5,
19235_drw.pdf | 13 | 1 | CONNECTOR, HEAVY DUTY BULKHEAD, 16 POS
19235_drw.pdf | 14 | 18 | TERMINAL, ZDU 1.5, WEIDMULLER | 1775480000
19235_drw.pdf | 15 | 4 | PLATE, END, ZAP/TW ZDU1.5/2AN, WEIDMULLER | 1776030000
19236_drw.pdf | ITEM
19236_drw.pdf | 2 |  | ASSEMBLY, MOUNTING, ENGINE, FIREPUMP, 6B | 8579
19236_drw.pdf | 3 |  | ASSEMBLY, HEAT EXCHANGER W/O CAC, FIREPUMP, | 8650
19236_drw.pdf | 5 |  | KIT, FUEL SOLENOID OVERIDE, FIREPUMP | 9699
19236_drw.pdf | 6 |  | KIT, FUEL LINES, CFP59, F10/20/30/40/50 - EXT | 15204
19236_drw.pdf | 8 |  | ASSY, ALTERNATOR MNT, DXP ENTERPRISE | 16941
19236_drw.pdf |  |  |  | 16957
19236_drw.pdf | 10 |  | COOLING LOOP, 3/4" DIA., W/MNTS, CFP59,SEA WATER, | 12V17119
19236_drw.pdf | 11 |  | ASSEMBLY, OPERATORS STATION, CFP59 F10/20/30/40 | 19237
19236_drw.pdf | 13 |  | HEATER, COOLANT, ASSEMBLY, CFP5.9 | 24246
19236_drw.pdf | 14 |  | KIT, SENSOR ADAPTER, CFP MECHANICAL | A042A558
19236_drw.pdf | 16 |  | CLAMP, T-BOLT, 4.28-4.59 | 13164-0450
19236_drw.pdf | 17 |  | HEAT SHIELD, CFP59 | 15383
19236_drw.pdf | 19 |  | AIR CLEANER, 4" CONNECTION, CF# AH1140 OR EQUAL | 15608
19236_drw.pdf | 20 |  | WASHER, RETAINING, M10 | 16662-13
19236_drw.pdf | 22 |  | BRACKET, ENCLOSURE, EXPLOSION PROOF | 19282
19237_drw.pdf | 1 | 2 | GROMMET, 0.25 GRIP, 2.125 DIA HOLE OT 1.50 DIA X 0.94 | SLOT 15653
19237_drw.pdf | 2 | 1 | CLAMP, T-BOLT, 3.28-3.59 | 13164-0350
19237_drw.pdf | 3 | 1 | CLAMP, T-BOLT, 4.28-4.59 | 13164-0450
19237_drw.pdf | 8 | 2 | SCREW,HH, M12-1.75x25 | 20312-025
19237_drw.pdf | 9 | 1 | HOSE, HUMP, REDUCER, 4" X 3", NELSON***USE 3316617-S | 89844K
19237_drw.pdf | 10 | 1 | RESTRICTION INDICATOR, 1/8" NPT | D-RAX00-2352
19237_drw.pdf | 11 | 1 | U-BOLT CLAMP, 4.0" | U-400
19237_drw.pdf | * | NON-LISTED | DATA TAG REQUIRED.
19241_drw.pdf | ITEM
19241_drw.pdf | 1 | 1 | BRACKET, ENGINE MNT, CENTER, SULLAIR | 19242
19241_drw.pdf | 2 | 2 | PLATE, ENGINE MNT, GUSSET, SULLAIR | 19243
19241_drw.pdf |  |  | 2
19244_drw.pdf | ITEM
19244_drw.pdf | 1 | 1 | LOUVER,CONDUIT BOX, UCI274/HCI4/HCI5 | 17310
19244_drw.pdf | 2 | 1 | PANEL,RR,CONDUIT BOX, UCI274/HCI4/HCI5 | 18319
19244_drw.pdf | 3 | 1 | PANEL,SIDE,CONDUIT BOX, UCI274/HCI4/HCI5 | 18324
19244_drw.pdf | 4 | 1 | PANEL,FRNT,CONDUIT BOX, GTA855E UCI274 | 18889
19244_drw.pdf |  |  | PANEL,SIDE,CONDUIT BOX, UCI274/HCI4/HCI5 W/CTRL | 19180
19244_drw.pdf |  |  | UCI274,HCI4,HCI5 | 13694
19244_drw.pdf |  |  |  | 14456_084
19244_drw.pdf | 11 | 2
19244_drw.pdf | 12 | 1 | COVER, LOWER FRONT, UCI274
19245_drw.pdf | 1 | 1 | LOUVER,CONDUIT BOX, UCI274/HCI4/HCI5 | 17310
19245_drw.pdf | 2 | 1 | PANEL,RR,CONDUIT BOX, UCI274/HCI4/HCI5 | 18319
19245_drw.pdf | 3 | 1 | PANEL,SIDE,CONDUIT BOX, UCI274/HCI4/HCI5 | 18324
19245_drw.pdf | 4 | 1 | PANEL,FRNT,CONDUIT BOX, GTA855E HCI4C/D/E | 18892
19245_drw.pdf | 5 | 1 | PANEL,SIDE,CONDUIT BOX, UCI274/HCI4/HCI5 W/CTRL | 19180
19245_drw.pdf | 6 | 1 | PANEL,TOP,CONDUIT BOX, UCI274,HCI4,HCI5 | 13694
19245_drw.pdf | 7 | 1 | SEAL,BULB,UL RECOGNIZED, 82 INCHES LONG | 14456
19245_drw.pdf | 8 | 1 | PLATE,COVER, - | 17356
19245_drw.pdf | 9 | 2 | BRKT,CONDUIT BOX, - | 17393
19245_drw.pdf | 10 | 2 | BRKT,CONDUIT BOX, - | 17394
19245_drw.pdf | 11 | 1 | COVER, LOWER FRONT, HCI4 C/D/E/F | 18787
19246_drw.pdf | 1 | 1 | LOUVER,CONDUIT BOX, UCI274/HCI4/HCI5 | 17310
19246_drw.pdf | 2 | 1 | PANEL,RR,CONDUIT BOX, UCI274/HCI4/HCI5 | 18319
19246_drw.pdf | 3 | 1 | PANEL,SIDE,CONDUIT BOX, UCI274/HCI4/HCI5 | 18324
19246_drw.pdf | 4 | 1 | PANEL,FRNT,CONDUIT BOX, GTA855E HC4F | 18895
19246_drw.pdf | 5 | 1 | PANEL,SIDE,CONDUIT BOX, UCI274/HCI4/HCI5 W/CTRL | 19180
19246_drw.pdf | 6 | 1 | PANEL,TOP,CONDUIT BOX, UCI274,HCI4,HCI5 | 13694
19246_drw.pdf | 7 | 1 | PLATE,COVER, - | 17356
19246_drw.pdf | 8 | 2 | BRKT,CONDUIT BOX, - | 17393
19246_drw.pdf | 9 | 2 | BRKT,CONDUIT BOX, - | 17394
19246_drw.pdf | 10 | 1 | COVER, LOWER FRONT, HCI4 C/D/E/F | 18787
19246_drw.pdf | 11 | A/R | PROFILE,UL RECOGNIZED SEALING | 14456
19247_drw.pdf | 1 | 1 | LOUVER,CONDUIT BOX, UCI274/HCI4/HCI5 | 17310
19247_drw.pdf | 2 | 1 | PANEL,RR,CONDUIT BOX, UCI274/HCI4/HCI5 | 18319
19247_drw.pdf | 3 | 1 | PANEL,SIDE,CONDUIT BOX, UCI274/HCI4/HCI5 | 18324
19247_drw.pdf | 4 | 1 | PANEL,FRNT,CONDUIT BOX, GTA855E HCI5 | 18899
19247_drw.pdf | 5 | 1 | PANEL,SIDE,CONDUIT BOX, UCI274/HCI4/HCI5 W/CTRL | 19180
19247_drw.pdf | 6 | 1 | PANEL,TOP,CONDUIT BOX, UCI274,HCI4,HCI5 | 13694
19247_drw.pdf | 7 | 1 | SEAL,BULB,UL RECOGNIZED, 94 INCHES LONG | 14456_094
19247_drw.pdf | 8 | 1 | PLATE,COVER, - | 17356
19247_drw.pdf | 9 | 2 | BRKT,CONDUIT BOX, - | 17393
19247_drw.pdf | 10 | 2 | BRKT,CONDUIT BOX, - | 17394
19247_drw.pdf | 11 | 1 | COVER, LOWER FRONT, HCI5 C/D/E/F | 18786
19248_drw.pdf | 1 | 1 | LOUVER,CONDUIT BOX, UCI274/HCI4/HCI5 | 17310
19248_drw.pdf | 2 | 1 | PANEL,RR,CONDUIT BOX, UCI274/HCI4/HCI5 | 18319
19248_drw.pdf | 3 | 1 | PANEL,SIDE,CONDUIT BOX, UCI274/HCI4/HCI5 | 18324
19248_drw.pdf | 4 | 1 | PANEL,FRNT,CONDUIT BOX, KTA19 UCI274 | 18342
19248_drw.pdf | 5 | 1 | PANEL,SIDE,CONDUIT BOX, UCI274/HCI4/HCI5 W/CTRL | 19180
19248_drw.pdf | 6 | 1 | PANEL,TOP,CONDUIT BOX, UCI274,HCI4,HCI5 | 13694
19248_drw.pdf | 7 | 1 | SEAL,BULB,UL RECOGNIZED, 84 INCHES LONG | 14456_084
19248_drw.pdf | 8 | 2 | PLATE,CABINET, UCI274 | 14792
19248_drw.pdf | 9 | 1 | PLATE,COVER, - | 17356
19248_drw.pdf | 10 | 2 | BRKT,CONDUIT BOX, - | 17393
19248_drw.pdf | 11 | 2 | BRKT,CONDUIT BOX, - | 17394
19248_drw.pdf | 12 | 1 | COVER, LOWER FRONT, UCI274 | 18788
19249_drw.pdf | 1 | 1 | LOUVER,CONDUIT BOX, UCI274/HCI4/HCI5 | 17310
19249_drw.pdf | 2 | 1 | PANEL,RR,CONDUIT BOX, UCI274/HCI4/HCI5 | 18319
19249_drw.pdf | 3 | 1 | PANEL,SIDE,CONDUIT BOX, UCI274/HCI4/HCI5 | 18324
19249_drw.pdf | 4 | 1 | PANEL,FRNT,CONDUIT BOX, KTA19 HCI4C/D/E | 18334
19249_drw.pdf | 5 | 1 | PANEL,SIDE,CONDUIT BOX, UCI274/HCI4/HCI5 W/CTRL | 19180
19249_drw.pdf | 6 | 1 | PANEL,TOP,CONDUIT BOX, UCI274,HCI4,HCI5 | 13694
19249_drw.pdf | 7 | 1 | SEAL,BULB,UL RECOGNIZED, 82 INCHES LONG | 14456
19249_drw.pdf | 8 | 1 | PLATE,COVER, - | 17356
19249_drw.pdf | 9 | 2 | BRKT,CONDUIT BOX, - | 17393
19249_drw.pdf | 10 | 2 | BRKT,CONDUIT BOX, - | 17394
19249_drw.pdf | 11 | 1 | COVER, LOWER FRONT, HCI4 C/D/E/F | 18787
19250_drw.pdf | 1 | 1 | LOUVER,CONDUIT BOX, UCI274/HCI4/HCI5 | 17310
19250_drw.pdf | 2 | 1 | PANEL,RR,CONDUIT BOX, UCI274/HCI4/HCI5 | 18319
19250_drw.pdf | 3 | 1 | PANEL,SIDE,CONDUIT BOX, UCI274/HCI4/HCI5 | 18324
19250_drw.pdf | 4 | 1 | PANEL,FRNT,CONDUIT BOX, KTA19 HC4F | 18338
19250_drw.pdf | 5 | 1 | PANEL,SIDE,CONDUIT BOX, UCI274/HCI4/HCI5 W/CTRL | 19180
19250_drw.pdf | 6 | 1 | PANEL,TOP,CONDUIT BOX, UCI274,HCI4,HCI5 | 13694
19250_drw.pdf | 7 | 1 | PLATE,COVER, - | 17356
19250_drw.pdf | 8 | 2 | BRKT,CONDUIT BOX, - | 17393
19250_drw.pdf | 9 | 2 | BRKT,CONDUIT BOX, - | 17394
19250_drw.pdf | 10 | 1 | COVER, LOWER FRONT, HCI4 C/D/E/F | 18787
19250_drw.pdf | 11 | A/R | PROFILE,UL RECOGNIZED SEALING | 14456
19251_drw.pdf | 1 | 1 | LOUVER,CONDUIT BOX, UCI274/HCI4/HCI5 | 17310
19251_drw.pdf | 2 | 1 | PANEL,FRNT,CONDUIT BOX, KTA19 HCI5C/D/E | 18316
19251_drw.pdf | 3 | 1 | PANEL,RR,CONDUIT BOX, UCI274/HCI4/HCI5 | 18319
19251_drw.pdf | 4 | 1 | PANEL,SIDE,CONDUIT BOX, UCI274/HCI4/HCI5 | 18324
19251_drw.pdf | 5 | 1 | PANEL,SIDE,CONDUIT BOX, UCI274/HCI4/HCI5 W/CTRL | 19180
19251_drw.pdf | 6 | 1 | PANEL,TOP,CONDUIT BOX, UCI274,HCI4,HCI5 | 13694
19251_drw.pdf | 7 | 1 | SEAL,BULB,UL RECOGNIZED, 94 INCHES LONG | 14456_094
19251_drw.pdf | 8 | 1 | PLATE,COVER, - | 17356
19251_drw.pdf | 9 | 2 | BRKT,CONDUIT BOX, - | 17393
19251_drw.pdf | 10 | 2 | BRKT,CONDUIT BOX, - | 17394
19251_drw.pdf | 11 | 1 | COVER, LOWER FRONT, HCI5 C/D/E/F | 18786
19253_drw.pdf | ITEM
19253_drw.pdf | 1 | 1 | COUPLING, HALF, 1/2" NPT | 14038-03
19253_drw.pdf | 2 | 2 | RAIL,OIL FIELD SKID, CHANNEL,C10 X 15.3 | 19254
19253_drw.pdf | 3 | 2 | TUBE,RECTANGULAR, STL,10 X 5 X 60.50 L | 19255
19253_drw.pdf | 4 | 3 | CROSSMEMBER,END, SUPPORT,C4 X 5.4 | 19256
19253_drw.pdf |  |  | CROSSMEMBER,OIL SKID, CHANNEL,C10 X 15.3 | 19257
19253_drw.pdf |  |  | TRD | 19258
19253_drw.pdf |  |  |  | 19259
19253_drw.pdf | 11 | 1
19267_drw.pdf | ITEM
19267_drw.pdf | 1 | 1 | PLATE, AIR FILTER SUPT,BRKT, SULLAIR | 19268
19267_drw.pdf | 2 | 1 | PLATE, AIR FILTER SUPT,MNT, SULLAIR | 19269
19270_drw.pdf | ITEM
19270_drw.pdf | 1 | 1 | BRACKET, FITLER MNT, SULLAIR | 19271
19270_drw.pdf | 2 | 2 | PLATE, FILTER BRKT SUPT, SULLAIR | 19272
19270_drw.pdf |  |  | 2
19282_drw.pdf | ITEM
19285_drw.pdf | ITEM | QTY
19285_drw.pdf | 1 | 2 | CONNECTOR, 3/8" STRAIGHT, SEALTITE
19285_drw.pdf |  |  | TO GENERATOR, AUTO CAD CONTROLLED | 18941
19285_drw.pdf | 4 | 1 | ENCLOSURE, AC CONTROLS, AUTO CAD CONTROLLED | 19235
19285_drw.pdf | 5 | 1 | ENCLOSURE, DC CONTROLS, AUTO CAD CONTROLLED | 19286
19285_drw.pdf | 6 | 1 | ENCLOSURE, GCS | 19287
19285_drw.pdf | 7 | 2 | FRAME, ENCLOSURE MOUNTING
19285_drw.pdf |  | 1 | HARNESS, DC INTERFACE TO GCS, AUTO CAD CONTROLLED | 19397
19285_drw.pdf | 10 | 1 | FRAME, ENCLOSURE MOUNTING | 19460
19285_drw.pdf | 11 | 1 | HARNESS, DC INTERFACE TO RADIATOR CONTROLS, AUTO CAD
19285_drw.pdf | 12 | 1 | GASKET, 1 1/4", SEALTITE | 19474
19285_drw.pdf | 13 | 1
19285_drw.pdf | 15 | 1 | SWITCH, BLOWER DISCONNECT, DS1 | 19615
19285_drw.pdf | 16 | 1 | SWITCH, BLOWER DISCONNECT, DS2 | 19616
19285_drw.pdf | 17 | 1 | SWITCH, BLOWER DISCONNECT, DS3 | 19617
19285_drw.pdf | 18 | 1 | SWITCH, BLOWER DISCONNECT, DS4 | 19618
19285_drw.pdf |  |  |  | 19706-014
19285_drw.pdf | 21 | 1 | SEALTITE, 3/8" BULK, 15" | 19706-015
19285_drw.pdf | 22 | 1 | SEALTITE, 3/8" BULK, 21" | 19706-016
19285_drw.pdf | 23 | 1 | SEALTITE, 3/8" BULK, 155" | 19706-017
19285_drw.pdf | 24 | 1 | SEALTITE, 3/8" BULK, 119"
19286_drw.pdf | ITEM
19286_drw.pdf | 1 | 1 | ENCLOSURE, 24 X 20 X 8, HOFFMAN | A242008LP
19286_drw.pdf | 2 | 1 | CONVERTOR, ANALOG SENDER TO CAN (J1939) | 79-70-0014
19286_drw.pdf | 3
19286_drw.pdf | 4
19286_drw.pdf |  |  | WAY, 1.5 X 3.0 | 19426-021
19286_drw.pdf |  |  |  | 19426-135
19286_drw.pdf |  |  |  | 19427-021
19286_drw.pdf | 11 | 1 | DECAL,
19286_drw.pdf | 12 | 1 | DECAL, EMERGENCY STOP
19286_drw.pdf | 13 | 1 | SWITCH, BODY, MOM ON/OFF, SPST, CARLING
19286_drw.pdf | 14 | 1 | PANEL, MOUNTING SINGLE ROCKER SWITCH, CARLING/WAYTEK | 44382
19286_drw.pdf | 15 | 1 | SWITCH, ACTUATOR, BLACK, CARLING TECHNOLOGIES CONTRA | 44430
19287_drw.pdf | ITEM
19287_drw.pdf | 1 | 1 | ENCLOSURE, SCREW COVER, HOFFMAN | A1412SC
19287_drw.pdf | 2 | 2 | BRACKET, GCS MOUNTING | 19289
19287_drw.pdf | 3 | 1 | GASKET, GCS CABINET | 19311
19287_drw.pdf | 4 | 1 | DECAL, GCS CONTROLLER | 19956
19287_drw.pdf |  |  | CONNECTOR, HEAVY DUTY BULKHEAD, 16 POS | 1664920000
19287_drw.pdf |  |  | HDC KEL 24/4 | 1825930000
19287_drw.pdf |  |  |  | 1826400000
19287_drw.pdf | 11
19287_drw.pdf | 12 | 1 | PANEL, BACK, HOFFMAN
19290_drw.pdf | ITEM
19290_drw.pdf | 1 | 2 | PLATE, CENTER GUSSET SUPT, PELICAN, ANGULAR MNT | 19276
19290_drw.pdf | 2 | 2 | PLATE, SIDE CENTER SUPT, PELICAN, ANGULAR MNT | 19277
19290_drw.pdf | 3 | 1 | PLATE, BASE, ENGINE SUPT, PELICAN, ANGULAR MNT | 19291
19290_drw.pdf | 4 | 2 | BLOCK, ENGINE REAR, MNT, PELICAN, ANGULAR MNT | 19292
19290_drw.pdf |  |  | PLATE, TOP, ENG SUPT, PELICAN, ANGULAR MNT | 19293
19290_drw.pdf |  |  | SUPT, PELICAN, ANGULAR MNT | 19294
19290_drw.pdf |  |  | MNT | 19295
19297_drw.pdf | ITEM
19297_drw.pdf | 1 | 1 | GUSSET, REAR MNT, PELICAN, ANGULAR MNT | 19298
19297_drw.pdf | 2 | 1 | PLATE, ISOLATOR MNT, PELICAN, ANGULAR MNT | 19299
19297_drw.pdf | 3 | 1 | BRKT, PELICAN REAR, LH, PELICAN, ANGULAR MNT | 19300
19297_drw.pdf |  |  | 1
19301_drw.pdf | ITEM
19301_drw.pdf | 1 | 1 | GUSSET, REAR MNT, PELICAN, ANGULAR MNT | 19298
19301_drw.pdf | 2 | 1 | PLATE, ISOLATOR MNT, PELICAN, ANGULAR MNT | 19299
19301_drw.pdf | 3 | 1 | BRKT, PELICAN REAR, RH, PELICAN, ANGULAR MNT | 19302
19301_drw.pdf |  |  | 1
19301_drw.pdf |  |  | 2
19303_drw.pdf | ITEM
19303_drw.pdf | 1 | 1 | PLATE, ISOLATOR MNT, PELICAN, ANGULAR MNT | 19299
19303_drw.pdf | 2 | 1 | PLATE, FRONT MNT, LH, PELICAN, ANGULAR MNT | 19304
19303_drw.pdf | 3 | 1 | GUSSET, FRT MNT, LH, PELICAN, ANGULAR MNT | 19305
19303_drw.pdf | 4 | 1 | BRKT, FRONT MNT, PELICAN, ANGULAR MNT | 19306
19303_drw.pdf |  |  | GUSSET, FRT MNT, RH, PELICAN, ANGULAR MNT | 19307
19308_drw.pdf | ITEM
19308_drw.pdf | 1 | 1 | PLATE, ISOLATOR MNT, PELICAN, ANGULAR MNT | 19299
19308_drw.pdf | 2 | 1 | GUSSET, FRT MNT, LH, PELICAN, ANGULAR MNT | 19305
19308_drw.pdf | 3 | 1 | BRKT, FRONT MNT, PELICAN, ANGULAR MNT | 19306
19308_drw.pdf | 4 | 1 | GUSSET, FRT MNT, RH, PELICAN, ANGULAR MNT | 19307
19308_drw.pdf |  |  | PLATE, FRONT MNT, RH, PELICAN, ANGULAR MNT | 19309
19308_drw.pdf |  |  | 5
19310_drw.pdf | ITEM
19310_drw.pdf | 1
19310_drw.pdf | 2
19310_drw.pdf | 3
19310_drw.pdf | 4
19310_drw.pdf | 11
19310_drw.pdf | 12
19310_drw.pdf | 13
19310_drw.pdf | 14
19310_drw.pdf | 15
19313_drw.pdf | ITEM
19313_drw.pdf | 1 | 2 | WELDNUT, 1/4"-20 NC, _ | 14520
19313_drw.pdf | 2 | 1 | PLATE,GUARD MOUNT, - | 19314
19313_drw.pdf |  |  | 1
19315_drw.pdf | ITEM
19315_drw.pdf | 1 | 2 | WELDNUT, 1/4"-20 NC, _ | 14520
19315_drw.pdf | 2 | 1 | PLATE,GUARD MOUNT, - | 19316
19317_drw.pdf | ITEM
19317_drw.pdf | 1 | 6 | WELDNUT, 1/4"-20 NC, _ | 14520
19317_drw.pdf | 2 | 1 | SHEET,BELT GUARD, - | 19318
19319_drw.pdf | ITEM
19319_drw.pdf | 1 | 1 | SHEET,GUARD, - | 19320
19319_drw.pdf | 2 | 1 | SHEET,GUARD, - | 19321
19326_drw.pdf | ITEM
19326_drw.pdf | 1 | 1 | PLATE,ASY W/WLD NUTS, RR VOLT SEL SW | 18918
19326_drw.pdf | 2 | 1 | PANEL,ASY RT SIDE, VLT SEL SW C80D6R | 18920
19326_drw.pdf | 3 | 1 | PANEL,ASY W/WLD NUTS, TOP CVR VS SW RENTAL | 19327
19326_drw.pdf | 4 | 1 | BRACKET,RR SUPPORT, VOLT SEL SW C80D6R | 18917
19326_drw.pdf |  |  | PANEL MOCKUP PARTIAL, REFERENCE,C80D6R | 18932_001
19326_drw.pdf |  |  | SEL SW RENTAL | 19323
19326_drw.pdf |  |  |  | 19324
19327_drw.pdf | ITEM
19327_drw.pdf | 1 | 4 | WELDNUT, 1/4"-20 NC, _ | 14520
19327_drw.pdf | 2 | 1 | PANEL,TOP COVER, VOLT SEL SW RENTAL | 19322
19329_drw.pdf | ITEM
19329_drw.pdf | 1 | 2 | RAIL,WOOD 4 X 6 RGH, SAWN LUM X 122.50 | 19329-01
19329_drw.pdf | 2 | 2 | CROSSMBR,LUMBR 4 X 6 , RGH SAWN X 52.00 LG | 19329-02
19329_drw.pdf | 3 | 3 | CROSSMBR,LUMBR,2 X 6, RGH SAWN X 52.00 LG | 19329-03
19329_drw.pdf | 4 | 2 | CROSSMBR,LUMBR,2 X 8, RGH SAWN X 52.00 LG | 19329-04
19329_drw.pdf |  | BOTTOM | SIDE FOR A
19329_drw.pdf |  |  | BOTTOM
19329_drw.pdf |  |  | 4X DETAIL
19331-01_drw.pdf | ITEM
19331-01_drw.pdf | 1
19331-01_drw.pdf | 2 | 1 | CONNECTION,AIR INTAKE, - | 3395158
19331-01_drw.pdf | 3 | 2 | GASKET,ADAPTER, - | 3395630
19331-01_drw.pdf | 4 | 1 | ADAPTER,AIR INLET, - | 3396292
19331-01_drw.pdf |  |  | THROTTLE BODY ACTUATOR, GAC | ATB753T3F14-24
19331_drw.pdf | 1 | 2 | SUPPORT, REAR ENGINE, REWORK GTA28 | 18938
19331_drw.pdf | 2 | 1 | SUPPORT, FRONT ENGINE, REWORK GTA28 | 18939
19331_drw.pdf | 3 | 1 | PANEL,FLOOR,GTA28 ASM, W/WELD NUTS,BOLT ON | 19442
19331_drw.pdf | 4 | 1 | PANEL,FLOOR,GTA28 ASM, W/WELD NUTS,BOLT ON | 19443
19331_drw.pdf | 5 | 2 | SUPPORT,ASM,FLOOR, GTA28 W/WLD NUTS | 19444
19331_drw.pdf | 6 | 1 | FRAME, GENSET, GTA28, GALV,W/BLT ON FLOOR | A042A028
19331_drw.pdf | 7 | 4 | SPACER, ISOLATOR, 6.00 x 6.00 x 0.875 | 13711
19331_drw.pdf | 8 | 4 | ISOLATOR,UNIVERSAL, TECH PRODUCTS 60053 | 13721
19331_drw.pdf | 9 | 8 | WASHER,SNUBBING, TECH PRODUCTS 0186 | 13722
19331_drw.pdf |  |  |  | 17349
19334_drw.pdf | IITTEEMM
19334_drw.pdf | 11
19334_drw.pdf | 22
19334_drw.pdf | 33
19334_drw.pdf | 44
19335_drw.pdf | ITEM
19335_drw.pdf | 1 | 1 | COOLING PACKAGE, QSB4.5 & QSB6.7, WATER/CAC/OIL | 11272
19335_drw.pdf | 2 | 1 | AIR FILTER SUPT, PETTIBONE, FRONT MNT | 19368
19335_drw.pdf | 3 | 1 |  | 19779
19335_drw.pdf | 5 | 1 | AIR FILTER SUPT, PETTIBONE, REAR MNT | 19918
19335_drw.pdf | 6 | 1 | FAN, 25.50" DIA. SUCKER | 782100-648
19335_drw.pdf | 7 | 1 | ENGINE,QSB6.7,TIER 3, 160HP@2500RPM,LL1189-493 | A042A575
19335_drw.pdf | 8 | 1
19335_drw.pdf | 10 | 1 | BRKT,FUEL,PRE-FILTER,FS9841, MARINE TRAVELIFT ISL40/50/70 | 11471
19335_drw.pdf | 11
19335_drw.pdf | 12
19335_drw.pdf | 13 | 2 |  | 12975-0475
19335_drw.pdf | 15 | 1 | CLAMP, SPRING LOADED T-BOLT, 5.50-5.81 | 12975-0575
19335_drw.pdf | 16 | 2 | CLAMP, WORM, .81 - 1.50 | 14990-16
19335_drw.pdf | 17 | 2 | CLAMP, WORM, 1.31 - 2.25 | 14990-28
19335_drw.pdf | 18 | 6 | CLAMP, WORM, | 19338
19335_drw.pdf | 20 | 1 | PLATE, ENGINE MNT, PETTIBONE | 19339
19336_drw.pdf | ITEM
19336_drw.pdf | 1 | 1 | BRACKET, RR ENG MNT, RH, PETTIBONE | 19337
19336_drw.pdf | 2 | 1 | PLATE, RR ENGINE MNT, PETTIBONE | 19342
19336_drw.pdf | 3 | 1 | PLATE, GUSSET, RR MNT, PETTIBONE | 19568
19336_drw.pdf |  |  | 3
19340_drw.pdf | ITEM
19340_drw.pdf | 1 | 1 | PLATE, ISOLATOR MNT, PETTIBONE | 19338
19340_drw.pdf | 2 | 1 | PLATE, ENGINE MNT, PETTIBONE | 19339
19340_drw.pdf | 3 | 1 | SCREW,HH, 0.63-11x1.75 | 20263-175
19340_drw.pdf | 4 | 1 | SCREW,HH, 0.63-11x2.25 | 20263-225
19340_drw.pdf |  |  | SCREW,HH, 0.75-10x3.00 | 20275-300
19340_drw.pdf |  |  |  | 20316-030
19340_drw.pdf |  |  | 4
19340_drw.pdf |  |  | 6
19341_drw.pdf | ITEM
19341_drw.pdf | 1 | 1 | PLATE, RR ENGINE MNT, PETTIBONE | 19342
19341_drw.pdf | 2 | 1 | BRACKET, RR ENG MNT, LH, PETTIBONE | 19344
19341_drw.pdf | 3 | 1 | PLATE, GUSSET, RR MNT, PETTIBONE | 19568
19347_drw.pdf | ITEM
19347_drw.pdf | 1 | 1 | COUPLING, 1.00 FNPT, FULL, _ | 19354
19362_drw.pdf | ITEM
19362_drw.pdf | 1 | 4 | NUT, WELD HEX HEAD, 5/16"-18, - | 13253
19362_drw.pdf | 2 | 1 | GUSSET, CAC SUPT/WATER OUT, PETTIBONE | 19343
19362_drw.pdf | 3 | 1 | BRACKET, CAC SUPT/WATER OUT, PETTIBONE | 19345
19362_drw.pdf |  |  | 1 1
19362_drw.pdf |  |  | 1
19362_drw.pdf |  |  | 1
19368_drw.pdf | ITEM
19368_drw.pdf | 1 | 2 | NUT, WELD HEX HEAD, 5/16"-18, - | 13253
19368_drw.pdf | 2 | 1 | BRACKET, AIR FILTER SUPT, PETTIBONE | 19365
19368_drw.pdf | 3 | 1 | BRACKET, AIR FILTER GUSSET, PETTIBONE | 19367
19369_drw.pdf | ITEM | QTY
19369_drw.pdf | 1 | 1 | FRAME, QSM11, POWER UNIT, LIQUID WASTE TECH.
19369_drw.pdf | 4 | 1 | COMPRESSOR MTG, POLY V 6 RIB "K" | CF2009
19369_drw.pdf | 5 | 1 | POWER, UNIT, QSM11, OPEN, TIER 3, 400 HP @ 2100 RPM | LWT-QSM11-360-E
19369_drw.pdf | 6 | 2 | BATTERY, 12V, - | 31-5
19369_drw.pdf |  | 2 | SHIM. AIR CLEANER, ROOF MOUNTED | 18655
19369_drw.pdf | 10 | 2 | BATTERY HOLD DOWN, LIQUID WASTER TECH. | 19353
19369_drw.pdf | 11
19369_drw.pdf | 12 | 4 | SCREW,HH, 0.50-13x4.50 | 20250-450
19369_drw.pdf | 13 | 6
19369_drw.pdf | 15 | 1 | ELBOW, RUBBER, 5" | 3316570-S
19369_drw.pdf | 16
19369_drw.pdf | 17 | 1 | HUMP HOSE, 5.0" x 5.0" | 3316610S
19369_drw.pdf | 18 | 1 | STACK PIPE, 5" I.D. X 5" O.D. | 89218A
19369_drw.pdf |  |  |  | A042D220
19369_drw.pdf | 21 | 1 | PULLEY, ACCESSORY DRIVE | AD2062
19369_drw.pdf | 22 | 1 | COOLER, HYDRAULIC DRIVE - CUSTOMER SUPPLIED | ASA0929SH11
19369_drw.pdf | 23 | 1 | DRIVE, 2-PAD, FUNK SERIES 59000 | 5928PXX
19369_drw.pdf | 24 | 1 | BUSHING,REDUCER, 1 X 3/4 BIP
19374_drw.pdf | ITEM
19374_drw.pdf | 1 | 1 | CHANNEL, GTA855 GENSET FRAME LH | 13095
19374_drw.pdf | 2 | 1 | CHANNEL, GTA855 GENSET FRAME | 13096
19374_drw.pdf | 3 | 1 | CHANNEL, GTA855 GENSET FRAME FRONT CROSS FORMED | 13142
19374_drw.pdf | 4 | 2 | SPACER, GTA855 ISOLATOR | 13660
19374_drw.pdf |  |  | GTA855 GENSET KNEE BRACE | 13790
19374_drw.pdf |  |  | FRAME CROSS CHANNEL | 14143
19374_drw.pdf |  |  |  | 14419
19374_drw.pdf | 11 | 2
19374_drw.pdf | 12 | 1 | CHANNEL,FRAME,REAR, GTA855/19
19374_drw.pdf | 13 | 1 | CHANNEL,FORMED,GTA855, FRAME RR CROSSMEMBER
19375_drw.pdf | ITEM
19375_drw.pdf | 1 | 1 | LOWER | 19376
19375_drw.pdf | 2 | 2 | SIDE | 19377
19375_drw.pdf | 3 | 1 | UPPER | 19378
19375_drw.pdf | 4 | 2 | TAB | 19379
19375_drw.pdf |  |  | PLATE, MOUNTING | 19380
19375_drw.pdf |  |  |  | 19381
19382_drw.pdf | ITEM
19382_drw.pdf | 1 | 2 | PLATE, MOUNTING | 19380
19382_drw.pdf | 2 | 2 | SIDE | 19383
19382_drw.pdf | 3 | 1 | UPPER | 19389
19382_drw.pdf | 4 | 2 | FLANGE, GCS BRACKET | 19569
19384_drw.pdf | ITEM
19384_drw.pdf | 1 | 1 | MOUNT, GTA855 FRONT ENGINE | 13150
19384_drw.pdf | 2 | 1 | FRAME,GTA855/E ASM, GALVANIZED,BLT ON FLR | 19374
19384_drw.pdf | 3 | 1 | PANEL,FLR,GTA855 ASM, W/WELD NUTS,BOLT ON | 19445
19384_drw.pdf | 4 | 1 | PANEL,FLR,GTA855 ASM, W/WELD NUTS,BOLT ON | 19447
19384_drw.pdf |  |  | SUPPORT,ASM,FLOOR, GTA855 W/WLD NUTS | 19466
19384_drw.pdf |  |  |  | 875362
19384_drw.pdf | 11 | 2 | MOUNT,
19384_drw.pdf | 12 | 2 | MOUNT,515 SERIES, 51512-3
19384_drw.pdf | 13 | 2 | WSHR, SNUBBING, 2-1/2" OD
19384_drw.pdf | 14 | 1 | PLATE,COVER, - | 17349
19384_drw.pdf | 15 | 2 | PLATE,COVER, - | 17350
19388_drw.pdf | ITEM
19388_drw.pdf | 1 | 1 | COOLING LOOP, 1-1/4" NPT, VERTICAL SEA WATER
19388_drw.pdf | 2 | 2 | BRACKET, RAW WATER COOLING, FIREPUMP | 11579
19388_drw.pdf | 3 | 2 | CLAMP,PIPE,1-1/4",PLASTIC | 14924
19390_drw.pdf | ITEM
19390_drw.pdf | 1 | 1 | PIPE,EXHAUST, - | 19393
19390_drw.pdf | 2 | 1 | PIPE,EXHAUST, - | 19394
19390_drw.pdf | 3 | 1 | PIPE,EXHAUST, - | 19391
19390_drw.pdf | 4 | 1 | CAP,END, - | 19392
19390_drw.pdf |  |  | PLATE,EXHAUST PIPE, - | 19395
19390_drw.pdf |  |  |  | 19396
19390_drw.pdf |  |  |  | 19492
19398_drw.pdf | ITEM
19399_drw.pdf | ITEM
19399_drw.pdf | 1
19399_drw.pdf | 2 | 1 | COLLAR, PILOT, ADAPT | 19398
19400_drw.pdf | ITEM
19400_drw.pdf | 1
19402_drw.pdf | 1 | 1 | ENGINE, QSX15-C665, SPEC CFP15E F10-F40 | 8742
19402_drw.pdf | 3 | 1 | ASSEMBLY, COOLANT HEATER, 3KW ADJ VOLTAGE, | 10849
19402_drw.pdf | 4 | 1 | ASSEMBLY, AIR CLEANER, CFP15E | 10856-01
19402_drw.pdf | 5 | 1 | MISC PIPING, CFP15 | 10913
19402_drw.pdf | 7 | 1 | SUPPORT, ENGINE, FRONT, ISOLATED, CFP15E | 14085
19402_drw.pdf | 8 | 1 | ASSEMBLY, OPERATOR STATION, CFP15E | 15484
19402_drw.pdf | 10 | 1 | ASSEMBLY, SECONDARY ECM, CFP15E | 15617
19402_drw.pdf | 11 | 1 | KIT, WIRE HARNESS, CFP15E, NOT SHOWN | 16026
19402_drw.pdf | 12 | 1 | ASSEMBLY, GUARDING, CFP15E | 16707
19402_drw.pdf | 14 | 4 | ISOLATOR, DOME STYLE | 8954-2
19402_drw.pdf | 15 | 2 | ISOLATOR, DOME STYLE | 8954-4
19402_drw.pdf | 16
19402_drw.pdf | 18 | 2 | BRACKET, REAR LEG, ISOLATED, CFP15E | 14086
19402_drw.pdf | 19 | 1 | DECAL, MANUAL START/STOP, ELECTRONIC ENGINES | 15749
19403_drw.pdf | ITEM
19403_drw.pdf | 1 | 2 | CHANNEL, C8 x
19403_drw.pdf | 3 | 2 | I-BEAM, W6 X 12# | 17718_03
19403_drw.pdf | 4 | 2 | ANGLE, HRS, 3" X 3" X 0.38" | 17718_04
19403_drw.pdf | 5 | 2 | FLAT BAR, HRS, 0.38" X 3" | 17718_05
19403_drw.pdf | 7 | 1 | COUPLING, FULL, 1 1/2" NPT | 46685K268
19403_drw.pdf | 8 | 2 | COUPLING, BLK, 1" NPT | C34
19403_drw.pdf |  | 4.00
19403_drw.pdf |  |  | 0.38
19405_drw.pdf | 1 | 1 | BRACKET, MOUNTING, KENCO TYPE 9 | KENCO_TYPE_9
19405_drw.pdf | 2 | 1 | CONTROLLER, OIL LEVEL, KENCO KLCE | KLCE
19405_drw.pdf |  |  | ORDER MODEL KLCE-9
19405_drw.pdf | to the document as authorized | in accepts the in | confidence. by CUMMINS FIRE POWER LLC CORPORATE OFFICE | DESIGN UPFIT CENTER
19405_drw.pdf | ittrawdiellse(c1r)etnoitnfuosrematthieondotchuemreenitn,or(2a)nynoctopcyoptyhetrheeofdoocrumtehnet, or the | ittrawdiellse(c1r)etnoitnfuosrematthieondotchuemreenitn,or(2a)nynoctopcyoptyhetrheeofdoocrumtehnet, | WHITE BEAR LAKE, MN or trade WWW.CUMMINSFIREPOWER.COM | DEPERE, WISCONSIN
19405_drw.pdf |  | cPoopwieersLtLhCereof, | and CONTROLLER, OIL LEVEL
19405_drw.pdf | DIMENSION |  | AKREENCO KLCE-9
19405_drw.pdf | IMUPNEIRTISAL |  | DWG UNITS: DRAWN BY:S DUBICK | 18-OCT-11
19407_drw.pdf | ITEM
19407_drw.pdf | 2 |  | HOSE ASM, AIR STARTER OUTLET, INGERSOLL-RAND 150T | 14076
19407_drw.pdf | 3 |  | HOSE, AIR STARTER SUPPLY | 14077
19407_drw.pdf | 5
19407_drw.pdf | 6
19407_drw.pdf | 8 |  | STARTER, AIR, INGERSOLL-RAND 150TMPF88R54-02E | 14094
19407_drw.pdf |  |  |  | 14095
19407_drw.pdf | 10 |  | VALVE, PUSH BUTTON, INGERSOLL-RAND SMB-618 | 14096
19407_drw.pdf | 11 |  | RELAY VALVE, INGERSOLL-RAND SRV125 | 14097
19407_drw.pdf | 13 |  | SOLENOID VALVE, 24V, INGERSOLL-RAND 150BMP-2451B | 14099
19407_drw.pdf | 14
19407_drw.pdf | 16
19407_drw.pdf | 17
19407_drw.pdf | 19
19407_drw.pdf | 20
19407_drw.pdf | 22 |  | UNION, 1 1/2" NPT, BLK STEEL | B150UJ
19408_drw.pdf | 1 | 1 | HOSE, WATER INLET FLEX, CFP15E | 14087
19408_drw.pdf | 3 | 3 | GROMMETT, 0.25 GRIP, 2.125 DIA HOLE | 15653
19408_drw.pdf | 4
19408_drw.pdf | 5
19408_drw.pdf | 6
19408_drw.pdf | 8 | 2 | ELBOW, 90°, 1 1/4" NPT FEMALE, BLK | STEELB90H
19408_drw.pdf | is the
19409_drw.pdf | 1 | 1 | HOSE, WATER OUTLET FLEX, CFP15E
19409_drw.pdf | 3
19409_drw.pdf | 4 | 1 | NIPPLE, 1 1/2" NPT x 8", BLK STEEL | 14083
19409_drw.pdf | 5 | 2 | ELBOW,90D X -24FMNPT, BLK STL | 24738
19410_drw.pdf | 1 | 1 | ASM, COOLANT LEVEL GAUGE, CFP15E | 14074
19410_drw.pdf | 2
19410_drw.pdf | 3 | 1 | WELDMENT, SPLIT BACK SHAFT GUARD, NON-SPARKING, ENCLOSED | 17722
19410_drw.pdf | 6 | 1 | SKID, SHIPPING, 70"X 150", ENCLOSED CFP15E (EXTENDED) | 17785
19410_drw.pdf | 7 | 1 | ASSEMBLY, POWER MODULE, ENCLOSED, CFP15E-F10/20/30/40, | 19402
19410_drw.pdf | 8 | 1 | BASE, CFP15E, W/ ENCLOSURE | 19403
19410_drw.pdf | 9 | 1 | ENCLOSURE, FIREPUMP, CFP15, ATTENUATED W/ EXHAUST FANS | 19404
19410_drw.pdf | 10 | 1 | ASSEMBLY, OIL LEVEL CONTROLLER, KENCO KLCE-9 | 19406
19410_drw.pdf | 11 | 1 | ASSEMBLY, AIR STARTER W/ENCLOSURES, INGERSOLL-RAND 150T AND | COMPON1E9N4T0S7
19410_drw.pdf | 12 | 1 | ASSEMBLY, RAW WATER INLET, ENCLOSED CFP15E | 19408
19410_drw.pdf | 15 | 1 | COMPANION FLANGE, STD BORE, 1810 / 3172 DRIVESHAFTS | SEE TABLE
19410_drw.pdf | 16
19410_drw.pdf | 17
19410_drw.pdf | 18
19420_drw.pdf | ITEM
19420_drw.pdf | 1 | 1 | FLANGE, ANSI,REDUCING, 6.00" x 5.00" NOM TUBEO,R E-QUIV. | 46-T-650
19420_drw.pdf | 2 | 1 | TUBE,STEEL .065 WALL, 5.00 OD X 3.44 INCHES | 19421
19420_drw.pdf |  | 1
19420_drw.pdf |  |  | 2
19428_drw.pdf | ITEM
19428_drw.pdf | 1 | 1 | TUBE,AIR INTAKE, - | 19433
19428_drw.pdf | 2 | 1 | TUBE,AIR INTAKE, - | 19434
19428_drw.pdf | 3 | 1 | TUBE,AIR INTAKE, - | 19429
19428_drw.pdf | 4 | 1 | CAP,END, - | 19430
19428_drw.pdf |  |  | CAP,END, - | 19431
19428_drw.pdf |  |  |  | 19432
19428_drw.pdf |  |  |  | 19435
19440_drw.pdf | 1 2 | 1 1 | COOLANT, LOW;ERCFP15E COOLANT, UPP;ERCFP15E FIREPUMP | 10892
19440_drw.pdf | 3 | 1 | TUBE, CAC, TURBO SI;DECFP15E FIREPUMP | 10893
19440_drw.pdf | 4 | 1 | HOSE, WATER FIL;LCFP15E | 12950
19442_drw.pdf | 1 | 12 | WELDNUT, 1/4"-20 NC, _ | 14520
19442_drw.pdf | 2 | 1 | SHEET,FLOOR,GTA28, BOLT ON MOUNT | 19387
19443_drw.pdf | 1 | 6 | WELDNUT, 1/4"-20 NC, _ | 14520
19443_drw.pdf | 2 | 1 | SHEET,FLOOR,GTA28, BOLT ON MOUNT | 19386
19444_drw.pdf | ITEM
19444_drw.pdf | 1 | 10 | WELDNUT, 1/4"-20 NC, _ | 14520
19444_drw.pdf | 2 | 1 | SUPPORT,FLOOR GTA28, CROSSMEMBER | 19184
19445_drw.pdf | 1 | 6 | WELDNUT, 1/4"-20 NC, _ | 14520
19445_drw.pdf | 2 | 1 | SHEET,FLOOR,GTA855/E, BOLT ON MOUNT | 19446
19445_drw.pdf |  | 1
19447_drw.pdf | 1 | 12 | WELDNUT, 1/4"-20 NC, _ | 14520
19447_drw.pdf | 2 | 1 | SHEET,FLOOR,GTA855/E, BOLT ON MOUNT | 19448
19459_drw.pdf | ITEM | QTY
19459_drw.pdf | 2 | 1
19459_drw.pdf | 3 | 1 | ENCLOSURE, 24 X 24 X 8, HOFFMAN | A242408LP
19459_drw.pdf | 4 | 1 | BLOCK, POWER DISTRIBUTION | 18621
19459_drw.pdf | 7 | 1 | WIRE WAY, 1.5 X 3.0 | 19426-085
19459_drw.pdf | 8 | 1 | WIRE WAY, 1.5 X 3.0 | 19426-125
19459_drw.pdf |  |  |  | 19426-192
19459_drw.pdf | 11 | 1 | COVER, WIRE WAY, 1.75 | 19427-063
19459_drw.pdf | 12 | 1 | COVER, WIRE WAY, 1.75 | 19427-085
19459_drw.pdf |  |  |  | 19427-125
19459_drw.pdf | 15 | 1 | COVER, WIRE WAY, 1.75 | 19427-975
19459_drw.pdf | 16 | 1 | DECAL, RADIATOR CONTROLS | 19470
19459_drw.pdf |  |  |  | 19471
19459_drw.pdf | 19 | 1 | DECAL, FAN HIGH SPEED | 19473
19459_drw.pdf | 20 | 10 | TERMINAL,Z-SERIES, ZDU 2.5/4AN,DARK BEIGE | 1608570000
19459_drw.pdf |  |  | PLATE,END,Z-SERIES, ZAP/TW3,DARK BEIGE | 1608800000
19459_drw.pdf | 23
19459_drw.pdf | 24 | 2 | BRACKET,END, Z-SERIES | 9540000000
19460_drw.pdf | ITEM
19460_drw.pdf | 1 | 2 | TAB | 19379
19460_drw.pdf | 2 | 2 | PLATE, MOUNTING | 19380
19460_drw.pdf | 3 | 2 | SIDE | 19461
19460_drw.pdf | 4 | 1 | UPPER | 19462
19460_drw.pdf |  |  | BRACE | 19467
19460_drw.pdf |  |  |  | 19468
19466_drw.pdf | ITEM
19466_drw.pdf | 1 | 12 | WELDNUT, 1/4"-20 NC, _ | 14520
19466_drw.pdf | 2 | 1 | SUPPORT,FLOOR GTA855, CROSSMEMBER | 19465
19478_drw.pdf | ITEM
19478_drw.pdf | 1 | 1 | PLATE, BRACKET, 0.25 X 6.00 X 4.50L ASTM A36 | 19479
19478_drw.pdf | 2 | 1 | PLATE, BRACKET, 0.25 X 6.00 X 8.00L ASTM A36 | 19480
19478_drw.pdf | 3 | 1 | CROSSMEMBER, BRACKET, C4.0 X 5.4 x 9.38L ASTM A36 | 19481
19478_drw.pdf |  |  | 3
19478_drw.pdf | (0.25) |  |  | 1
19546_drw.pdf | ITEM
19546_drw.pdf | 1 | 1 | SHEET,RAIN SHIELD, - | 19547
19546_drw.pdf | 2 | 1 | SHEET,RAIN SHIELD, - | 19548
19549_drw.pdf | ITEM
19549_drw.pdf | 1 | 1 | COUPLING, 1.00 FNPT, FULL, _ | 19354
19549_drw.pdf | 2 | 4 | NUT, WELD, 1/2" HEX HD, PROJECTION, STEEL | 19359
19549_drw.pdf | 3 | 2 | CHANNEL, FRAME, SIDE RAIL, LIQUID WASTE TECH. | 19550
19549_drw.pdf | 4 | 2 | CHANNEL, FRAME, END, LIQUID WASTE TECH. | 19551
19549_drw.pdf |  |  | ANGLE, FRAME, REAR ENG MNT, LIQUID WASTE TECH. | 19552
19549_drw.pdf |  |  | SUPT, LIQUID WASTE TECH. | 19553
19549_drw.pdf |  |  | TECH. | 19554
19549_drw.pdf | 11 | 1
19549_drw.pdf | 12 | 1 | ANGLE, FRAME, RADIATOR MNT,
19549_drw.pdf | 13 | 1 | ANGLE, FRAME, RADIATOR MNT, RH, LIQUID WASTE
19561_drw.pdf | ITEM
19561_drw.pdf | 1 | 1 | ELBOW, 45 DEG , 2.00" OD, ALUMINIZE STEEL | 19812
19564_drw.pdf | ITEM
19564_drw.pdf | 1 | 3 | NUT, WELD HEX HEAD, 5/16"-18, - | 13253
19564_drw.pdf | 2 | 1 | BRACKET, WATER OUT/EXH. SUPT, PETTIBONE | 19356
19564_drw.pdf | 3 | 2 | TUBE, WATER OUT/EXH. MNT, PATTIBONE | 19364
19564_drw.pdf | 4 | 1 | PLATE, WATER OUT/EXH SUPT, PETTIBONE | 19563
19564_drw.pdf |  |  | TUBE, WATER OUT/EXH SUPT, PATTIBONE | 19743
19564_drw.pdf |  |  | MNT, PETTIBONE | 19744
19564_drw.pdf |  |  |  | 19955
19564_drw.pdf |  |  | 7
19565_drw.pdf | ITEM
19565_drw.pdf | 1 | 1 | COUPLING, WATER INLET, PETTIBONE | 19347
19565_drw.pdf | 2 | 1 | ELBOW, WATER INLET, PETTIBONE | 19561
19565_drw.pdf |  |  | 2
19571_drw.pdf | ITEM
19571_drw.pdf | 1 | 1 | WASHER, SNUBBING | A042E661
19580_drw.pdf | ITEM
19580_drw.pdf | 1 | 1 | PLATE,AIR CLEANER MOUNT, - | 19581
19580_drw.pdf | 2 | 3 | GUSSET,AIR CLEANER MOUNT, - | 19582
19585_drw.pdf | ITEM
19585_drw.pdf | 1 | 1 | PLATE,LIFTING, - | 19586
19585_drw.pdf | 2 | 1 | PLATE,LIFTING, - | 19587
19615_drw.pdf | 1 | 1 | ENCLOSURE, 6 X 6 X 4, SCREW COVER,
19615_drw.pdf | 4 | 1 | HANDLE, PISTOL, ABB | OHY65J6
19615_drw.pdf | 5 | 1 | SWITCH, DISCONNECT, ABB | OT16F3
19615_drw.pdf | 6 | 1 | SHAFT, 6mm DISCONNECT SWITCH | OX6X130
19615_drw.pdf | in accepts the in | by | CUMMINS NPOWER LLC CORPORATE OFFICE AND | DESIGN UPFIT CENTER
19615_drw.pdf | ittrawdiellse(c1r)etnoitnfuosrematthieondotchuemreenitn,or(2a)nynoctopcyoptyhetrheeofdoocrumtehnet, | ittrawdiellse(c1r)etnoitnfuosrematthieondotchuemreenitn,or(2a)nynoctopcyoptyhetrheeofdoocrumtehnet, | WHITE BEAR LAKE, MN | WISCONSIN
19616_drw.pdf | 1 | 1 | ENCLOSURE, 6 X 6 X 4, SCREW COVER,
19616_drw.pdf | 4 | 1 | HANDLE, PISTOL, ABB | OHY65J6
19616_drw.pdf | 5 | 1 | SWITCH, DISCONNECT, ABB | OT16F3
19616_drw.pdf | 6 | 1 | SHAFT, 6mm DISCONNECT SWITCH | OX6X130
19616_drw.pdf | in accepts the in | by | CUMMINS NPOWER LLC CORPORATE OFFICE AND | DESIGN UPFIT CENTER
19616_drw.pdf | ittrawdiellse(c1r)etnoitnfuosrematthieondotchuemreenitn,or(2a)nynoctopcyoptyhetrheeofdoocrumtehnet, | ittrawdiellse(c1r)etnoitnfuosrematthieondotchuemreenitn,or(2a)nynoctopcyoptyhetrheeofdoocrumtehnet, | WHITE BEAR LAKE, MN | WISCONSIN
19616__drw.pdf | 1 | 1 | ENCLOSURE, 6 X 6 X 4, SCREW COVER,
19616__drw.pdf | 4 | 1 | HANDLE, PISTOL, ABB | OHY65J6
19616__drw.pdf | 5 | 1 | SWITCH, DISCONNECT, ABB | OT16F3
19616__drw.pdf | 6 | 1 | SHAFT, 6mm DISCONNECT SWITCH | OX6X130
19616__drw.pdf | in accepts the in | by | CUMMINS NPOWER LLC CORPORATE OFFICE AND | DESIGN UPFIT CENTER
19616__drw.pdf | ittrawdiellse(c1r)etnoitnfuosrematthieondotchuemreenitn,or(2a)nynoctopcyoptyhetrheeofdoocrumtehnet, | ittrawdiellse(c1r)etnoitnfuosrematthieondotchuemreenitn,or(2a)nynoctopcyoptyhetrheeofdoocrumtehnet, | WHITE BEAR LAKE, MN | WISCONSIN
19617_drw.pdf | 1 | 1 | ENCLOSURE, 6 X 6 X 4, SCREW COVER,
19617_drw.pdf | 4 | 1 | HANDLE, PISTOL, ABB | OHY65J6
19617_drw.pdf | 5 | 1 | SWITCH, DISCONNECT, ABB | OT16F3
19617_drw.pdf | 6 | 1 | SHAFT, 6mm DISCONNECT SWITCH | OX6X130
19617_drw.pdf | in accepts the in | by | CUMMINS NPOWER LLC CORPORATE OFFICE AND | DESIGN UPFIT CENTER
19617_drw.pdf | ittrawdiellse(c1r)etnoitnfuosrematthieondotchuemreenitn,or(2a)nynoctopcyoptyhetrheeofdoocrumtehnet, | ittrawdiellse(c1r)etnoitnfuosrematthieondotchuemreenitn,or(2a)nynoctopcyoptyhetrheeofdoocrumtehnet, | WHITE BEAR LAKE, MN | WISCONSIN
19618_drw.pdf | 1 | 1 | ENCLOSURE, 6 X 6 X 4, SCREW COVER,
19618_drw.pdf | 4 | 1 | HANDLE, PISTOL, ABB | OHY65J6
19618_drw.pdf | 5 | 1 | SWITCH, DISCONNECT, ABB | OT16F3
19618_drw.pdf | 6 | 1 | SHAFT, 6mm DISCONNECT SWITCH | OX6X130
19618_drw.pdf | in accepts the in | by | CUMMINS NPOWER LLC CORPORATE OFFICE AND | DESIGN UPFIT CENTER
19618_drw.pdf | ittrawdiellse(c1r)etnoitnfuosrematthieondotchuemreenitn,or(2a)nynoctopcyoptyhetrheeofdoocrumtehnet, | ittrawdiellse(c1r)etnoitnfuosrematthieondotchuemreenitn,or(2a)nynoctopcyoptyhetrheeofdoocrumtehnet, | WHITE BEAR LAKE, MN | WISCONSIN
19670_drw.pdf | 1 | 1 | REWORK,GENERATOR PANELS, LORAM RG331 REPOWER | 21087
19670_drw.pdf | 2 | 1 | TUBE,CLEAR TYGON, 3/16 ID X 4.00 IN LG | 21156
19670_drw.pdf | 3
19670_drw.pdf | 4
19670_drw.pdf | 5 | 4 | ISOLATOR,FAILSAFE, RA1200B | 19728
19670_drw.pdf | 6 | 1 | BRKT,GAUGE MOUNT, QST30 | 21154
19670_drw.pdf |  |  | PRESS, 0-2 INCH OF WATER | 21155
19671_drw.pdf | 1 | 1 | HOSE,PARKE;R 1/4 INCH ID, 27.00 LG | 801-04_014
19671_drw.pdf | 2 | 1 | HOSE,PARKE;R 1/4 INCH ID, 27.00 LG | 801-04_015
19671_drw.pdf |  |  | ID, 27.00 LG | 801-04_016
19671_drw.pdf | 5 | 4 | NIPPLE,PLAIN HEXAG;ON-2 NPT X
19671_drw.pdf | 6 | 4 | ELBOW,PLAIN STREET PI;PE90DEG -2 NPT X -2 FNPT,S | 12195-2-2
19671_drw.pdf | 7 | 4 | FITTING,BULKHEA;D-4 JIC X -2 FNPT,STEEL | 12230-4-2
19671_drw.pdf | 8 | 4 | COUPLING,PLAIN HOS;E-4 JIC X -4 BARB,STEEL | 12544-4-4
19671_drw.pdf | 9 | 4 | COUPLING,PLAIN HOS;E-4 BARB X -2 FNPT,BRASS | 12549-4-2
19671_drw.pdf | 10 | 4 | CLAMP, T-BOL;T 5.50-5.81 | 13164-0575
19671_drw.pdf | 11 | 8 | CLAMP, T-BOL;T 7.28-7.59 | 13164-0750
19671_drw.pdf |  |  |  | 14990-28
19671_drw.pdf | 14 | 7 | CLAMP,CSH;N EPDM RUBBER | 16164-36
19671_drw.pdf | 15 | 1 | RACK,LH,AIR CLEANER MOU;NTQST30 | 19151
19671_drw.pdf | 16 | 1 | RACK,RH,AIR CLEANER MOU;NTQST30 | 19152
19671_drw.pdf | 17 | 2 | MOUNT,AIR CLEANER RA;CKQST30 | 19160
19671_drw.pdf | 18 | 1 | ASSY,AIR INTAKE 1T4U;BEQST30 | 19428
19671_drw.pdf | 19 | 2 | BRKT,AIR CLEANER MOU;NTQST30 | 19580
19671_drw.pdf | 20 | 1 | AIR MANIFOLD PLAT;2E3QST30 | 19675
19671_drw.pdf | 23 | 1 | HOSE,FLEXIBLE DUC;T2.00 ID X 60 INCHES LG | 21300_002
19671_drw.pdf | 24 | 1 | HOSE,FLEXIBLE DUC;T2.00 ID X 60 INCHES LG | 21300_003
19671_drw.pdf | 25 | 1 | HOSE,FLEXIBLE DUC;T2.00 ID X 60 INCHES LG | 21300_004
19671_drw.pdf | 26 | 2 | PLUG,PIPE; -4 NPT,316 STAINLESS | 26961-4
19671_drw.pdf | 27 | 4 | HUMP HOSE, 7.0"DIA | 3316613-S
19671_drw.pdf | 28 | 4 | RESTRICTION INDICATOR | 3946329S
19671_drw.pdf | 29 | 4 | DUST EJECTOR VALV;E1.5"DIA | 3946457S
19671_drw.pdf | 32 | 2 | CLEANER, AI;R DF1800, DIRECT FLOW | AH55590
19671_drw.pdf | 33 | 2 | AIR CLEANER; ELEMENT SIZE-10 IN X 15 IN X 12 IN | AH55590
19671_drw.pdf |  | 14
19672_drw.pdf | ITEM
19672_drw.pdf | 1
19672_drw.pdf | 2 | 1 | PIPE,EXHAUST,DUAL INLET, QST30 | 19390
19672_drw.pdf | 3 | 1 | PIPE,EXHAUST, QST30 | 19413
19672_drw.pdf | 4 | 1 | PIPE,EXHAUST, QST30 | 19414
19672_drw.pdf |  |  | SHIELD, QST30 | 19546
19672_drw.pdf |  |  |  | 19679
19672_drw.pdf | 11 | 1
19672_drw.pdf | 12 | 2 | GASKET, 6" EXHAUST FLANGE
19672_drw.pdf | 13 | 4 | CLAMP, EXHAUST, 6", RIKER TEC-600
19672_drw.pdf | 14 | 1 | BLANKET, EXHAUST PIPING | 21160
19672_drw.pdf | 15 | 1 | BLANKET, EXHAUST PIPING | 21161
19674_drw.pdf | ITEM
19674_drw.pdf | 1 | 1 | HEATER,COOLANT, 480V, 6000W, 25-50L | 19131
19674_drw.pdf | 2 | 1 | HEATER,COOLANT, 480V, 3000W, 15-30L | 19484
19674_drw.pdf | 3
19674_drw.pdf | 4 | 90 | SLEEVE,SPIRAL WRAP, 1.00 INCH DIA x LENGTH (INCHES) | 21157
19674_drw.pdf | 11
19674_drw.pdf | 12
19674_drw.pdf | 13
19674_drw.pdf | 14
19674_drw.pdf | 15
19674_drw.pdf |  |  |  | 13086_001
19675_drw.pdf | ITEM
19675_drw.pdf | 1 | 4 | NUT,HEX,WELD,3/8-16 UNC, - | 19636
19675_drw.pdf | 2 | 1 | PLATE,AIR MANIFOLD, - | 19676
19675_drw.pdf | 3 | 1 | GUSSET,MANIFOLD PLATE, - | 19683
19675_drw.pdf | 4 | 2 | GUSSET,MANIFOLD PLATE, - | 19684
19677_drw.pdf | ITEM
19677_drw.pdf | 1 | 1 | COUPLING,KTR,65T,14T | 1700
19677_drw.pdf | 2 | 1 | RADIATOR,CAC,ISL-30, QSB4.5 TIER 3,MTL | 12746
19677_drw.pdf | 3 | 1 | TUBE,3.00 OD,CAC TO INTAKE, QSB4.5 | 12976
19677_drw.pdf | 4 | 1 | TUBE,3.00 OD,TURBO TO CAC, QSB4.5 | 12977
19677_drw.pdf | 5 | 1 | SUPPORT,FRONT,RT,QSB4.5, - | 12984
19677_drw.pdf |  | 2 | SUPPORT,REAR,ENGINE, QSB4.5 | 12988
19677_drw.pdf |  |  | SUPPORT,FRONT,LT,ENGINE, QSB4.5 | 12991
19677_drw.pdf |  |  |  | 13058
19677_drw.pdf |  |  | QSB4.5 | 13099
19677_drw.pdf |  |  |  | 13100
19677_drw.pdf |  |  |  | 13933
19677_drw.pdf | 14
19677_drw.pdf | 15 | 1
19679_drw.pdf | ITEM
19679_drw.pdf | 1 | 1 | PLATE,SUPPORT, - | 19680
19679_drw.pdf | 2 | 1 | PLATE,SUPPORT, - | 19681
19679_drw.pdf | 3 | 2 | GUSSET,SUPPORT, - | 19682
19689_drw.pdf | 1 | 2 | CLAMP,PIPE,25.4mm DIA, - | 19790
19689_drw.pdf | 2 | 2 | CLAMP,PIPE,TWIN,25.4mm DIA, - | 19791
19689_drw.pdf | 3 | 1 | HOSE,FUEL, SUPPLY TO PUMP | 19797
19689_drw.pdf | 4 | 1 | HOSE,FUEL, PUMP TO LINE | 19798
19689_drw.pdf | 5 | 1 | HOSE,FUEL, LINE TO FILTER IN | 19799
19689_drw.pdf | 6 | 1 | HOSE,FUEL, PRESSURE RELIEF | 19801
19689_drw.pdf | 7 | 1 | HOSE,FUEL, ENGINE OUT TO RETURN | 19802_001
19689_drw.pdf | 8 | 1 | TUBE,FUEL,1.00 OD, SUPPLY TO PUMP | 19803
19689_drw.pdf | 9
19689_drw.pdf | 10
19689_drw.pdf | 11 | 1 | BRKT,FUEL FILTER, - | 21128
19689_drw.pdf | 12
19689_drw.pdf | 15
19693_drw.pdf | 1 | 2 | KIT,GASKET,304SS NUT/BOLT, FULL FACE FIBER,4 | 23759_400
19693_drw.pdf | 2 | 6 | KIT,GASKET,304SS NUT/BOLT, FULL FACE FIBER,8 | 23759_800
19693_drw.pdf | 3 | 2 | FLEX, EXHAUST, 4" ASA FLG X 4" ID CUFF X 14" | 6735-31
19693_drw.pdf | 4 | 2 | RAINCAP, HEAVY DUTY, STAINLESS STEEL | 17522-0800
19693_drw.pdf | 5 | 2 | CATALYST,304SS,19/28L, MIRATECH, 2.0/4.0/1.0 | 19694
19693_drw.pdf | 6 | 1 | SILENCER,28L CRITICAL, DISK,304 ST ST | 19695
19693_drw.pdf | 7 | 2 | ELBOW,EXHAUST 304SS, 8 INCH WITH FLANGE | 19696
19693_drw.pdf | 8 | 2 | PIPE,EXHAUST,304SS, FOR CRIT SILENCER | 19697
19693_drw.pdf | 9 | 2 | CLAMP, EXHAUST, 4", RIKER TEC-400 | TEC-400
19693_drw.pdf | 10 | 2 | WRAP,EXHAUST | 17162
19693_drw.pdf | 11 | 1 | WRAP,SILENCER | 17163
19698_drw.pdf | 1 | 1 | TUBE,COOLANT HEATER, GTA19 | 7838
19698_drw.pdf | 2 | 1 | HOSE,SILICONE,HI-TEMP, 1.00" I.D. X 6.00 INCHES | 78100GL
19698_drw.pdf | 3 | 1 | HOSE SILICONE,HI-TEMP, 1.00" ID X 12.63 INCHES | 78100GL
19698_drw.pdf | 4
19698_drw.pdf | 5
19698_drw.pdf | 6 | 6 | CLAMP, WORM, .81 - 1.50 | 14990-16
19698_drw.pdf | 7 | 1 | MOUNT,COOLANT HTR, 4.56" ADJ MOUNT,KIM HS | 19687
19698_drw.pdf | 8 | 1 | HEATER,COOLANT,4000W, 208V 1 PHASE KIM H S | 19688
19698_drw.pdf | 9 | 1 | SEAL,O-RING,CECO, - | 145540
19698_drw.pdf | 15 | 1 | BUSHING,REDUCER, 1 X 3/4 BIP | LTL-SRB134
19700_drw.pdf | 1 | 2 | KIT,GASKET,316SS NUT/BOLT, FULL FACE FIBER,4" | 23760_400
19700_drw.pdf | 2 | 6 | KIT,GASKET,316SS NUT/BOLT, FULL FACE FIBER,8" | 23760_800
19700_drw.pdf | 3 | 2 | RAINCAP, 8", GTE IND 304SST | 22-800-S
19700_drw.pdf | 4 | 2 | FLEX, EXHAUST, 4" ASA FLG X 4" ID CUFF X 14" | 6735-31
19700_drw.pdf | 5 | 2 | CATALYST,316SS,19/28L, MIRATECH, 2.0/4.0/1.0 | 19701
19700_drw.pdf | 6 | 1 | SILENCER,28L CRITICAL, DISK,316 ST ST | 19702
19700_drw.pdf | 7 | 2 | ELBOW,EXHAUST 316SS, 8 INCH WITH FLANGE | 19703
19700_drw.pdf | 8 | 2 | PIPE,EXHAUST,316SS, FOR CRIT SILENCER | 19704
19700_drw.pdf | 9 | 2 | CLAMP, EXHAUST, 4", RIKER TEC-400 | TEC-400
19700_drw.pdf | 10 | 2 | WRAP,EXHAUST | 17162
19700_drw.pdf | 11 | 1 | WRAP,SILENCER | 17163
19707_drw.pdf | ITEM
19707_drw.pdf | 1 | 1 | ENGINE TO FRAME, GTA19 | 14179
19707_drw.pdf | 2 | 1 | GAUGE,NG LOW PRESS, W/THROTTLE PLUG XTU | 17929
19707_drw.pdf | 3 | 3 | NIPPLE,PIPE,ASM BLK, 30 IN LG W/COUPLING | 19067
19707_drw.pdf | 4 | 7 | UNION,NPTF,BLACK, 2 INCH W/NUT | B150UK
19707_drw.pdf |  |  |  | 17482
19707_drw.pdf | 11
19707_drw.pdf | 12 | 2 | BRACKET,PRESSURE, SWITCH
19707_drw.pdf | 13 | 2 | FITTING, 90D ELBOW X -32NPT, BLACK STEEL
19707_drw.pdf | 14 | 1 | VALVE, BALL, 1/4" NPT | FA60204-1
19707_drw.pdf | 15 | 2 | SWITCH,PRESSURE, 1/4 PRES CON,3/45 HEX | J6-136-9501
19715_drw.pdf | ITEM | QTY
19715_drw.pdf | 1 | 1 | ENGINE, QSX15-C665, SPEC CFP15E F10-F40 | 8742
19715_drw.pdf | 3 | 1 | ASSEMBLY, SUPPORT, CFP15E FIRE PUMP | 10835
19715_drw.pdf | 4 | 1 | ASSEMBLY, COOLANT HEATER, 3KW ADJ VOLTAGE, CFP15E | 10849
19715_drw.pdf | 5 | 1 | ASSEMBLY, AIR STARTER, INGERSOLL-RAND 150TMPF AND COMPONENTS | 14089
19715_drw.pdf | 6 | 1 | KIT, SENSORS AND ADAPTERS, EXPANSION MODULE | 14090
19715_drw.pdf |  |  | AIR CLEANER, CFP15E | 14494
19715_drw.pdf | 9 | 1 | ASSEMBLY, GUARDING, HD AIR CLEANER, CFP15E | 16707
19715_drw.pdf | 10 | 1 | ASSEMBLY, FUEL PLUMBING, CFP15E | 15210
19715_drw.pdf | 11 | 1 | KIT, SENSOR & ADAPTER, CFP15E | 15604
19715_drw.pdf | 14 | 1 | ASSEMBLY, HEAVY DUTY AIR CLEANER, LHP CFP15E-F10-20-30-40 | 18430
19715_drw.pdf | 15 | 1 | MODULE, DIGITAL PANEL EXPANSION, AUTO CAD CONTROLLED | 18485
19715_drw.pdf | 16 | 1 | COOLING LOOP, 1.25" DIA. , W/MNTS, CFP15, SEA WATER, | 19388
19715_drw.pdf | 19 | 1 | GAUGE, LUBE OIL LEVEL ASM, CFP15E LH CONTROLS | 19846
19715_drw.pdf | 20 | 1 | BRACKET, DPEM LOWER MTG, CFP15E | 19850
19715_drw.pdf | 21 | 1 | SENSOR, MAG PICK UP, #5MT2005 | 9569
19715_drw.pdf | 22 | 1 | COMPANION FLANGE, STD BORE, 1810 / 3172 DRIVESHAFTS
19715_drw.pdf | 24
19715_drw.pdf | 25 | 1 | DECAL, VALVE ORIENTATION, CFP15E | 11818
19716_drw.pdf | ITEM | QTY
19716_drw.pdf | 1 | 1 | ENGINE, QSX15-C665, SPEC CFP15E F10-F40 | 8742
19716_drw.pdf | 3 | 1 | ASSEMBLY, SUPPORT, CFP15E FIRE PUMP | 10835
19716_drw.pdf | 4 | 1 | ASSEMBLY, COOLANT HEATER, 3KW ADJ VOLTAGE, CFP15E | 10849
19716_drw.pdf | 5 | 1 | ASSEMBLY, AIR STARTER, INGERSOLL-RAND 150TMPF AND COMPONENTS | 14089
19716_drw.pdf | 6 | 1 | KIT, SENSORS AND ADAPTERS, EXPANSION MODULE | 14090
19716_drw.pdf |  |  | TELESCOPING, SIZE 1-XL, SHORT | SH1A4F1T56
19716_drw.pdf | 9 | 1 | ASSEMBLY, GUARDING, HD AIR CLEANER, CFP15E | 16707
19716_drw.pdf | 10 | 1 | ASSEMBLY, FUEL PLUMBING, CFP15E | 15210
19716_drw.pdf | 11 | 1 | KIT, SENSOR & ADAPTER, CFP15E | 15604
19716_drw.pdf | 14 | 1 | ASSEMBLY, HEAVY DUTY AIR CLEANER, LHP CFP15E-F10-20-30-40 | 18430
19716_drw.pdf | 15 | 1 | MODULE, DIGITAL PANEL EXPANSION, AUTO CAD CONTROLLED | 18485
19716_drw.pdf | 16 | 1 | COOLING LOOP, 1.25" DIA. , W/MNTS, CFP15, SEA WATER, | 19388
19716_drw.pdf | 19 | 1 | GAUGE, LUBE OIL LEVEL ASM, CFP15E RH CONTROLS | 19847
19716_drw.pdf | 20 | 1 | BRACKET, DPEM LOWER MTG, CFP15E | 19850
19716_drw.pdf | 21 | 1 | SENSOR, MAG PICK UP, #5MT2005 | 9569
19716_drw.pdf | 22 | 1 | COMPANION FLANGE, STD BORE, 1810 / 3172 DRIVESHAFTS
19716_drw.pdf | 24
19716_drw.pdf | 25 | 1 | DECAL, VALVE ORIENTATION, CFP15E | 11818
19719_drw.pdf | 1 | 4 | PLATE, LIFTING, FITS 12" CHANNEL | 16165
19719_drw.pdf | 2 | 2 | CHANNEL, STRUCTURAL A-36, C12 x 20.7# x 180.00" | 19719-01
19719_drw.pdf | 3 | 2 | CHANNEL, STRUCTURAL A-36, C12 x 20.7# x 59.50" | 19719-02
19719_drw.pdf | 4 | 4 | CHANNEL, STRUCTURAL A-36, C10 x 15.3# x 59.50" | 19719-03
19719_drw.pdf | 5 | 6 | PLATE, ASTM A-36, 2.50 x 1.75 x .50 | 19719-04
19719_drw.pdf | 6 | 2 | ANGLE, HRS, 8.0 x 8.0 x 0.50, 42.00" LENGTH | 19719-05
19719_drw.pdf | 7 | 4 | PLATE, ASTM A-36, 7.50 x 4.00 x .50 | 19719-06
19719_drw.pdf | 8 | 4 | ANGLE, HRS, 3.0 x 3.0 x 0.31, 64.50" LENGTH | 19719-07
19719_drw.pdf |  |  | SEE SHEET #2 FOR ITEM IDENTIFICATION
19730_drw.pdf | ITEM
19730_drw.pdf | 1 | 1 | PANEL,FRNT,CONDUIT BOX, HCI5 | 14343
19730_drw.pdf | 2 | 1 | MOUNT,PCC2100, - | 14788
19730_drw.pdf | 3 | 1 | LOUVER,CONDUIT BOX, UCI274/HCI4/HCI5 | 17310
19730_drw.pdf | 4 | 1 | PANEL,SIDE,CONDUIT BOX, UCI274/HCI4/HCI5 | 17315
19730_drw.pdf |  |  | PANEL,SIDE,CND BX./CNT, UCI74/HCI4&5,320-1983 | 19731
19730_drw.pdf |  |  | UCI274/HCI4/HCI5 | A042A301
19730_drw.pdf |  |  |  | 13694
19730_drw.pdf | 11 | 2
19730_drw.pdf | 12 | 1 | COVER, LOWER FRONT, HCI5
19730_drw.pdf | 13 | 1 | PLATE,COVER, -
19731_drw.pdf | 1 | 29 | WELDNUT, 1/4"-20 NC, _ | 14520
19731_drw.pdf | 2 | 1 | SHEET,SDE,BX,W/CNTRL, UC274/HC4&5,320-1983 | 19732
19734_drw.pdf | ITEM
19734_drw.pdf | 1 | 9 | WELDNUT, 1/4"-20 NC, _ | 14520
19734_drw.pdf | 2 | 1 | PANEL, AIR DAM, - | 19736
19735_drw.pdf | ITEM
19735_drw.pdf | 1 | 2 | NUT-WELD 5/16-18 | 0870-0141
19735_drw.pdf | 2 | 1 | PANEL, AIR DAM, - | 19685
19740_drw.pdf | ITEM
19740_drw.pdf | 1 | 13 | NUT, WELD OFFSET HOLE, M6 X 1 | 0870-2025
19740_drw.pdf | 2 | 1 | SPACER,PANEL CIR BRKR, 2 IN,FOR 320-1983 KIT | 19739
19748_drw.pdf | ITEM
19748_drw.pdf | 1 | 2 | NUT, WELD HEX HEAD, 5/16"-18, - | 13253
19748_drw.pdf | 2 | 1 | BRACKET, CAC AIR INLET, PETTIBONE | 19747
19748_drw.pdf | 3 | 3 | TUBE, WATER OUT/EXH SUPT, PETTIBONE | 19749
19748_drw.pdf | 4 | 1 | GUSSET, CAC AIR INLET, PETTIBONE | 19751
19754_drw.pdf | ITEM
19754_drw.pdf | 1 | 2 | NUT, WELD OFFSET HOLE, M6 X 1 | 0870-2025
19754_drw.pdf | 2 | 1 | SHEET,COVER CB ENCL, FOR 320-1983 CNP EXT | 19755
19758-001_drw.pdf | ITEM | QTY
19758-001_drw.pdf | 2 | 1 | ASM,COND BX,SD CTRL &, CB 320-1983,HC5E
19758-001_drw.pdf | 3 | 1 | SPACER,CB MOUNT, 320-1983 W/NUTS | 19740
19758-001_drw.pdf | 4 | 1 | COVER,ASM,CIRC BRKR, BOX FOR 320-1983 EXT | 19754
19758-001_drw.pdf | 6
19758-001_drw.pdf | 2 | 1 | ASM,COND BX,SD CTR&L, CB 320-1983,HC5F | 19766
19758-002_drw.pdf | ITEM | QTY
19758-002_drw.pdf | 2 | 1 | ASM,COND BX,SD CTRL &, CB 320-1983,HC5E
19758-002_drw.pdf | 3 | 1 | SPACER,CB MOUNT, 320-1983 W/NUTS | 19740
19758-002_drw.pdf | 4 | 1 | COVER,ASM,CIRC BRKR, BOX FOR 320-1983 EXT | 19754
19758-002_drw.pdf | 6 | 1 | PCC-2100 SHOWN FOR REF | 0300-5459
19758-002_drw.pdf | 7 | 1 | 400 AMP SQUARE D CIRCUIT BREAKER, - | 0320-1960-04
19758-002_drw.pdf | 8
19758-002_drw.pdf | 2 | 1 | ASM,COND BX,SD CTR&L, CB
19758-003_drw.pdf | 1 | 1 | BOX-CIRCUIT_BREAKER, ASSEMBLY ONAN REF | 0320-1983
19758-003_drw.pdf | 4 | 1 | COVER,ASM,CIRC BRKR, BOX FOR 320-1983 EXT | 19754
19758-003_drw.pdf | 5 | 1 | PANEL,ASM CIRC BRKR, MNTG MOD 320-1983 | 19810-002
19758-003_drw.pdf | 6 | 1 | PCC-2100 SHOWN FOR REF | 0300-5459
19758-003_drw.pdf | 9 | 1 | COVER,CIRC BRKR, KIT,MOD 320-1983 | 19808-002
19758-003_drw.pdf | 2 | 1 | ASM,COND BX,SD CTR&L, CB 320-1983,HC5F OTHER OPTION | 19766
19758-004_drw.pdf | 1 | 1 | BOX-CIRCUIT_BREAKER, ASSEMBLY ONAN REF | 0320-1983
19758-004_drw.pdf | 4 | 1 | PCC-2100 | 0300-5459
19758-004_drw.pdf | 5 | 1 | 100 AMP SQUARE D CIRCUIT BREAKER, ONAN PSAHROTWN FOR | REF 0320-2346-07
19758-004_drw.pdf | 6 | 1 | CUP,INSERT, 1-3/4"DEEP,1.13X3 OPENING | 24144_04
19766_drw.pdf | 1 | 1 | PANEL,FRNT,CONDUIT BOX, HCI5 | 14343
19766_drw.pdf | 2 | 1 | MOUNT,PCC2100, - | 14788
19766_drw.pdf | 3 | 1 | PANEL,FLR,CONDUIT BOX, HCI5 F | 14823
19768_drw.pdf | ITEM
19768_drw.pdf | 1 | 1 | PLATE,FILTER MOUNT, - | 19769
19768_drw.pdf | 2 | 2 | GUSSET,FILTER MOUNT, - | 19770
19776_drw.pdf | ITEM
19776_drw.pdf | 1 | 1 | BRACKET, ENG. SUPT, RH, QSB6.7L,PETTIBONE | 19777
19776_drw.pdf | 2 | 1 | PLATE, GUSSET, RR ENG MNT, QSB6.7L,PETTIBONE | 19778
19776_drw.pdf |  |  | 1
19779_drw.pdf | ITEM
19779_drw.pdf | 1 | 1 | PLATE, GUSSET, RR ENG MNT, QSB6.7L,PETTIBONE | 19778
19779_drw.pdf | 2 | 1 | BRACKET, ENG. SUPT, LH, QSB6.7L,PETTIBONE | 19780
19779_drw.pdf |  |  | 2
19795_drw.pdf | ITEM
19795_drw.pdf | 1
19795_drw.pdf | 2 | 1 | TUBE,ALUMINIZED, 3.00" OD X 1.81" LONG | 19796
19807_drw.pdf | ITEM
19807_drw.pdf | 1 | 1 | HOSE,PARKER,611HT-12, 0.75 ID X 60.00 INCHES LG | 26915
19807_drw.pdf | 2 | 1 | HOSE,FLEXIBLE, - | 4068319
19807_drw.pdf | 3 | 1 | HOSE,FLEXIBLE, - | 4068320
19807_drw.pdf | 4 | 1 | HOSE,FLEXIBLE, - | 4068321
19807_drw.pdf |  |  | 2 22
19807_drw.pdf |  |  |  | 24
19807_drw.pdf |  |  | 3
19807_drw.pdf | 11 | 1
19807_drw.pdf | 12 | 1 | BRE5ATHER,CRANKCASE, -
19807_drw.pdf | 13
19807_drw.pdf | 14 | 1 | SCREW,BANJO CONNECTOR, - | 3092103
19807_drw.pdf | 15 | 2 | SCREW,BANJO CONNECTOR, - | 3094188
19810-001_drw.pdf | 1 | 4 | NUT, WELD OFFSET HOLE, M6 X 1 | 0870-2025
19810-001_drw.pdf | 2 | 1 | SHEET,CIRCUIT BRKR, MNTG,MOD 320-1983 | 19809-001
19810-002_drw.pdf | 1 | 4 | NUT, WELD OFFSET HOLE, M6 X 1 | 0870-2025
19810-002_drw.pdf | 2 | 1 | SHEET,CIRCUIT BRKR, MNTG,MOD 320-1983 | 19809-002
19815_01_drw.pdf | ITEM
19815_01_drw.pdf | 1 | 1 | DECAL, COOLANT LOOP LABEL, VERTICAL MTG, SPANISH | A042A454
19815_01_drw.pdf | 2 | 1 | PLATE, COOLANT LOOP LABEL, VERTICAL MTG | 19813
19815_02_drw.pdf | ITEM
19815_02_drw.pdf | 1 | 1 | DECAL, COOLANT LOOP LABEL, VERTICAL MTG, GERMAN | A042A455
19815_02_drw.pdf | 2 | 1 | PLATE, COOLANT LOOP LABEL, VERTICAL MTG | 19813
19817_01_drw.pdf | ITEM
19817_01_drw.pdf | 1 | 1 | DECAL, COOLING LOOP VALVE LABEL, EMERGENCY OPEN, | SPANI1S0H966_01
19817_01_drw.pdf | 2 | 1 | PLATE, COOLING LOOP VALVE LABEL, EMERGENCY OPEN | 19816
19817_02_drw.pdf | ITEM
19817_02_drw.pdf | 1 | 1 | DECAL, COOLING LOOP VALVE LABEL, EMERGENCY OPEN, | GERMA1N0966_02
19817_02_drw.pdf | 2 | 1 | PLATE, COOLING LOOP VALVE LABEL, EMERGENCY OPEN | 19816
19820_drw.pdf | 1 | 4 | PLATE, ENGINE BRACE, 1/4" A-36, 6" | 13864
19820_drw.pdf | 2 | 2 | CHANNEL, C10 x .24 x 2.60, 138.00" | 14502
19820_drw.pdf | 3 | 2 | CHANNEL, C10 x .24 x 2.60, 42.75" | 19818
19820_drw.pdf | 4 | 2 | SUPPORT, ENGINE, 5/16" A-36, 16" | 19819
19820_drw.pdf | 5 | 4 | BRACKET, LIFTING, 10" CHANNEL | A042G991
19820_drw.pdf |  |  | TYP
19823_drw.pdf | ITEM
19823_drw.pdf | 1 | 1 | SHEET,BATTERY DISCONNECT, - | 19824
19823_drw.pdf | 2 | 1 | GUSSET,BATTERY DISCONNECT, - | 19825
19831_drw.pdf | ITEM
19831_drw.pdf | 1 | 2 | ADAPTER, EXHAUST FLANGE, 6" ANSI TO 4.00 O.D. TUBE | 19074
19831_drw.pdf | 2 | 4 | KIT,GASKET,NUT,BOLT, FULL FACE FIBER,6 | 23580_600
19831_drw.pdf | 3 | 1 | FLEX, EXHAUST, 6" ASA FLG X 4" ID CUFF X 18" | 6735-10
19831_drw.pdf | 4 | 1 | SILENCER,DISK,CRITICAL, GTA855/855E | 14991
19831_drw.pdf |  |  | PIPE,EXHAUST 90, GTA855E | 17010
19831_drw.pdf |  |  | GTA855E,204509A CAT | 19832
19831_drw.pdf |  |  | STEEL | 21940-0400
19831_drw.pdf | 12 | 1
19840_drw.pdf | 1 | 1 | HOSE, FUEL PRESSURE, CFP15E LH CONTROLS | 19842
19840_drw.pdf | 2 | 1 | HOSE, FUEL VACUUM, CFP15E LH CONTROLS | 19843
19840_drw.pdf | 3
19840_drw.pdf | 4
19840_drw.pdf | to the document as authorized | in accepts the in | confidence. CUMMINS FIRE POWER LLC CORPORATE OFFICE by | DESIGN UPFIT CENTER
19840_drw.pdf | ittrawdiellse(c1r)etnoitnfuosrematthieondotchuemreenitn,or(2a)nynoctopcyoptyhetrheeofdoocrumtehnet, or the | ittrawdiellse(c1r)etnoitnfuosrematthieondotchuemreenitn,or(2a)nynoctopcyoptyhetrheeofdoocrumtehnet, | or trade WHITE BEAR LAKE, MN WWW.CUMMINSFIREPOWER.COM | DEPERE, WISCONSIN
19840_drw.pdf |  | cPoopwieersLtLhCereof, | and ASM, FUEL GAUGES
19840_drw.pdf | DIMENSION |  | ACREFP15E LH CONTROLS
19840_drw.pdf | IMUPNEIRTISAL |  | DWG UNITS: DRAWN BY:S DUBICK | 08-DEC-11
19841_drw.pdf | 1 | 1 | HOSE, FUEL PRESSURE, CFP15E RH CONTROLS | 19844
19841_drw.pdf | 2 | 1 | HOSE, FUEL VACUUM, CFP15E RH CONTROLS | 19845
19841_drw.pdf | 3
19841_drw.pdf | 4
19841_drw.pdf | to the document as authorized | in accepts the in | CUMMINS FIRE POWER LLC confidence. CORPORATE OFFICE by | DESIGN UPFIT CENTER
19841_drw.pdf | ittrawdiellse(c1r)etnoitnfuosrematthieondotchuemreenitn,or(2a)nynoctopcyoptyhetrheeofdoocrumtehnet, or the | ittrawdiellse(c1r)etnoitnfuosrematthieondotchuemreenitn,or(2a)nynoctopcyoptyhetrheeofdoocrumtehnet, | or trade WHITE BEAR LAKE, MN WWW.CUMMINSFIREPOWER.COM | DEPERE, WISCONSIN
19841_drw.pdf |  | cPoopwieersLtLhCereof, | and ASM, FUEL GAUGES
19841_drw.pdf | DIMENSION |  | ACREFP15E RH CONTROLS
19841_drw.pdf | IMUPNEIRTISAL |  | DWG UNITS: DRAWN BY:S DUBICK | 09-DEC-11
19842_drw.pdf | ITEM | QTY
19842_drw.pdf | 1 | 1 | FTG, 10626-6-6,FEMALE JIC 37° SWIVEL, PARKER OR EQUIVALENT | 10626-6-6_CCR
19842_drw.pdf | 2 | 1 | FTG, 13926-6-6,FEMALE JIC 37° SWIVEL, 90° ELBOW, PARKER OR
19843_drw.pdf | ITEM | QTY
19843_drw.pdf | 1 | 1 | FTG, 10626-6-6,FEMALE JIC 37° SWIVEL, PARKER OR EQUIVALENT | 10626-6-6_CCR
19843_drw.pdf | 2 | 1 | FTG, 13926-6-6,FEMALE JIC 37° SWIVEL, 90° ELBOW, PARKER OR
19844_drw.pdf | ITEM | QTY
19844_drw.pdf | 1 | 1 | FTG, 10626-6-6,FEMALE JIC 37° SWIVEL, PARKER OR EQUIVALENT | 10626-6-6_CCR
19844_drw.pdf | 2 | 1 | FTG, 13926-6-6,FEMALE JIC 37° SWIVEL, 90° ELBOW, PARKER OR
19844_drw.pdf |  |  | 3
19845_drw.pdf | ITEM | QTY
19845_drw.pdf | 1 | 1 | FTG, 10626-6-6,FEMALE JIC 37° SWIVEL, PARKER OR EQUIVALENT | 10626-6-6_CCR
19845_drw.pdf | 2 | 1 | FTG, 13926-6-6,FEMALE JIC 37° SWIVEL, 90° ELBOW, PARKER OR
19845_drw.pdf |  |  | 3
19846_drw.pdf | 1 | 1 | HOSE, 5/8" ID, 10.00" LENGTH | 80231GL
19846_drw.pdf | 2 | 1 | HOSE, 1/4" ID, 5.50" LENGTH | R-801-4
19846_drw.pdf | 3 | 2 | SPACER, MOUNTING, SECONDARY ECM | R-801-4
19846_drw.pdf | 4
19846_drw.pdf | 9
19846_drw.pdf | 10 | 2 | CLAMP, WORM, .56-1.06 | 14990-10
19846_drw.pdf | 11 | 2 | CLAMP, WORM, .25 - .63 | 14992-04
19846_drw.pdf | 12 | 1 | BRACKET, LOW OIL LEVEL | 15347
19846_drw.pdf | 13 | 1 | SWITCHGAGE, LUBE OIL LEVEL, MURPHY L129 | L129
19846_drw.pdf |  | 4
19846_drw.pdf | to the document as authorized | in accepts the in | confidence. by CUMMINS FIRE POWER LLC CORPORATE OFFICE | DESIGN UPFIT CENTER
19846_drw.pdf | ittrawdiellse(c1r)etnoitnfuosrematthieondotchuemreenitn,or(2a)nynoctopcyoptyhetrheeofdoocrumtehnet, or the | ittrawdiellse(c1r)etnoitnfuosrematthieondotchuemreenitn,or(2a)nynoctopcyoptyhetrheeofdoocrumtehnet, | or trade WHITE BEAR LAKE, MN WWW.CUMMINSFIREPOWER.COM | DEPERE, WISCONSIN
19846_drw.pdf |  | cPoopwieersLtLhCereof, | and GAUGE, LUBE OIL LEVEL ASM
19846_drw.pdf | DIMENSION |  | ACREFP15E LH CONTROLS
19846_drw.pdf | IMUPNEIRTISAL |  | DWG UNITS: DRAWN BY:S DUBICK | 07-NOV-11
19847_drw.pdf | ITEM | QTY
19847_drw.pdf | 1 | 1 | HOSE, 5/8" ID, 28.00" LENGTH | 80231GL
19847_drw.pdf | 2 | 1 | HOSE, 1/4" ID, 7.00" LENGTH | R-801-4
19847_drw.pdf | 3 | 2 | SPACER, MOUNTING, SECONDARY ECM | R-801-4
19851_drw.pdf | 1 | 1 | CHANNEL, GTA855 GENSET FRAME | 13096
19851_drw.pdf | 2 | 1 | CHANNEL, GTA855 GENSET FRAME FRONT CROSS FORMED | 13142
19851_drw.pdf | 3 | 1 | CHANNEL, FRAME, REAR CROSS, GTA855 GENSET | 13143
19851_drw.pdf | 4 | 2 | SPACER, GTA855 ISOLATOR | 13660
19851_drw.pdf | 5 | 2 | TAB, GTA855 GENSET KNEE BRACE | 13790
19851_drw.pdf | 6 | 6 | GUSSET, GTA855 GENSET FRAME CROSS CHANNEL | 14143
19851_drw.pdf | 7 | 4 | BRKT,LIFTING, GTA855/19 | 16331
19851_drw.pdf | 8 | 2 | SUPPORT, GTA855 | 16375
19851_drw.pdf |  |  |  | 16376
19854_drw.pdf | 1 | 1 | PANEL,FRNT,CONDUIT BOX, HCI4 | 14344
19854_drw.pdf | 2 | 1 | MOUNT,PCC2100, - | 14788
19854_drw.pdf | 3 | 1 | PANEL,FLR,CONDUIT BOX, HCI4 | 14789
19854_drw.pdf | 4 | 1 | LOUVER,CONDUIT BOX, UCI274/HCI4/HCI5 | 17310
19854_drw.pdf | 5 | 1 | PANEL,SIDE,CONDUIT BOX, UCI274/HCI4/HCI5 | 17315
19854_drw.pdf | 6 | 1 | PANEL,SIDE,CONDUIT BOX, UCI274/HCI4/HCI5 W/CTRL | 17528
19854_drw.pdf | 7 | 1 | PANEL,RR,CONDUIT BOX, UCI274/HCI4/HCI5 | A042A301
19854_drw.pdf | 8 | 1 | PANEL,TOP,CONDUIT BOX, UCI274,HCI4,HCI5 | 13694
19854_drw.pdf | 9 | 1 | PLATE,COVER, - | 17356
19854_drw.pdf | 10 | 1 | PLATE,COVER, - | 17530
19854_drw.pdf | 11 | 2 | BRACKET,CONDUIT, BOX SUPPORT | 19855
19854_drw.pdf | 12 | 2 | BRACKET,CONDUIT, BOX SUPPORT | 19856
19854_drw.pdf | 13 | 71 IN | PROFILE,UL RECOGNIZED SEALING | 14456
19862_drw.pdf | ITEM
19862_drw.pdf | 1 | 1 | TUBE,COOLANT,REWORK, QST30 | 19859
19862_drw.pdf | 2
19863_drw.pdf | ITEM
19863_drw.pdf | 1 | 12 | ISOLATOR,UNIVERSAL, 4575 LBS RATING | 19570
19863_drw.pdf | 2 | 24 | OSP,WASHER,SNUBBING | 19571
19863_drw.pdf | 3 | 12 | SCR,CAP,HEX HEAD, 1-8UNC X 6.50 GR8 ZN | 25093
19863_drw.pdf | 4 | 12 | NUT,LOCKING,1"-8 UNC, REUSEABLE | 25813
19863_drw.pdf |  |  | WASHER, SNUBBING | A042E661
19868_drw.pdf | 1 | 1 | LOUVER,CONDUIT BOX, UCI274/HCI4/HCI5 | 17310
19868_drw.pdf | 2 | 1 | PANEL,RR,CONDUIT BOX, UCI274/HCI4/HCI5 | 18319
19868_drw.pdf | 3 | 1 | PANEL,SIDE,CONDUIT BOX, UCI274/HCI4/HCI5 | 18324
19868_drw.pdf | 4 | 1 | PANEL,FRNT,CONDUIT BOX, KTA19 HCI4C/D/E | 18334
19868_drw.pdf | 5 | 1 | PANEL,SD,COND BOX, UCI274/HCI4&5 CB HIGH | 19869
19868_drw.pdf | 6 | 1 | PANEL,CND BX,UPPER SEC, UCI274/HCI4&5 W/CTRL | 19873
19868_drw.pdf | 7 | 1 | PANEL,CND BX UPPER SEC, UCI274/HCI4&5 W/PLUGS | 19899
19868_drw.pdf | 8 | 1 | PANEL,CND BX UPPER SEC, UCI274/HCI4&5 BLANK SD | 19901
19868_drw.pdf | 9 | 1 | PANEL,CND BX,UPPER SEC, UCI274/HCI4&5 BLANK | 19903
19868_drw.pdf | 10 | 1 | PANEL,TOP,CONDUIT BOX, UCI274,HCI4,HCI5 | 13694
19868_drw.pdf | 11 | 1 | PLATE,COVER, - | 17356
19868_drw.pdf | 12 | 2 | BRKT,CONDUIT BOX, - | 17393
19868_drw.pdf | 13 | 2 | BRKT,CONDUIT BOX, - | 17394
19868_drw.pdf | 14 | 1 | COVER, LOWER FRONT, HCI4 C/D/E/F | 18787
19868_drw.pdf | 15 | 1 | PLATE,COVER CONDUIT, PLUG PANEL | 19930
19868_drw.pdf | 16 | 71 IN | PROFILE,UL RECOGNIZED SEALING | 14456
19869_drw.pdf | ITEM
19869_drw.pdf | 1 | 32 | WELDNUT, 1/4"-20 NC, _ | 14520
19869_drw.pdf | 2 | 1 | SHEET,SIDE,CONDUIT BOX, UCI274/HCI4&5 CB HIGH | 19870
19873_drw.pdf | ITEM
19873_drw.pdf | 1 | 9 | WELDNUT, 1/4"-20 NC, _ | 14520
19873_drw.pdf | 2 | 1 | SHEET,SIDE,CONDUIT BOX, UCI274/HCI4/HCI5 W/CTRL | 19874
19875_drw.pdf | ITEM
19875_drw.pdf | 1 | 13 | NUT, WELD OFFSET HOLE, M6 X 1 | 0870-2025
19875_drw.pdf | 2 | 1 | ADAPTER,PANEL CB 2", FRM SZ 5-6,LEFT SIDE | 19876
19879_drw.pdf | ITEM
19879_drw.pdf | 1 | 1 | PLATE,RADIATOR, - | 19881
19879_drw.pdf | 2 | 1 | ANGLE,RADIATOR, - | 19883
19880_drw.pdf | ITEM
19880_drw.pdf | 1 | 1 | PLATE,RADIATOR, - | 19881
19880_drw.pdf | 2 | 1 | ANGLE,RADIATOR, - | 19884
19887_drw.pdf | ITEM
19887_drw.pdf | 1 | 1 | BRACKET, ENCLOSURE MOUNTING, PCC3300 | 19888
19887_drw.pdf | 2 | 4 | GUSSET, ENCLOSURE MOUNTING | 19889
19890_drw.pdf | 1 | 1 | CONNECTOR, 1-1/4" x 45 DEGREE, SEALTITE | 5345
19890_drw.pdf | 3 | 1 | SEALTITE, 3/8" BULK, 16.5" | 18717-013
19890_drw.pdf | 4 | 1 | SEALTITE, 3/8" BULK, 23.25 | 18717-014
19890_drw.pdf | 6 | 4 | ASSEMBLY, 1/2" RING AND RETAINER, SEALTITE | 19708
19890_drw.pdf | 7 | 1 | ASSEMBLY, ENCLOSURE MOUNTING, PCC3300 | 19887
19890_drw.pdf | 8 | 1 | ENCLOSURE, LH DC | 19892
19890_drw.pdf | 10 | 1 | ENCLOSURE, LH COM, PCC3300 | 19896
19890_drw.pdf | 11 | 2 | CONNECTOR, 3/8" x 45 DEGREE, SEALTITE | 19907
19890_drw.pdf | 13
19890_drw.pdf | 14 | 1 | TERMINAL BLOCK, 13 POS, TYCO | 1-796635-3
19890_drw.pdf | 15
19890_drw.pdf | 17 | 1 | PLATE, FIELD TERMINATION FITTING | 19898
19890_drw.pdf | 18 | 1 | SEALTITE, 1-1/4' BULK, 2.50" LONG | 19934-001
19890_drw.pdf | 20 | 1 | TERMINAL BLOCK, 9 POS, TYCO | 796635-9
19891_drw.pdf | 1 | 1 | ENCLOSURE, 12" x 6" x 4", HOFFMAN, | A12064CAH12064CH
19891_drw.pdf | 2
19891_drw.pdf | 5 | 1 | LABEL, TERMINAL, PHOENIX CONTACT | 0800458-TB3
19891_drw.pdf | 6 | 1 | LABEL, TERMINAL, PHOENIX CONTACT | 0800458-TB5
19891_drw.pdf | 7 | 1 | LABEL, TERMINAL, PHOENIX CONTACT | 0800458-TB8
19891_drw.pdf | 8 | 5 | CARRIER, TERMINAL MARKER, PHOENIX | 0811969
19891_drw.pdf | 9 | 4 | LABEL, 3.5mm, PHOENIX CONTACT, 1 | 0829484-001
19891_drw.pdf | 12 | 4 | LABEL, 3.5mm, PHOENIX CONTACT, 4 | 0829484-004
19891_drw.pdf | 13 | 5 | LABEL, 3.5mm, PHOENIX CONTACT, 5 | 0829484-005
19891_drw.pdf | 14 | 5 | LABEL, 3.5mm, PHOENIX CONTACT, 6 | 0829484-006
19891_drw.pdf | 15 | 5 | LABEL, 3.5mm, PHOENIX CONTACT, 7 | 0829484-007
19891_drw.pdf | 16 | 5 | LABEL, 3.5mm, PHOENIX CONTACT, 8 | 0829484-008
19891_drw.pdf | 17 | 5 | LABEL, 3.5mm, PHOENIX CONTACT, 9 | 0829484-009
19891_drw.pdf | 20 | 4 | LABEL, 3.5mm, PHOENIX CONTACT, 12 | 0829484-012
19891_drw.pdf | 21 | 3 | LABEL, 3.5mm, PHOENIX CONTACT, 13 | 0829484-013
19891_drw.pdf | 22 | 1 | LABEL, 3.5mm, PHOENIX CONTACT, 14 | 0829484-014
19891_drw.pdf | 23 | 1 | LABEL, 3.5mm, PHOENIX CONTACT, 15 | 0829484-015
19891_drw.pdf | 24 | 1 | LABEL, 3.5mm, PHOENIX CONTACT, 16 | 0829484-016
19891_drw.pdf | 27 | 5 | COVER, TERMINAL, PHEONIX CONTACT | 3208142
19891_drw.pdf | 28 | 1 | PANEL, BACK, HOFFMAN | A12P6
19891_drw.pdf | ES044, | ES044, | ONAN GREEN
19891_drw.pdf | information, receiver in | is confidence. the | CUMMINS NPOWER LLC | CUSTOM DESIGN
19891_drw.pdf | authorized ittrawdiellse(c1r)etnoitnfuosrematthieondotchuemreenitn,or(2a)nynoctopcyoptyhetrheeofdoocrumtehnet, | writing ittrawdiellse(c1r)etnoitnfuosrematthieondotchuemreenitn,or(2a)nynoctopcyoptyhetrheeofdoocrumtehnet, | by 1600 BUERKLE ROAD WHITE BEAR LAKE, MN | 875 LAWRENCE DRIVE DEPERE, WISCONSIN
19891_drw.pdf | of the | or to | trade WWW.CUMMINSNPOWER.COM
19892_drw.pdf | ITEM | QTY
19892_drw.pdf | 1 | 1 | ENCLOSURE, 12" x 6" x 4", HOFFMAN, A12064CH | A12064CH
19892_drw.pdf | 2
19892_drw.pdf | 5 | 1 | LABEL, TERMINAL, PHOENIX CONTACT | 0800458-TB3
19892_drw.pdf | 6 | 1 | LABEL, TERMINAL, PHOENIX CONTACT | 0800458-TB5
19892_drw.pdf | 7 | 1 | LABEL, TERMINAL, PHOENIX CONTACT | 0800458-TB8
19892_drw.pdf | 8 | 5 | CARRIER, TERMINAL MARKER, PHOENIX CONTACT | 0811969
19893_drw.pdf | 1 | 1 | ENCLOSURE, 6 x 6 x 4, HOFFMAN | A606CH
19893_drw.pdf | 2
19893_drw.pdf | 5 | 2 | CARRIER, TERMINAL MARKER, PHOENIX | 0811969
19893_drw.pdf | 6 | 3 | LABEL, 3.5mm, PHOENIX CONTACT, 1 | 0829484-001
19893_drw.pdf | 7 | 3 | LABEL, 3.5mm, PHOENIX CONTACT, 2 | 0829484-002
19893_drw.pdf | 8 | 3 | LABEL, 3.5mm, PHOENIX CONTACT, 3 | 0829484-003
19893_drw.pdf | 9 | 1 | LABEL, 3.5mm, PHOENIX CONTACT, 4 | 0829484-004
19893_drw.pdf | 12 | 2 | COVER, TERMINAL, PHEONIX CONTACT | 3208142
19893_drw.pdf | 13 | 1 | PANEL, 6 X 6 BACK, HOFFMAN | A6P6
19893_drw.pdf |  |  |  | 4
19893_drw.pdf |  |  |  | 10
19893_drw.pdf |  |  |  | 11
19893_drw.pdf |  |  |  | 12
19893_drw.pdf |  | ES044, | ONAN GREEN
19893_drw.pdf | information, receiver in accepts | is confidence. the | CUMMINS NPOWER LLC CORPORATE OFFICE | CUSTOM DESIGN UPFIT CENTER
19893_drw.pdf | authorized ittrawdiellse(c1r)etnoitnfuosrematthieondotchuemreenitn,or(2a)nynoctopcyoptyhetrheeofdoocrumtehnet, | writing ittrawdiellse(c1r)etnoitnfuosrematthieondotchuemreenitn,or(2a)nynoctopcyoptyhetrheeofdoocrumtehnet, | by 1600 BUERKLE ROAD WHITE BEAR LAKE, MN | 875 LAWRENCE DRIVE DEPERE, WISCONSIN
19893_drw.pdf | of the | to | WWW.CUMMINSNPOWER.COM
19894_drw.pdf | ITEM | QTY
19894_drw.pdf | 1 | 1 | ENCLOSURE, 6 x 6 x 4, HOFFMAN | A606CH
19894_drw.pdf | 2
19894_drw.pdf | 5 | 2 | CARRIER, TERMINAL MARKER, PHOENIX CONTACT | 0811969
19894_drw.pdf | 6 | 3 | LABEL, 3.5mm, PHOENIX CONTACT, 1 | 0829484-001
19894_drw.pdf | 7 | 3 | LABEL, 3.5mm, PHOENIX CONTACT, 2 | 0829484-002
19894_drw.pdf | 8 | 3 | LABEL, 3.5mm, PHOENIX CONTACT, 3 | 0829484-003
19894_drw.pdf |  |  |  | 0829484-003
19895_drw.pdf | ITEM | QTY
19895_drw.pdf | 1 | 1 | ENCLOSURE, 6 x 6 x 4, HOFFMAN | A606CH
19895_drw.pdf | 2
19895_drw.pdf | 5 | 2 | CARRIER, TERMINAL MARKER, PHOENIX CONTACT | 0811969
19895_drw.pdf | 6 | 1 | LABEL, 3.5mm, PHOENIX CONTACT, 1 | 0829484-001
19895_drw.pdf | 7 | 2 | LABEL, 3.5mm, PHOENIX CONTACT, 2 | 0829484-002
19895_drw.pdf | 8 | 2 | LABEL, 3.5mm, PHOENIX CONTACT, 3 | 0829484-003
19895_drw.pdf |  |  |  | 0829484-003
19896_drw.pdf | ITEM | QTY
19896_drw.pdf | 1 | 1 | ENCLOSURE, 6 x 6 x 4, HOFFMAN | A606CH
19896_drw.pdf | 2
19896_drw.pdf | 5 | 2 | CARRIER, TERMINAL MARKER, PHOENIX CONTACT | 0811969
19896_drw.pdf | 6 | 1 | LABEL, 3.5mm, PHOENIX CONTACT, 1 | 0829484-001
19896_drw.pdf | 7 | 2 | LABEL, 3.5mm, PHOENIX CONTACT, 2 | 0829484-002
19896_drw.pdf | 8 | 2 | LABEL, 3.5mm, PHOENIX CONTACT, 3 | 0829484-003
19896_drw.pdf |  |  |  | 0829484-003
19899_drw.pdf | ITEM
19899_drw.pdf | 1 | 7 | WELDNUT, 1/4"-20 NC, _ | 14520
19899_drw.pdf | 2 | 1 | SHEET,CND BX,UPPER SEC, UCI274/HCI4&5 W/PLUGS | 19900
19899_drw.pdf | 3 | 1 | BRACKET,COND BX UPPR, CONTROL SUPPORT | 19905
19899_drw.pdf |  |  |  | WELDNUTS
19899_drw.pdf |  |  | 1
19901_drw.pdf | ITEM
19901_drw.pdf | 1 | 9 | WELDNUT, 1/4"-20 NC, _ | 14520
19901_drw.pdf | 2 | 1 | SHEET,COND BX,UPR SEC, UCI274/HCI4&5 BLANK SD | 19902
19901_drw.pdf |  |  | 1
19903_drw.pdf | ITEM
19903_drw.pdf | 1 | 7 | WELDNUT, 1/4"-20 NC, _ | 14520
19903_drw.pdf | 2 | 1 | SHEET,CND BX,UPPER SEC, UCI274/HCI4&5 BLANK | 19904
19903_drw.pdf | 3 | 1 | BRACKET,COND BX UPPR, CONTROL SUPPORT | 19905
19903_drw.pdf |  |  | WELDNUTS
19909_drw.pdf | 1 | 1 | CONNECTOR, 1-1/4" x 45 DEGREE, SEALTITE | 5345
19909_drw.pdf | 3 | 1 | SEALTITE, 3/8" BULK, 16.5" | 18717-015
19909_drw.pdf | 4 | 1 | SEALTITE, 3/8" BULK, 23.25 | 18717-016
19909_drw.pdf | 6 | 4 | ASSEMBLY, 1/2" RING AND RETAINER, SEALTITE | 19708
19909_drw.pdf | 7 | 1 | ASSEMBLY, ENCLOSURE MOUNTING, PCC3300 | 19887
19909_drw.pdf | 8 | 1 | ENCLOSURE, RH DC | 19891
19909_drw.pdf | 10 | 1 | ENCLOSURE, RH AC | 19895
19909_drw.pdf | 11 | 2 | CONNECTOR, 3/8" x 45 DEGREE, SEALTITE | 19907
19909_drw.pdf | 13
19909_drw.pdf | 14 | 1 | TERMINAL BLOCK, 13 POS, TYCO | 1-796635-3
19909_drw.pdf | 15
19909_drw.pdf | 17 | 1 | PLATE, FIELD TERMINATION FITTING | 19898
19909_drw.pdf | 18 | 1 | SEALTITE, 1-1/4' BULK, 2.50" LONG | 19934-001
19909_drw.pdf | 20 | 1 | TERMINAL BLOCK, 9 POS, TYCO | 796635-9
19918_drw.pdf | ITEM
19918_drw.pdf | 1 | 1 | BRACKET, AIR FILTER MNT, PETTIBONE | 19366
19918_drw.pdf | 2 | 1 | BRACKET, ANGLE, AIR FILTER SUPT, PETTIBONE | 19919
19922_drw.pdf | ITEM
19922_drw.pdf | 1 | 1 | TUBE,FRAME, - | 19923
19922_drw.pdf | 2 | 1 | TUBE,FRAME, - | 19924
19922_drw.pdf | 3 | 1 | TUBE,FRAME, - | 19925
19922_drw.pdf | 4 | 1 | TUBE,FRAME, - | 19926
19922_drw.pdf |  |  | TUBE,FRAME, - | 19927
19922_drw.pdf |  |  |  | 19928
19932_drw.pdf | ITEM
19932_drw.pdf | 1 | 13 | NUT, WELD OFFSET HOLE, M6 X 1 | 0870-2025
19932_drw.pdf | 2 | 1 | ADAPTER,PANEL CB 2", FRM SZ 5-6,RIGHT SIDE | 19931
19937_drw.pdf | ITEM
19937_drw.pdf | 1 | 37 | WELDNUT, 1/4"-20 NC, _ | 14520
19937_drw.pdf | 2 | 1 | BRKT,CONDUIT BOX, - | 18323
19937_drw.pdf | 3 | 1 | SHEET,SIDE,CONDUIT BOX, UCI274/HCI4/HCI5 W/CTRL | 19938
19942_drw.pdf | 1 | 1 | SEALTITE, 3/8" BULK, 8" | 18717-017
19942_drw.pdf | 3 | 2 | CONNECTOR, 3/8" 90 DEGREE, SEALTITE | 18775
19942_drw.pdf | 4 | 4 | ASSEMBLY, 1/2" RING AND RETAINER, SEALTITE | 19708
19942_drw.pdf | 6 | 1 | ENCLOSURE, LH DC, PCC2300 | 19944
19942_drw.pdf | 7 | 1 | ENCLOSURE, LH COM, PCC2300 | 19946
19942_drw.pdf | 8 | 1 | BRACKET, ENCLOSURE MOUNTING, PCC2300 | 19949
19942_drw.pdf | 10
19942_drw.pdf | 11 | 1 | PLATE, FIELD TERMINATION FITTING, PCC2300 | 19948
19943_drw.pdf | 1 | 1 | SEALTITE, 3/8" BULK, 8" | 18717-019
19943_drw.pdf | 3 | 2 | CONNECTOR, 3/8" 90 DEGREE, SEALTITE | 18775
19943_drw.pdf | 4 | 4 | ASSEMBLY, 1/2" RING AND RETAINER, SEALTITE | 19708
19943_drw.pdf | 6 | 1 | ENCLOSURE, RH DC, PCC2300 | 19945
19943_drw.pdf | 7 | 1 | ENCLOSURE, RH COM, PCC2300 | 19947
19943_drw.pdf | 8 | 1 | BRACKET, ENCLOSURE MOUNTING, PCC2300 | 19949
19943_drw.pdf | 10
19943_drw.pdf | 11 | 1 | PLATE, FIELD TERMINATION FITTING, PCC2300 | 19948
19944_drw.pdf | 1 | 1 | ENCLOSURE, 6 x 6 x 4, HOFFMAN | A606CH
19944_drw.pdf | 2
19944_drw.pdf | 3 | 1 | LABEL, TERMINAL, PHOENIX CONTACT | 0800458-TB1
19944_drw.pdf | 4 | 1 | LABEL,
19944_drw.pdf |  |  | 2 | 0829484-002
19944_drw.pdf | 8 | 1 | LABEL, 3.5mm, PHOENIX CONTACT, 3 | 0829484-003
19944_drw.pdf | 9 | 2 | LABEL, 3.5mm, PHOENIX CONTACT, 4 | 0829484-004
19944_drw.pdf | 10 | 2 | LABEL, 3.5mm, PHOENIX CONTACT, 5 | 0829484-005
19944_drw.pdf | 11 | 2 | LABEL, 3.5mm, PHOENIX CONTACT, 6 | 0829484-006
19944_drw.pdf | 12 | 2 | LABEL, 3.5mm, PHOENIX CONTACT, 7 | 0829484-007
19944_drw.pdf | 13 | 2 | LABEL, 3.5mm, PHOENIX CONTACT, 8 | 0829484-008
19944_drw.pdf | 14 | 2 | LABEL, 3.5mm, PHOENIX CONTACT, 9 | 0829484-009
19944_drw.pdf | 15 | 2 | LABEL, 3.5mm, PHOENIX CONTACT, 10 | 0829484-010
19944_drw.pdf | 16 | 2 | LABEL, 3.5mm, PHOENIX CONTACT, 11
19944_drw.pdf |  |  | 3.5mm, PHOENIX CONTACT, 15 | 0829484-015
19944_drw.pdf | 21 | 1 | LABEL, 3.5mm, PHOENIX CONTACT, 16 | 0829484-016
19944_drw.pdf | 22
19944_drw.pdf | 23 | 26 | TERMINAL, PT 1.5/S, PHEONIX CONTACT | 3208100
19944_drw.pdf | 24 | 2 | COVER, TERMINAL, PHEONIX CONTACT | 3208142
19944_drw.pdf | 25 | 1 | PANEL, 6 X 6 BACK, HOFFMAN | A6P6
19944_drw.pdf |  | ES044,
19944_drw.pdf | secret to the the document | information, in accepts | is the confidence. the CUMMINS NPOWER LLC CORPORATE OFFICE | CUSTOM DESIGN AND UPFIT CENTER
19944_drw.pdf | as ittrawdiellse(c1r)etnoitnfuosrematthieondotchuemreenitn,or(2a)nynoctopcyoptyhetrheeofdoocrumtehnet, | in ittrawdiellse(c1r)etnoitnfuosrematthieondotchuemreenitn,or(2a)nynoctopcyoptyhetrheeofdoocrumtehnet, | writing by 1600 BUERKLE ROAD WHITE BEAR LAKE, MN | 875 LAWRENCE DRIVE DEPERE, WISCONSIN
19944_drw.pdf | completion of | the need | to retain thereof,
19944_drw.pdf | DIMENSION |  | APRECC2300
19944_drw.pdf | IMUPNEIRTISAL |  | DRAWN BY:S DUBICK | 31-MAY-12
19945_drw.pdf | 1 | 1 | ENCLOSURE, 6 x 6 x 4, HOFFMAN | A606CH
19945_drw.pdf | 2
19945_drw.pdf | 5 | 2 | CARRIER, TERMINAL MARKER, PHOENIX | 0811969
19945_drw.pdf | 6 | 1 | LABEL, 3.5mm, PHOENIX CONTACT, 1 | 0829484-001
19945_drw.pdf | 7 | 1 | LABEL, 3.5mm, PHOENIX CONTACT, 2 | 0829484-002
19945_drw.pdf | 8 | 1 | LABEL, 3.5mm, PHOENIX CONTACT, 3 | 0829484-003
19945_drw.pdf | 9 | 2 | LABEL, 3.5mm, PHOENIX CONTACT, 4 | 0829484-004
19945_drw.pdf | 10 | 2 | LABEL, 3.5mm, PHOENIX CONTACT, 5 | 0829484-005
19945_drw.pdf |  |  | 3.5mm, PHOENIX CONTACT, 8 | 0829484-008
19945_drw.pdf | 14 | 2 | LABEL, 3.5mm, PHOENIX CONTACT, 9 | 0829484-009
19945_drw.pdf | 15 | 2 | LABEL, 3.5mm, PHOENIX CONTACT, 10 | 0829484-010
19945_drw.pdf | 16 | 2 | LABEL, 3.5mm, PHOENIX CONTACT, 11 | 0829484-011
19945_drw.pdf | 17 | 2 | LABEL, 3.5mm, PHOENIX CONTACT, 12 | 0829484-012
19945_drw.pdf | 18 | 2 | LABEL, 3.5mm, PHOENIX CONTACT, 13 | 0829484-013
19945_drw.pdf | 19 | 1
19945_drw.pdf |  |  | CONTACT, 16 | 0829484-016
19945_drw.pdf | 22
19945_drw.pdf | 23 | 26 | TERMINAL, PT 1.5/S, PHEONIX CONTACT | 3208100
19945_drw.pdf | 24 | 2 | COVER, TERMINAL, PHEONIX CONTACT | 3208142
19945_drw.pdf | 25 | 1 | PANEL, 6 X 6 BACK, HOFFMAN | A6P6
19945_drw.pdf |  | ES044, | ONAN GREEN
19945_drw.pdf |  | is | the CUMMINS
19945_drw.pdf | document authorized | the in writing | by CORPORATE OFFICE 1600 BUERKLE ROAD | AND UPFIT CENTER 875 LAWRENCE DRIVE
19945_drw.pdf | the of the | or need to | WHITE BEAR LAKE, MN trade retain WWW.CUMMINSNPOWER.COM | DEPERE, WISCONSIN
19945_drw.pdf | aNlPlowceorpiLeLsC |  | RH DC
19946_drw.pdf | 1 | 1 | ENCLOSURE, 6 x 6 x 4, HOFFMAN | A606CH
19946_drw.pdf | 2
19946_drw.pdf | 5 | 1 | LABEL, 3.5mm, PHOENIX CONTACT, 1 | 0829484-001
19946_drw.pdf | 6 | 1 | LABEL, 3.5mm, PHOENIX CONTACT, 2 | 0829484-002
19946_drw.pdf | 7 | 1 | LABEL, 3.5mm, PHOENIX CONTACT, 3 | 0829484-003
19946_drw.pdf | 8
19946_drw.pdf | 9 | 3 | TERMINAL, PT 1.5/S, PHEONIX CONTACT | 3208100
19946_drw.pdf |  |  | 4
19946_drw.pdf | 6 |  | 8
19946_drw.pdf |  |  | 9
19946_drw.pdf |  |  | 10
19946_drw.pdf |  |  | DETAIL
19946_drw.pdf |  |  | SCALE 1.000
19946_drw.pdf |  | ES044,
19946_drw.pdf | information, receiver in accepts | is confidence. the | CUMMINS NPOWER LLC CORPORATE OFFICE | CUSTOM DESIGN UPFIT CENTER
19946_drw.pdf | authorized ittrawdiellse(c1r)etnoitnfuosrematthieondotchuemreenitn,or(2a)nynoctopcyoptyhetrheeofdoocrumtehnet, | writing ittrawdiellse(c1r)etnoitnfuosrematthieondotchuemreenitn,or(2a)nynoctopcyoptyhetrheeofdoocrumtehnet, | by 1600 BUERKLE ROAD WHITE BEAR LAKE, MN | 875 LAWRENCE DRIVE DEPERE, WISCONSIN
19946_drw.pdf | of the | to | WWW.CUMMINSNPOWER.COM
19947_drw.pdf | 1 | 1 | ENCLOSURE, 6 x 6 x 4, HOFFMAN | A606CH
19947_drw.pdf | 2
19947_drw.pdf | 5 | 1 | LABEL, 3.5mm, PHOENIX CONTACT, 1 | 0829484-001
19947_drw.pdf | 6 | 1 | LABEL, 3.5mm, PHOENIX CONTACT, 2 | 0829484-002
19947_drw.pdf | 7 | 1 | LABEL, 3.5mm, PHOENIX CONTACT, 3 | 0829484-003
19947_drw.pdf |  | 3 | TERMINAL, PT 1.5/S, PHEONIX CONTACT | 3208100
19947_drw.pdf | 10 | 1 | COVER, TERMINAL, PHEONIX CONTACT | 3208142
19947_drw.pdf |  |  | 3 4
19947_drw.pdf |  | 6 |  | 9
19947_drw.pdf |  | 7 |  | 10
19947_drw.pdf |  |  | SCALE 1.000
19947_drw.pdf |  | ES044, | ONAN GREEN
19947_drw.pdf |  | is | the CUMMINS
19947_drw.pdf | document authorized | the in writing | by CORPORATE OFFICE 1600 BUERKLE ROAD | AND UPFIT CENTER 875 LAWRENCE DRIVE
19947_drw.pdf | the of the | or need to | trade retain WHITE BEAR LAKE, MN WWW.CUMMINSNPOWER.COM | DEPERE, WISCONSIN
19947_drw.pdf | aNlPlowceorpiLeLsC |  | RH COM
19949_drw.pdf | ITEM
19949_drw.pdf | 1 | 3 | GUSSET, ENCLOSURE MOUNTING | 19889
19949_drw.pdf | 2 | 1 | BRACKET, ENCLOSURE MOUNTING, PCC2300 | 19950
19957_drw.pdf | 1 | 1 | LOAD BANK PART, REF DO NOT ORDER | 19957-03
19957_drw.pdf | 2 | 2 | REWORK,19957 SIDE MT, BRKT LOAD BANK TO RAD | 19958
19959_drw.pdf | ITEM
19959_drw.pdf | 1 | 1 | PLATE,0.25 THICK, SUPPORT ENG MT | 19960
19959_drw.pdf | 2 | 2 | PLATE,0.25 THICK, GUSSET ENG MT | 19961
19959_drw.pdf | 3 | 1 | PLATE,.25 THICK, BASE ENGINE MOUNT | 19962
19959_drw.pdf | 4 | 1 | FLAT,.25 X .63 X 3.75, STIFFENER | 19963
19959_drw.pdf |  |  | FLAT,.25 X .63 X 3.50, STIFFENER | 19964
19970_drw.pdf | 1 | 37 | WELDNUT, 1/4"-20 NC, _ | 14520
19970_drw.pdf | 2 | 1 | SHEET,SDE,BX,RT SIDE, UC274/HC4&5,SNGL BRKR | 19971
19970_drw.pdf |  |  | 2
19972_drw.pdf | 1 | 1 | PANEL,FRNT,CONDUIT BOX, HCI5 | 14343
19972_drw.pdf | 2 | 1 | MOUNT,PCC2100, - | 14788
19972_drw.pdf | 3 | 1 | PANEL,FLR,CONDUIT BOX, HCI5 C/D/E | 14793
19972_drw.pdf | 4 | 1 | LOUVER,CONDUIT BOX, UCI274/HCI4/HCI5 | 17310
19972_drw.pdf | 5 | 1 | PANEL,SIDE,CONDUIT BOX, UCI274/HCI4/HCI5 | 17315
19972_drw.pdf | 6 | 1 | PANEL,RIGHT SD,CND BX, UCI74/HCI4&5,320-1983 | 19973
19972_drw.pdf | 7 | 1 | PANEL,RR,CONDUIT BOX, UCI274/HCI4/HCI5 | A042A301
19972_drw.pdf | 8 | 1 | PANEL,TOP,CONDUIT BOX, UCI274,HCI4,HCI5 | 13694
19972_drw.pdf | 9 | 1 | PLATE,COVER, - | 17356
19972_drw.pdf | 10 | 2 | BRKT,CONDUIT BOX, - | 17393
19972_drw.pdf | 11 | 2 | BRKT,CONDUIT BOX, - | 17394
19972_drw.pdf | 12 | 1 | PLATE,COVER, - | 19761
19972_drw.pdf | 13 | A/R | PROFILE,UL RECOGNIZED SEALING | 14456
19973_drw.pdf | 1 | 29 | WELDNUT, 1/4"-20 NC, _ | 14520
19973_drw.pdf | 2 | 1 | SHEET,SDE,BX,RT SIDE, UC274/HC4&5,320-1983 | 19974
19978_drw.pdf | 1 | 2 | END CAP,TUBE,THREADED, - | 13814
19978_drw.pdf | 2 | 1 | CROSSMEMBER,ENGINE,FRONT, GTA38/50 | 13833
19978_drw.pdf | 3 | 1 | CHANNEL,FRAME, GTA38/50 | 13837
19978_drw.pdf | 4 | 4 | GUSSET,ENGINE CROSSMEMBER, GTA38/50 | 13842
19978_drw.pdf | 5 | 2 | TUBE,SQUARE,RADIATOR SUPPORT, GTA38/50 | 14105
19978_drw.pdf | 6 | 1 | CHANNEL,FRAME, GTA50 G3 LH | 14383
19978_drw.pdf | 7 | 1 | CHANNEL,FRAME, GTA50 G3 RH | 14384
19978_drw.pdf | 8 | 34 | WELDNUT, 1/4"-20 NC, _ | 14520
19978_drw.pdf | 9 | 4 | BRKT,LIFTING, GTA28/38/50 | 16505
19978_drw.pdf | 10 | 1 | CHANNEL,FRAME,REAR, GTA38/50 | 17405
19978_drw.pdf | 11 | 2 | FLAT,.25 X 2.25, 2.13#, CUT LENGTH 3 INCHES | 19977
19978_drw.pdf | 12 | 1 | SHEET,FLOOR,11GA,STL, GTA38,REAR PANEL | 21397
19978_drw.pdf | 13 | 1 | SHEET,FLOOR,11GA,STL, GTA50,FRONT PANEL | 21748
19978_drw.pdf | 14 | 1 | SHEET,FLOOR,11GA,STL, GTA50,3RD PANEL | 21750
19978_drw.pdf | 15 | 1 | SHEET,FLOOR,11GA,STL, GTA50,FRONT PANEL | 22557
19978_drw.pdf | 16 | 1 | MOUNT, RADIATOR, GTA50 | A042E420
19984_drw.pdf | 1 | 1 | HOSE,5/8" IDx25FT, CUT TO 38.00 INCHES LONG | A042F070
19984_drw.pdf | 2 | 1 | HOSE,PARKER, 5/8IN ID X 36.00IN LONG | 801-10
19984_drw.pdf | 3
19984_drw.pdf | 4
19984_drw.pdf | 5
19984_drw.pdf | 6
19984_drw.pdf | 7
19984_drw.pdf | 8 | 4 | CLAMP, WORM, .56-1.06 | 14990-10
19984_drw.pdf | 9 | 2 | CLAMP,CSHN, 1.13 ID | 16164-18
19984_drw.pdf |  |  | LABEL, - | 16563
19990_drw.pdf | 1 | 1 | HOSE,5/8" IDx25FT, CUT TO 15.00 INCHES LONG | A042F072
19990_drw.pdf | 2 | 1 | HOSE,PARKER, 5/8IN ID X 60.00IN LONG | 801-10
19990_drw.pdf | 3
19990_drw.pdf | 4
19990_drw.pdf | 5
19990_drw.pdf | 6
19990_drw.pdf | 14 | 1 | FTG,ST,ADAPTER 1.00-18 X 1/2 NPTF, _
19990_drw.pdf | 15 | 1 | VALVE, OIL DRAIN, 1/2-14 NPT WITH NIPPLE | A042D025
19991_drw.pdf | 1 | 1 | HOSE,5/8" IDx25FT, CUT TO 18.00 INCHES LONG | A042F070
19991_drw.pdf | 2 | 1 | HOSE,5/8" IDx25FT, CUT TO 18.00 INCHES LONG | A042F070
19991_drw.pdf | 3 | 1 | HOSE,PARKER, 5/8IN ID X 42.00IN LONG | 801-10
19991_drw.pdf | 4
19991_drw.pdf | 5
19991_drw.pdf | 6
19991_drw.pdf | 14
19991_drw.pdf | 15 | 1 | FTG,ST,ADAPTER 1.00-18 X 1/2 NPTF, _ | 123824
19992_drw.pdf | ITEM
19992_drw.pdf | 1 | 1 | HEATER,OIL PAN, 1" NPT, 300W, 120V | 3825417-C
19992_drw.pdf | 2 | 1 | CORD, OIL HEATER Y W/ TSTAT, 1/2" NPT, 120V, 100 - | 1203F825424
19992_drw.pdf | 3 | 1 | BUSHING, 1" NPT X 1/2" NPT, REDUCER | LTL-SRB112
20000103_drw.pdf | 1 | 1 | CROSSMEMBER, FRONT | 20000103A | 0
20000103_drw.pdf | 2 | 2 | PLATE, BRACE | 20000103B | 0
20000103_drw.pdf | 3 | 8 | PLATE, SPACER | 20000103C | 0
20000103_drw.pdf | 4 | 2 | BRACKET, GUIDE | 20000103D | 0
20000103_drw.pdf |  | NOTES:
20000104_drw.pdf | 1 | 1 | BASE RAIL, RIGHT | 20000104A | 0
20000104_drw.pdf | 2 | 3 | PLATE, BRACE | 20000104B | 0
20000104_drw.pdf | 3 | 1 | PLATE, BRACE | 20000104C | 0
20000106_drw.pdf | 1 | 1 | SPACER, CHANNEL | 20000106A | 0
20000106_drw.pdf | 2 | 1 | PLATE, TOP | 20000106B | 0
20000106_drw.pdf | 3 | 1 | CROSSMEMBER | 20000106C | 0
20000106_drw.pdf | 4 | 2 | PLATE, END | 20000106D | 0
20000108_drw.pdf | 1 | 1 | PANEL, TOP COVER | 20000108A | 1
20000108_drw.pdf | 2 | 2 | BRACKET, TOP COVER BRACE | 20000108B | 1
20000108_drw.pdf |  |  | 1/8" LETTERS, COUNTRY | STEEL STAMP
20000108_drw.pdf |  |  | PART NUMBER | OF ORIGIN
20000133_drw.pdf | 1 | 1 | PANEL, REAR | 20000133A | 0
20000133_drw.pdf | 2 | 1 | BRACKET, SUPPORT CHANNEL | 20000133B | 0
20000139_drw.pdf | 1 | 1 | PANEL, TOP, REAR | 20000139A | 0
20000139_drw.pdf | 2 | 1 | SUPPORT ANGLE | 20000139B | 0
20000139_drw.pdf | NOTES:
20000139_drw.pdf |  |  |  |  | ORIGIN,
20000139_drw.pdf |  |  |  | 17,012.
20000140_drw.pdf | 1 | 1 | GUARD-FAN | 20000140A | 0
20000140_drw.pdf | 2 | 1 | GRILL & RISE-RAIL, FAN GUARD | 20000140B | 0
20000140_drw.pdf | 3 | 4 | BRACKET-MOUNTING, FAN GUARD | 20000140C | 0
20000140_drw.pdf | 4 | 1 | BRACKET-CONNECTER, FAN GUARD | 20000140D | 0
20000140_drw.pdf | 5 | 1 | BRACKET WITH NUT-CONNECTER, FAN GUARD | 20000140E | 0
20000140_drw.pdf |  | REF. |  | DRAWING NO.
20000140_drw.pdf |  |  | MATERIAL
20000140_drw.pdf |  | REF. | Y14.5M, ISO R1101 ALL DIMENSIONS: INCH | STANDARDS: | [MILLIMETER]
20000140_drw.pdf |  | CUMMINS
20000140_drw.pdf |  | CUMMINS | NEW | CUMMINS
20000140_drw.pdf |  | DRAWNBYNAT
20000141_drw.pdf | 1 | 1 | TERMINAL, LED BOARD | 10001016 | 0
20000141_drw.pdf | 2 | 1 | PANEL, INSTRUMENT | 20000141A | 0
20000141_drw.pdf | 70036364
20000141_drw.pdf | ANSI | ISO
20000141_drw.pdf | POWER |  | NEW HUDSON, | PRODUCTS | MICHIGAN
20000141_drw.pdf | POWER |  |  | PRODUCTS
20000141_drw.pdf | 5/9/11
20000151_drw.pdf | 1 | 1 | SPACER, CHANNEL | 20000151A | 0
20000151_drw.pdf | 2 | 1 | PLATE, TOP | 20000151B | 0
20000151_drw.pdf | 3 | 1 | CROSS MEMBER | 20000151C | 0
20000151_drw.pdf | 4 | 2 | PLATE, END | 20000151D | 0
20000153_drw.pdf | 1 | 1 | PANEL, REAR | 20000153A | 2
20000153_drw.pdf | 2 | 1 | BRACKET, SUPPORT CHANNEL | 20000153B | 1
20000164_drw.pdf | 1 | 1 | CROSSMEMBER | 20000164A | 0
20000164_drw.pdf | 2 | 1 | CROSSMEMBER, BOTTOM | 20000164B | 0
20000164_drw.pdf | 3 | 2 | GUSSETT | 20000164C | 0
20000164_drw.pdf | 70036979
20000164_drw.pdf | ANSI | ISO | DIMENSIONS: INCH | ALL | [MILLIMETER]
20000164_drw.pdf | POWER |  | NEW HUDSON, | PRODUCTS | MICHIGAN
20000164_drw.pdf | POWER |  |  | PRODUCTS
20000174_drw.pdf | 1 | 1 | BRACKET, MOUNT, REAR | 20000174A | 1
20000174_drw.pdf | 2 | 1 | MOUNT, BASE | 20000174B | 0
20000174_drw.pdf | ANSI | ISO
20000174_drw.pdf | POWER |  | NEW HUDSON, | PRODUCTS | MICHIGAN
20000174_drw.pdf | POWER |  |  | PRODUCTS
20000174_drw.pdf | 9/19/11
20000175_drw.pdf | 1 | 1 | BRACKET, MOUNT, REAR | 20000175A | 0
20000175_drw.pdf | 2 | 1 | MOUNT, BASE | 20000175B | 0
20000175_drw.pdf | ANSI | ISO
20000175_drw.pdf | POWER |  | NEW HUDSON, | PRODUCTS | MICHIGAN
20000175_drw.pdf | POWER |  |  | PRODUCTS
20000175_drw.pdf | 9/19/11
20000183_drw.pdf | 1 | 1 | BRACKET, ENGINE MOUNT | 20000183A | 0
20000183_drw.pdf | 2 | 1 | PLATE, BASE | 20000183B | 0
20000183_drw.pdf | NOTES:
20000183_drw.pdf | 1.) |  | COUNTRY OF ORIGIN, | 1/8"
20000183_drw.pdf |  | STD. |  | 17,012.
20000183_drw.pdf | 2.) | DEBUR & | CORNERS. | BREAK ALL
20000183_drw.pdf |  | FINISH
20000184_drw.pdf | 1 | 2 | PLATE, BRACE | 20000184A | 0
20000184_drw.pdf | 2 | 1 | CROSS MEMBER | 20000184B | 0
20000184_drw.pdf | 3 | 1 | BRACKET, CROSS MEMBER | 20000184C | 0
20000195_drw.pdf | 1 | 3 | 1/8" NPT HALF COUPLE | 80001192 | 1
20000195_drw.pdf | 2 | 1 | TUBE, FORMED, RAD IN | 20000195A | 0
20000195_drw.pdf | DRAWING | NO.
20000195_drw.pdf |  | CMG |  |  | 30,003
20000195_drw.pdf | DRAWING |  |  | ANSI Y14.5M, ISO
20000195_drw.pdf | DRAWING | STANDARDS:
20000196_drw.pdf | 1 | 3 | 1/8" NPT HALF COUPLE | 80001192 | 1
20000196_drw.pdf | 2 | 1 | TUBE, FORMED, RAD OUT | 20000196A | 0
20000196_drw.pdf | NO.
20000196_drw.pdf |  | ANSI | ALL DIMENSIONS: | Y14.5M, ISO R1101
20000197_drw.pdf | 1 | 3 | 1/8" NPT HALF COUPLE | 80001192 | 1
20000197_drw.pdf | 2 | 1 | TUBE, FORMED, CAC, IN | 20000197A | 0
20000197_drw.pdf | NO.
20000197_drw.pdf | CMG
20000197_drw.pdf | STANDARDS: | ANSI |  | ISO R1101
20000197_drw.pdf | STANDARDS: |  |  |  | [MILLIMETER]
20000198_drw.pdf | 1 | 3 | 1/8" NPT HALF COUPLE | 80001192 | 1
20000198_drw.pdf | 2 | 1 | TUBE, FORMED, CAC OUT | 20000198A | 0
20000198_drw.pdf | NO. |  |  | MATERIAL
20000198_drw.pdf |  | ANSI | ALL DIMENSIONS: | Y14.5M, ISO R1101
20000201_drw.pdf | 1 | 3 | 1/8" NPT HALF COUPLE | 80001192 | 1
20000201_drw.pdf | 2 | 1 | TUBE, FORMED, 3" | 20000201A | 0
20000201_drw.pdf | REF. | NO.
20000201_drw.pdf | MODELED_BY |  | CPP |  | 12,002
20000201_drw.pdf | CUMMINS | CUMMINS | PRODUCTS | POWER
20000202_drw.pdf | 1 | 2 | 1/8" NPT HALF COUPLE | 80001192 | 2
20000202_drw.pdf | 2 | 1 | CONNECTION, TURBO | 20000202A | 0
20000202_drw.pdf | 3 | 1 | TUBE, FORMED, ELBOW | 20000202B | 1
20000202_drw.pdf |  |  | CPP STD 12,002
20000202_drw.pdf |  |  |  |  | [MILLIMETER]
20000202_drw.pdf | POWER | POWER | NEW HUDSON, | PRODUCTS | MICHIGAN
20000202_drw.pdf | POWER | POWER |  | PRODUCTS | MICHIGAN
20000213_drw.pdf | 1 | 1 | PANEL, DOOR | 20000213A | 0
20000213_drw.pdf | 2 | 2 | BRACKET, DOOR HOOK | 20000213B | 0
20000213_drw.pdf | 3 | 1 | BRACKET, SUPPORT | 20000213D | 0
20000214_drw.pdf | 1 | 2 | BRACKET, DOOR HOOK | 20000214A | 0
20000214_drw.pdf | 2 | 1 | BRACKET, SUPPORT | 20000214B | 0
20000214_drw.pdf | 3 | 1 | PANEL, DOOR | 20000214C | 0
20000214_drw.pdf |  |  | DETAIL A
20000214_drw.pdf |  |  | SCALE
20000215_drw.pdf | 1 | 2 | TUBE, SUPPORT | 20000215A | 0
20000215_drw.pdf | 2 | 1 | PANEL, CORNER, REAR LEFT | 20000215B | 0
20000215_drw.pdf |  |  | 14.75
20000217_drw.pdf | 1 | 1 | MOUNT, FRONT RIGHT | 20000217A | 0
20000217_drw.pdf | 2 | 1 | PLATE, GUSSET | 20000217B | 0
20000217_drw.pdf | 3 | 1 | PLATE, GUSSET | 20000217C | 0
20000217_drw.pdf | 4 | 4 | PLATE, SPACER | 20000217D | 0
20000217_drw.pdf | 70036724 |  | STD. 11,101
20000217_drw.pdf | ANSI | ISO | DIMENSIONS: INCH | R1101 ALL | [MILLIMETER]
20000219_drw.pdf | 1 | 1 | CROSSMEMBER, FRONT | 20000219A | 4
20000219_drw.pdf | 2 | 1 | PLATE, END | 20000219B | 2
20000219_drw.pdf | 3 | 1 | PLATE, BRACE | 20000219C | 3
20000219_drw.pdf | 4 | 8 | WELD NUT, 5/16-18 | 5-16-WELDNUT | 1
20000219_drw.pdf | ANSI | ISO | DIMENSIONS: INCH | R1101 ALL | [MILLIMETER]
20000219_drw.pdf |  |  |  | PRODUCTS
20000219_drw.pdf | POWER |  |  | PRODUCTS | MICHIGAN
20000220_drw.pdf | 1 | 1 | MOUNT, FRONT LEFT | 20000220A | 0
20000220_drw.pdf | 2 | 1 | PLATE, GUSSET | 20000220B | 0
20000220_drw.pdf | 3 | 1 | PLATE, GUSSET | 20000220C | 0
20000220_drw.pdf | 4 | 4 | PLATE, SPACER | 20000220D | 0
20000220_drw.pdf | 70036723 |  | STD. 11,101
20000220_drw.pdf | ANSI | ISO | DIMENSIONS: INCH | R1101 ALL | [MILLIMETER]
20000221_drw.pdf | 1 | 1 | MOUNT, UPRIGHT | 20000221A | 1
20000221_drw.pdf | 2 | 1 | PLATE, SUPPORT | 20000221B | 1
20000221_drw.pdf | 3 | 2 | PLATE, SIDE | 20000221C | 1
20000221_drw.pdf | NOTES:
20000221_drw.pdf | 1.) | STEEL | LETTERS COUNTRY OF | STAMP 1/8" | ORIGIN,
20000221_drw.pdf |  |  | REVISION LEVEL PER | AND
20000221_drw.pdf |  | DEBUR
20000223_drw.pdf | 1 | 12 | WELD NUT, 5/16-18 | 5-16-WELDNUT | 0
20000223_drw.pdf | 2 | 1 | PANEL, REAR | 20000223A | 0
20000223_drw.pdf | 3 | 1 | BRACKET, SUPPORT | 20000223C | 0
20000223_drw.pdf |  | NOTES:
20000223_drw.pdf |  |  |  |  | ORIGIN,
20000234_drw.pdf | 1 | 1 | BASERAIL | 20000234A | 0
20000234_drw.pdf | 2 | 4 | PLATE, MOUNTING | 20000234B | 0
20000234_drw.pdf | 3 | 1 | HOOK, LIFTING | 20000234C | 0
20000234_drw.pdf | 4 | 1 | LIFTING HOOK | 20000234D | 0
20000234_drw.pdf | ANSI | ISO | DIMENSIONS: INCH | R1101 | [MILLIMETER]
20000234_drw.pdf |  |  |  |  | [MILLIMETER]
20000235_drw.pdf | 1 | 1 | BASERAIL | 20000235A | 0
20000235_drw.pdf | 2 | 4 | PLATE, MOUNTING | 20000235B | 0
20000235_drw.pdf | 3 | 4 | SUPPORT, EXHAUST | 20000235D | 0
20000235_drw.pdf | 4 | 1 | LIFTING HOOK | 20000235E | 0
20000235_drw.pdf | ANSI | ISO | DIMENSIONS: INCH | R1101 | [MILLIMETER]
20000235_drw.pdf |  |  |  |  | [MILLIMETER]
20000237_drw.pdf | 1 | 1 | PANEL, TOP COVER | 20000237A | 0
20000237_drw.pdf | 2 | 2 | PLATE, BRACE | 20000237B | 0
20000237_drw.pdf | 70037062
20000237_drw.pdf | ANSI | ISO
20000237_drw.pdf | POWER |  | NEW HUDSON, | PRODUCTS | MICHIGAN
20000237_drw.pdf | POWER |  |  | PRODUCTS
20000237_drw.pdf | 7/5/12
20000238_drw.pdf | 1 | 8 | WELDNUT, 5/16-18 | 80001191 | 0
20000238_drw.pdf | 2 | 1 | GUARD | 20000238A | 0
20000238_drw.pdf | 3 | 2 | BRACE | 20000238B | 0
20000239_drw.pdf | 1 | 4 | WELDNUT, 5/16-18 | 80001191 | 0
20000239_drw.pdf | 2 | 1 | GUARD | 20000239A | 0
20000239_drw.pdf | 3 | 2 | BRACE | 20000239B | 0
20000239_drw.pdf | 4 | 1 | BRACE, MIDDLE | 20000239C | 0
20000240_drw.pdf | 1 | 1 | CROSSMEMBER, RADIATOR | 20000240A | 0
20000240_drw.pdf | 2 | 2 | PLATE, SPACER | 20000240B | 0
20000240_drw.pdf | 3 | 3 | TUBE, CROSSMEMBER | 20000240C | 0
20000240_drw.pdf | 4 | 1 | TUBE, BASERAIL, LEFT | 20000240D | 0
20000240_drw.pdf | 7 | 1 | BRACKET | 20000240G | 0
20000240_drw.pdf | 8 | 1 | GUSSET | 20000240H | 0
20000242_drw.pdf | 1 | 2 | WELDNUT, 3/8-16 | 80001190 | 0
20000242_drw.pdf | 2 | 1 | BRACKET, GUARD, RH | 20000242A | 2
20000243_drw.pdf | 1 | 2 | WELDNUT, 3/8-16 | 80001190 | 0
20000243_drw.pdf | 2 | 1 | BRACKET, GUARD, LH | 20000243A | 1
20000245_drw.pdf | 1 | 1 | CROSSMEMBER, FRONT | 20000245A | 0
20000245_drw.pdf | 2 | 2 | PLATE, END | 20000245B | 0
20000245_drw.pdf | 3 | 3 | PLATE, BRACE | 20000245C | 0
20000245_drw.pdf | PREVENTATIVE | PREVENTATIVE
20000245_drw.pdf | PREVENTATIVE | PREVENTATIVE
20000246_drw.pdf | 1 | 3 | 1/8" NPT HALF COUPLE | 80001192 | 2
20000246_drw.pdf | 2 | 1 | TUBE, WATER OUTLET | 20000246A | 0
20000247_drw.pdf | 1 | 3 | 1/8" NPT HALF COUPLE | 80001192 | 2
20000247_drw.pdf | 2 | 1 | 1/2" NPT HALF COUPLE | 80001291 | 0
20000247_drw.pdf | 3 | 1 | 1" NPT HALF COUPLE | 80001406 | 0
20000247_drw.pdf | 4 | 1 | TUBE, WATER INLET | 20000247A | 0
20000248_drw.pdf | 1 | 3 | 1/8" NPT HALF COUPLE | 80001192 | 2
20000248_drw.pdf | 2 | 1 | TUBE, FORMED CAC OUTLET | 20000248A | 0
20000249_drw.pdf | 1 | 3 | 1/8" NPT HALF COUPLE | 80001192 | 2
20000249_drw.pdf | 2 | 1 | TUBE, FORMED CAC INLET | 20000249A | 0
20000249_drw.pdf |  |  |  |  | ORIGIN,
20000249_drw.pdf | CPP | STD. |  | 17,012.
20000249_drw.pdf | DEBUR | STD. |  | 17,012.
20000250_drw.pdf | 1 | 1 | BRACKET, SUPPORT | 20000250A | 0
20000250_drw.pdf | 2 | 1 | CRADLE, DPF | 20000250B | 0
20000250_drw.pdf | 70036685 |  | CPP STD. 11,101 | MATERIAL
20000250_drw.pdf | ANSI | Y14.5M, ISO | DIMENSIONS: INCH | R1101 | [MILLIMETER]
20000250_drw.pdf |  |  |  | PRODUCTS
20000250_drw.pdf | POWER | POWER |  | PRODUCTS | MICHIGAN
20000250_drw.pdf | POWER | POWER |  | PRODUCTS
20000256_drw.pdf | 1 | 1 | MOUNT, ENGINE | 20000256A | 1
20000256_drw.pdf | 2 | 1 | PLATE, BASE | 20000256B | 1
20000262_drw.pdf | 1 | 1 | CONNECTION, TURBO | 20000262A | 0
20000262_drw.pdf | 2 | 1 | CONNECTION EXTENSION W/PORTS | 20000262B | 0
20000262_drw.pdf | ANSI | Y14.5M, ISO | DIMENSIONS: INCH | R1101 | [MILLIMETER]
20000262_drw.pdf |  | POWER | NEW HUDSON, | PRODUCTS | MICHIGAN
20000262_drw.pdf |  | POWER |  | PRODUCTS
20000267_drw.pdf | 1 | 3 | 1/8" NPT HALF COUPLE | 80001192 | 2
20000267_drw.pdf | 2 | 1 | TUBE, FORMED, CAC INLET | 20000267A | 0
20000267_drw.pdf | NOTES:
20000268_drw.pdf | 1 | 1 | TUBE, BELLOWS, 4.0" DIA, 8.0" LONG | 50001731 | 0
20000268_drw.pdf | 2 | 5 | 1/8" NPT HALF COUPLE | 80001192 | 2
20000268_drw.pdf | 3 | 1 | TUBE, FORMED, INLET | 20000268A | 0
20000268_drw.pdf |  |  | TUBE, BELLOWS, EXHAUST | 20000268C | 0
20000268_drw.pdf |  |  |  |  | 0
20000271_drw.pdf | 1 | 1 | PLATE, SUPPORT | 20000271A | 0
20000271_drw.pdf | 2 | 1 | PLATE, BASE | 20000271B | 0
20000271_drw.pdf | 3 | 1 | PLATE, FACE | 20000271C | 0
20000271_drw.pdf | 4 | 1 | PLATE, MIDDLE | 20000271D | 0
20000272_drw.pdf | 1 | 1 | PLATE, SUPPORT | 20000271A | 0
20000272_drw.pdf | 2 | 1 | PLATE, BASE | 20000271B | 0
20000272_drw.pdf | 3 | 1 | PLATE, FACE | 20000271C | 0
20000272_drw.pdf | 4 | 1 | PLATE, MIDDLE | 20000271D | 0
20000274_drw.pdf | 1 | 1 | PANEL, DOOR ASSY. | 20000274A | 0
20000274_drw.pdf | 2 | 1 | MOUNT PLATE | 20000274B | 0
20000274_drw.pdf | 3 | 1 | MOUNT PLATE | 20000274C | 0
20000279_drw.pdf | 1 | 1 | CROSSMEMBER | 20000279A | 0
20000279_drw.pdf | 2 | 2 | PLATE, END | 20000279B | 0
20000279_drw.pdf | 3 | 2 | PLATE, BRACE | 20000279C | 0
20000281_drw.pdf | 1 | 3 | 1/8" NPT HALF COUPLE | 80001192 | 2
20000281_drw.pdf | 2 | 1 | 3/4" NPT HALF COUPLE | 80001199 | 0
20000281_drw.pdf | 3 | 1 |  | 20000281A
20000281_drw.pdf | 50001573 | 50001573
20000281_drw.pdf | RFS
20000284_drw.pdf | 1 | 3 | 1/8" NPT HALF COUPLE | 80001192 | 2
20000284_drw.pdf | 2 | 1 | TUBE, FORMED, CAC INLET | 20000284A | 0
20000285_drw.pdf | 1 | 3 | 1/8" NPT HALF COUPLE | 80001192 | 2
20000285_drw.pdf | 2 | 1 | TUBE, FORMED AIR INTAKE | 20000285A | 0
20000285_drw.pdf | NO. |  | CPP STD. 12, 002 | MATERIAL
20000288_drw.pdf | 1 | 3 | 1/8" NPT HALF COUPLE | 80001192 | 2
20000288_drw.pdf | 2 | 1 | 3/4" NPT HALF COUPLE | 80001199 | 0
20000288_drw.pdf |  | 1 | 1/2" NPT HALF COUPLE | 80001291 | 0
20000288_drw.pdf | 4 | 1 | TUBE, FORMED, RAD OUT | 20000288A | 1
20000289_drw.pdf | 1 | 3 | 1/8" NPT HALF COUPLE | 80001192 | 2
20000289_drw.pdf | 2 | 1 | TUBE, FORMED, CAC IN | 20000289A | 0
20000290_drw.pdf | 1 | 1 | BRACKET, EXHAUST, MAIN | 20000290A | 0
20000290_drw.pdf | 2 | 1 | BRACKET, MOUNTING PAD | 20000290B | 0
20000290_drw.pdf | 3 | 1 | GUSSET, SUPPORT | 20000290C | 0
20000290_drw.pdf |  |  | MATERIAL CPP |  | 12,002
20000290_drw.pdf | REF. |  | R1101 ALL | ANSI Y14.5M,
20000290_drw.pdf | CUMMINS | CUMMINS |  | POWER
20000290_drw.pdf | CUMMINS | CUMMINS | PRODUCTS | POWER
20000299_drw.pdf | 1 | 8 | WELD NUT, 3 PROJ, 3/8-16 | 80001364 | 0
20000299_drw.pdf | 2 | 1 | PLATE, MOUNTING | 20000299A | 0
20000299_drw.pdf | REF. | NO. | MATERIAL CPP STD |  | 12,002
20000299_drw.pdf | MODELED_BY
20000299_drw.pdf | REF. |  | ISO R1101 ALL | ANSI Y14.5M,
20000299_drw.pdf | CUMMINS | CUMMINS
20000299_drw.pdf | CUMMINS | CUMMINS |  | POWER
20000299_drw.pdf | CUMMINS | CUMMINS |  | POWER
20000302_drw.pdf | 1 | 1 | BRACKET, MOUNTING | 20000302A | 0
20000302_drw.pdf | 2 | 2 | SUPPORT, BRACE | 20000302B | 0
20000302_drw.pdf | REF. | NO.
20000302_drw.pdf | MODELED_BY
20000302_drw.pdf | REF. |  | R1101 ALL | ANSI Y14.5M,
20000302_drw.pdf | CUMMINS | CUMMINS | PRODUCTS | POWER | NEW
20000302_drw.pdf | CUMMINS | CUMMINS | PRODUCTS | POWER
20000303_drw.pdf | 1 | 33 | WELD NUT, 3 PROJ, 3/8-16 | 80001364 | 0
20000303_drw.pdf | 2 | 1 | SHROUD | 20000303A | 2
20000303_drw.pdf | 3 | 2 |  | 20000303B
20000304_drw.pdf | 1 | 2 | TUBE, FORK LIFT POCKET 0 | 20000304A
20000304_drw.pdf | 2 | 4 | BRACKET, UPRIGHT ATTACH 0 | 20000304B
20000304_drw.pdf | 3 | 1 | PLATE, MAIN, STRUTURAL 0 | 20000304C
20000304_drw.pdf | 4 | 8 | GUSSET, BRACING 0 | 20000304D
20000304_drw.pdf | 5 | 3 | BRACKET, STRUCTURAL SUPPORT. 0 | 20000304E
20000304_drw.pdf | REF.
20000304_drw.pdf |  |  | MATERIAL CPP STD 12,002
20000304_drw.pdf | REF. |  | ISO R1101 ALL DIMENSIONS: INCH [MILLIMETER] | ANSI Y14.5M,
20000304_drw.pdf |  | CUMMINS
20000304_drw.pdf | CUMMINS | CUMMINS | NEW HUDSON, MICHIGAN | POWER
20000304_drw.pdf | CUMMINS | CUMMINS
20000304_drw.pdf | DRAWNBYNAT |  |  | 3/19/13
20000304_drw.pdf | CHK'D |  | DRAWINGNO. | DATE
20000304_drw.pdf | APP'D
20000305_drw.pdf | 1 | 1 | BRACKET, MAIN | 20000305A | 0
20000305_drw.pdf | 2 | 2 | BRACE, MOUNTING | 20000305B | 0
20000305_drw.pdf |  | NO.
20000305_drw.pdf | MODELED_BY
20000305_drw.pdf | REF. DRAWING | STANDARDS: | R1101 ALL | ANSI Y14.5M, ISO
20000305_drw.pdf | CUMMINS | CUMMINS | PRODUCTS | POWER | NEW
20000305_drw.pdf | CUMMINS | CUMMINS | PRODUCTS | POWER
20000306_drw.pdf | 1 | 2 | UPRIGHT, VERTICAL AJUST | 20000306A | 0
20000306_drw.pdf | 2 | 1 | BRACKET, ENGINE SUPPORT | 20000306B | 0
20000306_drw.pdf |  |  | MATERIAL CPP STD |  | 12,002
20000306_drw.pdf | REF. |  | R1101 | ANSI Y14.5M,
20000306_drw.pdf | CUMMINS | CUMMINS |  | POWER | NEW
20000306_drw.pdf | CUMMINS | CUMMINS |  | POWER
20000306_drw.pdf | DRAWNBYNAT |  |  | 3/19/13
20000308_drw.pdf | 1 | 3 | 1/8" NPT HALF COUPLE | 80001192 | 2
20000308_drw.pdf | 2 | 1 | NPT HALF COUPLE | 80001406 | 0
20000308_drw.pdf | 3 | 1
20000309_drw.pdf | 1 | 3 | 1/8" NPT HALF COUPLE | 80001192 | 2
20000309_drw.pdf | 2 | 1 | TUBE, FORMED CAC OUTLET | 20000309A | 1
20000309_drw.pdf | TO |  | TUBE, 16 GA | ALUMINIZED
20000309_drw.pdf | RADIUS | TO | DIAMETER | EQUAL TUBE
20000309_drw.pdf | RADIUS
20000310_drw.pdf | 1 | 3 | 1/8" NPT HALF COUPLE | 80001192 | 2
20000310_drw.pdf | 2 | 1 | TUBE, FORMED CAC INLET | 20000310A | 1
20000312_drw.pdf | 1 | 3 | 1/8" NPT HALF COUPLE | 80001192 | 2
20000312_drw.pdf | 2 | 1 | TUBE, FORMED AIR INTAKE | 20000312A | 0
20000312_drw.pdf | NO. |  | CPP STD. 12, 002 | MATERIAL
20000313_drw.pdf | 1 | 2 | UPRIGHT, VERTICAL AJUST | 20000313A | 0
20000313_drw.pdf | 2 | 1 | BRACKET, ENGINE SUPPORT | 20000313B | 0
20000313_drw.pdf |  |  | MATERIAL CPP STD |  | 12,002
20000313_drw.pdf | REF. |  | R1101 | ANSI Y14.5M,
20000313_drw.pdf | CUMMINS | CUMMINS |  | POWER | NEW
20000313_drw.pdf | CUMMINS | CUMMINS |  | POWER
20000313_drw.pdf | DRAWNBYNAT |  |  | 3/19/13
20000315_drw.pdf | 1 | 2 | UPRIGHT, VERTICAL AJUST | 20000315A | 0
20000315_drw.pdf | 2 | 1 | BRACKET, ENGINE SUPPORT | 20000315B | 0
20000315_drw.pdf |  |  | MATERIAL CPP STD |  | 12,002
20000315_drw.pdf | REF. |  | R1101 | ANSI Y14.5M,
20000315_drw.pdf | CUMMINS | CUMMINS |  | POWER | NEW
20000315_drw.pdf | CUMMINS | CUMMINS |  | POWER
20000315_drw.pdf | DRAWNBYJSK |  |  | 4/24/13
20000322_baserail_drw.pdf | 1 | 6 | WELD NUT, 3 PROJ, 3/8-16 | 80001364 | 0
20000322_baserail_drw.pdf | 2 | 2 | BASE RAIL | 20000322A | 0
20000322_baserail_drw.pdf | 3 | 4 |  | 20000322B
20000322_baserail_drw.pdf |  |  | BRACE |  | 0
20000322_baserail_drw.pdf | 6 | 1 | CROSSMEMBER, REAR | 20000322E | 0
20000322_baserail_drw.pdf | 7 | 2 | PLATE, BRACE | 20000322F | 0
20000322_baserail_drw.pdf | 8 | 2 | HOOK, LIFTING, BENT | 20000322G | 0
20000322_baserail_drw.pdf | 9 | 2 |  | 20000322H
20000322_baserail_drw.pdf |  |  |  | 20000322J
20000328_drw.pdf | 1 | 1 | BASE RAIL | 20000328A | 1
20000328_drw.pdf | 2 | 1 | PLATE, END | 20000328B | 0
20000328_drw.pdf | 3 | 1 | PLATE, END | 20000328C | 0
20000332_baserail_drw.pdf |  |  |  | 20000332_BASEBRAASIEL_RAAIL
20000332_baserail_drw.pdf | 1 | 2 |  | 20000332_BASEBRAASIEL_RAAIL | 0
20000332_baserail_drw.pdf | 2 | 4 |  | 20000332_BASEHROAOIKL,_BLIFTING | 0
20000332_baserail_drw.pdf | 3 | 1 |  | 20000332_BASECRRAOISLS_MCEMBER,
20000332_baserail_drw.pdf |  |  | REAR | 20000332_BASECRRAOISLS_MEEMBER, | 0
20000332_baserail_drw.pdf | 6 | 2 | BRACE | 20000332_BASEPRLAAITLE_,F | 0
20000332_baserail_drw.pdf | 7 | 2 | BENT | 20000332_BASEHROAOIKL,_GLIFTING, | 0
20000332_baserail_drw.pdf | 8 | 2 | RAD | 20000332_BASEBRAASIEL_RHAIL, | 0
20000332_baserail_drw.pdf | 9 | 1 |  | 20000332_BASECRRAOISLS_MJEMBER,
20000332_baserail_drw.pdf |  |  |  | 20000332_BASESRUAPIPLO_RKT,
20000335_drw.pdf | 1 | 4 | WELD NUT, 3 PROJ, 3/8-16 | 80001364 | 0
20000335_drw.pdf | 2 | 1 | PANEL, TOP COVER | 20000335A | 0
20000335_drw.pdf | 3 | 1 |  | 20000335B
20000335_drw.pdf |  |  | CPP STD 12,002 | MATERIAL
20000335_drw.pdf | DRC
20000335_drw.pdf | STANDARDS: | ANSI | ALL DIMENSIONS: INCH | Y14.5M, ISO R1101 | [MILLIMETER]
20000336_drw.pdf | 1 | 3 | 1/8" NPT HALF COUPLE | 80001192 | 2
20000336_drw.pdf | 2 | 1 | TUBE, FORMED, CAC IN | 20000336A | 0
20000340_drw.pdf | 1 | 3 | 1/8" NPT HALF COUPLE | 80001192 | 2
20000340_drw.pdf | 2 | 1 | TUBE, AIR INTAKE | 20000340A | 0
20000340_drw.pdf | NOTES:
20000340_drw.pdf |  |  | LEVEL PER | AND
20000340_drw.pdf | CPP | STD. |  | 17,012.
20000340_drw.pdf | 2.) | & | CORNERS. | BREAK ALL
20000346_drw.pdf | 1 | 1 | PLATE, BRACE | 70030192 | 2
20000346_drw.pdf | 2 | 1 | PANEL, TOP COVER | 20000346A | 0
20000347_drw.pdf | 1 | 3 | 1/8" NPT HALF COUPLE | 80001192 | 2
20000347_drw.pdf | 2 | 1 | TUBE, FORMED AIR INTAKE | 20000347A | 0
20000350_drw.pdf | 1 | 1 | PLATE, ENGINE MNT. | 20000350A | 0
20000350_drw.pdf | 2 | 1 | PLATE, MOUNT | 20000350B | 1
20000352_drw.pdf | 1 | 2 | WELD NUT, 3 PROJ, M8 | 80001441 | 0
20000352_drw.pdf | 2 | 1 | PANEL, CORNER | 20000352A | 0
20000352_drw.pdf | ANSI | ISO
20000352_drw.pdf | POWER |  | NEW HUDSON, | PRODUCTS | MICHIGAN
20000352_drw.pdf | POWER |  |  | PRODUCTS
20000352_drw.pdf | 10/10/13
20000353_drw.pdf | 1 | 6 | WELD NUT, 3 PROJ, M8 | 80001441 | 0
20000353_drw.pdf | 2 | 1 | PANEL, CORNER | 20000353A | 0
20000353_drw.pdf | 70011240
20000353_drw.pdf | ANSI | ISO
20000353_drw.pdf | POWER |  | NEW HUDSON, | PRODUCTS | MICHIGAN
20000353_drw.pdf | POWER |  |  | PRODUCTS
20000353_drw.pdf | 10/10/13
20000354_drw.pdf | 1 | 2 | WELD NUT, 3 PROJ, M8 | 80001441 | 0
20000354_drw.pdf | 2 | 1 | PANEL, CORNER | 20000354A | 0
20000354_drw.pdf | ANSI | ISO
20000354_drw.pdf | POWER |  | NEW HUDSON, | PRODUCTS | MICHIGAN
20000354_drw.pdf | POWER |  |  | PRODUCTS
20000354_drw.pdf | 10/11/13
20000355_drw.pdf | 1 | 2 | WELD NUT, 3 PROJ, M8 | 80001441 | 0
20000355_drw.pdf | 2 | 1 | PANEL, CORNER | 20000355A | 0
20000355_drw.pdf | ANSI | ISO
20000355_drw.pdf | POWER |  | NEW HUDSON, | PRODUCTS | MICHIGAN
20000355_drw.pdf | POWER |  |  | PRODUCTS
20000355_drw.pdf | 10/14/13
20000368_drw.pdf | 1 | 1 | TUBE, EXHAUST, DOC END | 20000368A | 0
20000368_drw.pdf | 2 | 1 | TUBE, EXHAUST, TURBO END | 20000368B | 0
20000368_drw.pdf | 3 | 1 |  | 20000368C
20000379_drw.pdf | 1 | 1 | BASERAIL | 20000379A | 1
20000379_drw.pdf | 2 | 4 | PLATE, MOUNTING | 20000379B | 1
20000379_drw.pdf | 3 | 2 | SUPPORT, EXHAUST | 20000379D | 1
20000379_drw.pdf | 4 | 1 | LIFTING HOOK | 20000379E | 1
20000379_drw.pdf | 70037943
20000380_drw.pdf | 1 | 1 | BASERAIL | 20000380A | 1
20000380_drw.pdf | 2 | 4 | PLATE, MOUNTING | 20000380B | 1
20000380_drw.pdf | 3 | 1 | LIFTING HOOK | 20000380D | 1
20000380_drw.pdf | 4 | 1 | GUSSET, LIFTING | 20000380E | 1
20000380_drw.pdf | 70037944
20000381_drw.pdf | 1 | 1 | BRACKET, MOUNTING | 20000381A | 1
20000381_drw.pdf | 2 | 2 | PLATE, GUSSET | 20000381B | 1
20000381_drw.pdf | 3 | 2 | PLATE, GUSSET | 20000381C | 1
20000383_drw.pdf | 1 | 1 | TUBE, ENGINE SIDE | 20000383A | 1
20000383_drw.pdf | 2 | 1 | BELLOWS | 20000383B | 0
20000383_drw.pdf | 3 | 1 | TUBE, TURBO SIDE | 20000383C | 1
20000383_drw.pdf |  |  | MATERIAL | REF. DRAWING NO. | STD
20000388_drw.pdf | 1 | 1 | CHANNEL, RAIL | 20000388A | 0
20000388_drw.pdf | 2 | 2 | GUSSET | 20000388B | 0
20000389_drw.pdf | 1 | 8 | WELD NUT, 3 PROJ, 5/16-18 SHORT PILOT | 80001363 | 0
20000389_drw.pdf | 2 | 1 | PANEL | 20000389A | 0
20000397_drw.pdf |  | QTY. |  |  | REV.
20000397_drw.pdf | 1 | 1 | BASE RAIL | 20000397A | 0
20000397_drw.pdf | 2 | 3 | PLATE | 20000397B | 0
20000397_drw.pdf | 3 | 3 | BRACE, JACK SCREW | 20000397C | 0
20000397_drw.pdf |  |  | MAIN BRACKET | 20000397D | 0
20000397_drw.pdf | 6
20000397_drw.pdf | 7 | 1 | PLATE, SUPPORT | 20000397H | 0
20000397_drw.pdf | 8 | 1 | PLATE, SUPPORT TOP | 20000397J | 0
20000397_drw.pdf | 9 | 1 | PLATE, SUPPORT SIDE | 20000397K | 0
20000397_drw.pdf |  |  |  | 20000397L
20000400_drw.pdf | 1 | 1 | MAIN BRACKET | 20000400A | 0
20000400_drw.pdf | 2 | 2 | HORIZONTAL BRACE | 20000400C | 0
20000400_drw.pdf | 3 | 2 | VERTICAL BRACE | 20000400F | 0
20000400_drw.pdf | REF. | NO.
20000400_drw.pdf |  |  | MATERIAL CPP |  | 12,002
20000400_drw.pdf | REF. |  | R1101 ALL | ANSI Y14.5M,
20000400_drw.pdf | CUMMINS | CUMMINS | PRODUCTS | POWER
20000401_drw.pdf | 1 | 1 | BASE | 20000401A | 0
20000401_drw.pdf | 2 | 1 | ECM CUTOUT | 20000401B | 0
20000403_drw.pdf | 1 | 6 | WELD NUT, 3 PROJ, 3/8-16 SHORT PILOT | 80001364 | 0
20000403_drw.pdf | 2 | 1 | BASE, MOUNTING | 20000403A | 1
20000403_drw.pdf | 3 | 4 | PLATE, MOUNTING | 20000403B | 0
20000403_drw.pdf | 4 | 4 | SPACER | 20000403C | 0
20000403_drw.pdf | REF. | DRAWING |  | NO.
20000403_drw.pdf |  |  | MATERIAL CPP STD 12,002
20000403_drw.pdf | REF. | DRAWING | ISO R1101 ALL DIMENSIONS: INCH | STANDARDS: ANSI Y14.5M, | [MILLIMETER]
20000403_drw.pdf |  | CUMMINS | NEW HUDSON, |  | MICHIGAN
20000403_drw.pdf |  | CUMMINS
20000409_drw.pdf | 1 | 6 | WELD NUT, 3 PROJ, 3/8-16 SHORT PILOT | 80001364 | 0
20000409_drw.pdf | 2 | 1 | BASE, MOUNTING | 20000409A | 0
20000409_drw.pdf | 3 | 4 | PLATE, MOUNTING | 20000409B | 0
20000409_drw.pdf | 4 | 4 | SPACER | 20000409C | 0
20000409_drw.pdf | REF. | DRAWING |  | NO.
20000409_drw.pdf |  |  | MATERIAL CPP STD 12,002
20000409_drw.pdf | REF. | DRAWING | ISO R1101 ALL DIMENSIONS: INCH | STANDARDS: ANSI Y14.5M, | [MILLIMETER]
20000409_drw.pdf |  | CUMMINS | NEW HUDSON, |  | MICHIGAN
20000409_drw.pdf |  | CUMMINS
20000411_drw.pdf | 1 | 1 | BASE RAIL, LEFT | 20000411A | 0
20000411_drw.pdf | 2 | 3 | FLAT BAR | 20000411B | 0
20000411_drw.pdf | 3 | 1 | FLAT BAR | 20000411C | 0
20000411_drw.pdf | 4 | 1 | SUPPORT, BASE RAIL | 20000411D | 0
20000412_drw.pdf | 1 | 1 | BASE RAIL, RIGHT | 20000412A | 0
20000412_drw.pdf | 2 | 3 | FLAT BAR | 20000412B | 0
20000412_drw.pdf | 3 | 1 | FLAT BAR | 20000412C | 0
20000412_drw.pdf | 4 | 1 | SUPPORT, BASE RAIL | 20000412D | 0
20000412_drw.pdf | 70037624
20000412_drw.pdf | ANSI | ISO | DIMENSIONS: INCH |  | [MILLIMETER]
20000412_drw.pdf |  |  |  |  | [MILLIMETER]
20000413_drw.pdf | 1 | 1 | PANEL, ENCLOSURE | 20000413A | 0
20000413_drw.pdf | 2 | 3 | STIFFENER | 20000413B | 0
20000413_drw.pdf |  | 70038291 | CPP STD. | MATERIAL
20000413_drw.pdf |  | ASME | ALL DIMENSIONS: | Y14.5M, ISO R1101
20000413_drw.pdf | CUMMINS
20000413_drw.pdf | CUMMINS |  |  |  | HUDSON,
20000415_drw.pdf | 1 | 4 | WELD NUT, 3 PROJ, 3/8-16 SHORT PILOT | 80001364 | 0
20000415_drw.pdf | 2 | 1 | CROSS MEMBER ASSY., FRONT | 20000415A | 0
20000415_drw.pdf | 3 | 2 | PLATE, END | 20000415B | 0
20000415_drw.pdf | 4 | 1 | SPACER, CHANNEL | 20000415C | 0
20000415_drw.pdf | 5 | 2 | PLATE, BRACE | 20000415D | 0
20000415_drw.pdf | 6 | 1 | PLATE, TOP | 20000415E | 0
20000417_drw.pdf | 1 | 6 | 1/8" NPT HALF COUPLE | 80001192 | 2
20000417_drw.pdf | 2 | 1 | TEST TUBE, FORMED, CAC | 20000417A
20000417_drw.pdf |  |  | CPP STD 12,002 | MATERIAL
20000417_drw.pdf | HLP
20000417_drw.pdf | STANDARDS: | ANSI | ALL DIMENSIONS: INCH | ISO R1101 | [MILLIMETER]
20000418_drw.pdf | 1 | 6 | 1/8" NPT HALF COUPLE | 80001192 | 2
20000418_drw.pdf | 2 | 1 | TEST TUBE, FORMED, CAC | 20000418A | O0UT
20000418_drw.pdf |  |  | CPP STD 12,002 | MATERIAL
20000418_drw.pdf | ANSI | Y14.5M, | ALL DIMENSIONS: INCH | R1101 | [MILLIMETER]
20000418_drw.pdf |  | POWER |  | PRODUCTS
20000418_drw.pdf |  | POWER |  | PRODUCTS | MICHIGAN
20000419_drw.pdf | 1 | 6 | 1/8" NPT HALF COUPLE | 80001192 | 2
20000419_drw.pdf | 2 | 1 | 1/4" NPT HALF COUPLE | 80001343 | 0
20000419_drw.pdf | 3 | 1 | TEST TUBE, JW INLET | 20000419A | 0
20000419_drw.pdf |  |  | CPP STD. 12,002 | MATERIAL
20000419_drw.pdf | ANSI | Y14.5M, | ALL DIMENSIONS: INCH | ISO R1101 | [MILLIMETER]
20000419_drw.pdf |  | POWER
20000419_drw.pdf |  | POWER |  | PRODUCTS | MICHIGAN
20000420_drw.pdf | 1 | 6 | 1/8" NPT HALF COUPLE | 80001192 | 2
20000420_drw.pdf | 2 | 1 | TEST TUBE, JW OUTLET | 20000420A | 0
20000420_drw.pdf |  |  | CPP STD 12.002 | MATERIAL
20000420_drw.pdf | HLP
20000420_drw.pdf |  | Y14.5M, | ALL DIMENSIONS: INCH | ISO R1101 | [MILLIMETER]
20000420_drw.pdf |  | POWER
20000420_drw.pdf |  | POWER |  | PRODUCTS
20000422_drw.pdf | 1 | 2 | 2 X 10 X 84 | 20000422A | 0
20000422_drw.pdf | 2 | 7 | 2 X 6 X 44 | 20000422B | 0
20000422_drw.pdf | 3 | 3 | 4 X 4 X 84 | 20000422C | 0
20000422_drw.pdf | 4 | 2 | 2 X 6 X 84 | 20000422E | 0
20000427_drw.pdf | 1 | 2 | WELD NUT, 3 PROJ, 5/16-18 SHORT PILOT | 80001363 | 0
20000427_drw.pdf | 2 | 6 | WELD NUT, 3 PROJ, 3/8-16 SHORT PILOT | 80001364 | 0
20000427_drw.pdf | 3 | 2 | SUPPORT, BASERAIL | 20000427A | 0
20000427_drw.pdf |  |  |  |  | 0
20000427_drw.pdf |  |  |  | 20000427S
20000435_drw.pdf | 1 | 2 | WELD NUT, 3 PROJ, 3/8-16 SHORT PILOT | 80001364 | 0
20000435_drw.pdf | 2 | 1 | STRUT, COOLING PACKAGE, LH | 20000435A | 0
20000435_drw.pdf |  |  |  |  | ORIGIN,
20000435_drw.pdf |  |  | AND REVISION LEVEL PER
20000435_drw.pdf |  |  | NO. MATERIAL CPP STD 12,002 | REF.
20000435_drw.pdf |  |  | DATE | DRAWN BY
20000435_drw.pdf |  |  |  |  | [MILLIMETER]
20000438_drw.pdf |  | QTY.
20000438_drw.pdf | 1 | 3 | WELD NUT, 3 PROJ, 3/8-16 SHORT PILOT | 80001364 | 0
20000438_drw.pdf | 2 | 1 | GUARD, FAN LH | 20000438A | 0
20000439_drw.pdf |  | QTY.
20000439_drw.pdf | 1 | 5 | WELD NUT, 3 PROJ, 3/8-16 SHORT PILOT | 80001364 | 0
20000439_drw.pdf | 2 | 1 | SHROUD, FAN LH | 20000439A | 0
20000440_drw.pdf | 1 | 1 | PANEL, TOP COVER | 20000440A | 0
20000440_drw.pdf | 2 | 2 | PLATE, BRACE | 20000440B | 0
20000440_drw.pdf | REF. | NO. |  | 70037062
20000440_drw.pdf | DRAWN BY | LAR DATE | CPP STD 12,002 | MATERIAL 2/9/16
20000440_drw.pdf | REF. | DRAWING | ALL DIMENSIONS: INCH | ASME Y14.5M | [MILLIMETER]
20000440_drw.pdf | CUMMINS | CUMMINS |  |  | MICHIGAN
20000441_drw.pdf | 1 | 4 | WELD NUT, 3 PROJ, 5/16-18 SHORT PILOT | 80001363 | 0
20000441_drw.pdf | 2 | 1 | PANEL, CORNER REAR RIGHT | 20000441A | 0
20000441_drw.pdf |  |  | MATERIAL CPP STD 12,002 DATE 2/9/16 | DRAWN BY
20000441_drw.pdf |  |  | STANDARDS: ASME Y14.5M ALL DIMENSIONS: | REF.
20000441_drw.pdf | DO | SCALE |  | DRAWING
20000441_drw.pdf |  |  | PANEL, CORNER REAR RIGHT
20000441_drw.pdf |  | ADNIDSCPLROOSPERDIETTOAROYTHAENRDS
20000444_drw.pdf | 1 | 2 | ISOLATOR WING | 20000444A | 0
20000444_drw.pdf | 2 | 1 | HANGER PLATE | 20000444B | 0
20000445_drw.pdf | 1 | 1 | PANEL, DOOR | 20000445A | 0
20000445_drw.pdf | 2 | 1 | REINFORCEMENT A, PANEL | 20000445B | 0
20000445_drw.pdf | 3 | 1 | REINFORCEMENT B, PANEL | 20000445C | 0
20000445_drw.pdf | REF. | DRAWING NO.
20000445_drw.pdf | DRAWN BY | SRH DATE |  | 3/4/16
20000445_drw.pdf | REF. | DRAWING | ALL DIMENSIONS: INCH | ASME Y14.5M
20000445_drw.pdf |  | CUMMINS | NEW HUDSON, |  | MICHIGAN
20000445_drw.pdf |  |  | SHEET ASSEMBLY, RH, ALUMINUM DRAWING NO. | PART DOOR | 1 OF 1
20000446_drw.pdf | 1 | 1 | PANEL, DOOR | 20000446A | 0
20000446_drw.pdf | 2 | 2 | REINFORCEMENT, PANEL | 20000446B | 0
20000446_drw.pdf | DRAWN | SRH DATE | CPP STD 12,002 | MATERIAL 3/4/16
20000446_drw.pdf | REF. | DRAWING | ALL DIMENSIONS: INCH | STANDARDS: ASME Y14.5M | [MILLIMETER]
20000446_drw.pdf |  | CUMMINS | NEW HUDSON, |  | MICHIGAN
20000446_drw.pdf |  |  | NAME/APPLICATION SHEET | PART | 1 OF 1
20000446_drw.pdf |  |  | DRAWING
20000446_drw.pdf |  |  |  |  | 20000446
20000456_drw.pdf | 1 | 4 | WELD NUT, 3 PROJ, 3/8-16 SHORT PILOT | 80001364 | 0
20000456_drw.pdf | 2 | 1 | MOUNT | 20000456A | 1
20000456_drw.pdf | 3 | 2 | SPACER | 20000456B | 0
20000456_drw.pdf |  |  | NO. 70038415 | REF. DRAWING
20000456_drw.pdf |  |  | DATE 05/05/16 | DRAWNBY AJW
20000456_drw.pdf |  |  | STANDARDS: ASME Y14.5M ALL DIMENSIONS: INCH | REF. DRAWING | [MILLIMETER]
20000456_drw.pdf |  |  | NEW HUDSON, |  | MICHIGAN
20000456_drw.pdf |  | TMHAITSIODNRASWHIONWGN/DTAHTEAREFOINL)EI(SANCDONTFHIEDEINNTFIOARL- | PART NAME/APPLICATION SHEET |  | 1 OF 1
20000456_drw.pdf |  |  | MOUNT, DEF TANK DRAWING
20000456_drw.pdf | MCAOCNHSIENNET | ROEFADCAUBMLMEINFSILPEOSWEWRITPHROOUDTUCWTRSI.TTEN | PROJECTION SIZE SCALE: 0.375 | THIRD ANGLE | 20000456
20000461_drw.pdf |  | QTY.
20000461_drw.pdf | 1 | 3 | WELD NUT, 3 PROJ, 1/4-20 SHORT PILOT | 80001361 | 0
20000461_drw.pdf | 2 | 6 | WELD NUT, 3 PROJ, 3/8-16 SHORT PILOT | 80001364 | 0
20000461_drw.pdf |  |  | SHROUD, FAN RH |  | 0
20000461_drw.pdf |  | NOTES:
20000461_drw.pdf |  | 3.) | PER CPP STD. 18,008. | TO BE
20000461_drw.pdf |  | 4.) | CONCENTRIC WITH HOLES AND FREE FROM | NUTS TO | PAINT.
20000461_drw.pdf |  |  | MATERIAL CPP STD 12, DATE | DRAWNBY
20000461_drw.pdf |  |  | STANDARDS: ASME Y14.5M ALL DIMENSIONS: | REF.
20000462_drw.pdf | 1 | 1 | MOUNT, ENGINE | 20000462A | 1
20000462_drw.pdf | 2 | 1 | PLATE, BASE | 20000462B | 1
20000462_drw.pdf | 3 | 1 | SPACER | 20000462C | 1
20000462_drw.pdf | REF. | DRAWING |  | NO.
20000462_drw.pdf | DRAWN | BY LAR DATE |  | 2/9/16
20000462_drw.pdf |  | DRAWING | ALL DIMENSIONS: INCH | ASME
20000462_drw.pdf | DRAWING | CUMMINS | NEW
20000462_drw.pdf |  |  | MOUNT, ENGINE REAR DRAWING | PART | NO.
20000463_drw.pdf | 1 | 1 | CROSS MEMBER | 20000463A | 0
20000463_drw.pdf | 2 | 2 | PLATE, END | 20000463B | 0
20000463_drw.pdf | 3 | 2 | PLATE, BRACE | 20000463C | 0
20000465_drw.pdf | 1 | 3 | PLATE, BRACE | 70033182 | 0
20000465_drw.pdf | 2 | 1 | PLATE, BRACE | 70033183 | 0
20000465_drw.pdf | 3 | 1 | BASE RAIL, LEFT | 20000465A | 0
20000467_drw.pdf | 1 | 1 | WELD NUT, 3 PROJ, 3/8-16 SHORT PILOT | 80001364 | 0
20000467_drw.pdf | 2 | 1 | PANEL, GUARD | 20000467A | 0
20000467_drw.pdf |  |  | MATERIAL CPP STD. 12,002 DATE 2/9/17 | DRAWN BY
20000467_drw.pdf |  |  | STANDARDS: ASME Y14.5M ALL DIMENSIONS: INCH | REF. | [MILLIMETER]
20000467_drw.pdf |  |  | NEW HUDSON, |  | MICHIGAN
20000467_drw.pdf | DO | SCALE |  | DRAWING
20000467_drw.pdf |  |  | GUARD, TOP, LH DRAWING | SOHRALRLEPNROOTDUBCEEDUSBEYD,
20000467_drw.pdf | ANY MEANS MCAOCNHSIENNET | IN HARD COPY ROEFADCAUBMLMEINFSILPEOSWEWRITPHROOUDTUCWTRSI.TTEN | PROJECTION SIZE SCALE: 0.125 | FORM OR IN THIRD ANGLE | 20000467
20000468_drw.pdf | 1 | 1 | PANEL | 20000468A | 0
20000468_drw.pdf | 2 | 1 | TAB, MOUNTING | 20000468B | 0
20000468_drw.pdf | 3 | 1 | PANEL, GUARD | 20000468C | 0
20000469_drw.pdf | 1 | 3 | WELD NUT, 3 PROJ, 3/8-16 SHORT PILOT | 80001364 | 0
20000469_drw.pdf | 2 | 1 | PANEL, GUARD | 20000469A | 0
20000469_drw.pdf |  |  | REF. DRAWING NO.
20000469_drw.pdf |  |  | DRAWN BY TL DATE 2/9/17
20000469_drw.pdf |  |  | REF. DRAWING STANDARDS: ASME Y14.5M ALL |  | DIMENSIONS:
20000469_drw.pdf |  |  |  |  | NEW
20000469_drw.pdf | .X = | .05 | PART NAME/APPLICATION
20000471_drw.pdf | 1 | 6 | WELD NUT, 3 PROJ, 1/2-13 SHORT PILOT | 80001368 | 0
20000471_drw.pdf | 2 | 1 | WELD NUT, 3 PROJ, 1/4-20 LONG PILOT | 80001371 | 0
20000471_drw.pdf | 3 | 8 | WELD NUT, 3 PROJ, 5/8-11 LONG PILOT | 80001379 | 0
20000471_drw.pdf | 4 | 1 | BASERAIL, LEFT | 20000471A | 0
20000471_drw.pdf | 5 | 1 | GUARD, OIL PAN | 20000471B | 0
20000471_drw.pdf | 6 | 1 | BASERAIL, RIGHT | 20000471C | 0
20000471_drw.pdf | 7 | 1 | SUPPORT, RADIATOR | 20000471D | 0
20000471_drw.pdf | 8 | 1 | CROSS MEMBER, FRONT | 20000471E | 0
20000471_drw.pdf | 9 | 1 | CROSS MEMBER, REAR | 20000471F | 0
20000471_drw.pdf | 10 | 1 | BRACE, REAR CROSS MEMBER | 20000471G | 0
20000471_drw.pdf | 11 | 2 | SPACER, RADIATOR SUPPORT | 20000471K | 0
20000471_drw.pdf | 12 | 1 | LIFTING HOOK, FRONT | 20000471L | 0
20000471_drw.pdf | 13 | 1 | LIFTING HOOK, FRONT | 20000471M | 0
20000475_drw.pdf | 1 | 8 | WELD NUT, 3 PROJ, 5/16-18 SHORT PILOT | 80001363 | 0
20000475_drw.pdf | 2 | 16 | WELD NUT, 3 PROJ, 3/8-16 SHORT PILOT | 80001364 | 0
20000475_drw.pdf | 3 | 1 | TOP PANEL | 20000475A | 0
20000475_drw.pdf | 4 | 2 | BRACE | 20000475B | 0
20000475_drw.pdf | 5 | 4 | SUPPORT TAB | 20000475C | 0
20000475_drw.pdf |  |  | DRAWING NO. 70038951 | REF.
20000475_drw.pdf |  |  | MATERIAL NAT DATE 4/5/17 | DRAWN BY
20000475_drw.pdf |  |  | DRAWING STANDARDS: ASME Y14.5M ALL DIMENSIONS: INCH | REF. | [MILLIMETER]
20000475_drw.pdf |  |  | NEW HUDSON, |  | MICHIGAN
20000475_drw.pdf |  |  | PART NAME/APPLICATION SHEET |  | 1 OF 1
20000475_drw.pdf |  | ADNIDSCPLROOSPERDIETTOAROYTHAENRDS | AFTERTREATMENT SUPPORT, TOP DRAWING | SOHRALRLEPNROOTDUBCEEDUSBEYD, | NO.
20000475_drw.pdf | $ |  | ANGLE PROJECTION SIZE SCALE: 0.250 | THIRD
20000476_drw.pdf | 1 | 2 | WELD NUT, 3 PROJ, 5/16-18 SHORT PILOT | 80001363 | 0
20000476_drw.pdf | 2 | 1 | PANEL, ENCLOSURE, TOP | 20000476A | 0
20000476_drw.pdf |  |  | NO. 70038033 | REF.
20000476_drw.pdf |  |  | DATE 4/11/17 | DRAWN BY HLP
20000476_drw.pdf |  |  | STANDARDS: ASME Y14.5M ALL DIMENSIONS: INCH | REF. DRAWING | [MILLIMETER]
20000476_drw.pdf |  |  | NEW HUDSON, |  | MICHIGAN
20000476_drw.pdf |  |  | PART NAME/APPLICATION SHEET |  | 1 OF 1
20000476_drw.pdf | TMHAITSIODNRASWHIONWGN/DTAHTEAREFOINL)EI(SANCDONTFHIEDEINNTFIOARL- | TMHAITSIODNRASWHIONWGN/DTAHTEAREFOINL)EI(SANCDONTFHIEDEINNTFIOARL-
20000477_drw.pdf | 1 | 4 | WELD NUT, 3 PROJ, 5/16-18 SHORT PILOT | 80001363 | 0
20000477_drw.pdf | 2 | 21 | WELD NUT, 3 PROJ, 3/8-16 SHORT PILOT | 80001364 | 0
20000477_drw.pdf | 3 | 1 | AFTERTREATMENT, TABLE | 20000477A | 0
20000477_drw.pdf | 4 | 2 | GUSSET, CENTER | 20000477D | 0
20000477_drw.pdf | 5 | 2 | CHANNEL | 20000477F | 0
20000477_drw.pdf | 6 | 2 | GUSSETT, REAR | 20000477G | 0
20000477_drw.pdf | 7 | 2 | GUSSETT, FRONT | 20000477H | 0
20000477_drw.pdf |  |  | NO. 70038555 MATERIAL CPP STD 12,002 | REF.
20000477_drw.pdf |  |  | DATE 4/11/17 | DRAWN BY
20000477_drw.pdf | DO | NOT SCALE |  | THIS DRAWING
20000477_drw.pdf |  | TMHAITSIODNRASWHIONWGN/DTAHTEAREFOINL)EI(SANCDONTFHIEDEINNTFIOARL- | PART NAME/APPLICATION SHEET MOUNT, AFTERTREATMENT |  | 1 OF 1
20000477_drw.pdf |  | ADNIDSCPLROOSPERDIETTOAROYTHAENRDS
20000485_drw.pdf |  | QTY.
20000485_drw.pdf | 1 | 4 | WELD NUT, 3 PROJ, 3/8-16 SHORT PILOT | 80001364 | 0
20000485_drw.pdf | 2 | 1 | MOUNT | 20000485A | 0
20000485_drw.pdf |  |  | SPACER |  | 0
20000485_drw.pdf |  |  | NO. 70039582 | REF.
20000485_drw.pdf |  |  | DATE 5/2/17 | DRAWN BY SRH
20000485_drw.pdf |  |  | STANDARDS: ASME Y14.5M ALL DIMENSIONS: INCH | REF.
20000485_drw.pdf | DO NOT | SCALE THIS | NEW HUDSON, | DRAWING | MICHIGAN
20000485_drw.pdf |  | TMHAITSIODNRASWHIONWGN/DTAHTEAREFOINL)EI(SANCDONTFHIEDEINNTFIOARL- | PART NAME/APPLICATION SHEET |  | 1 OF 1
20000485_drw.pdf | ANY MEANS | HARD COPY FORM | DRAWING | OR IN | NO.
20000485_drw.pdf | MCAOCNHSIENNET | ROEFADCAUBMLMEINFSILPEOSWEWRITPHROOUDTUCWTRSI.TTEN | PROJECTION SIZE SCALE: 0.375 | THIRD ANGLE
20000493_drw.pdf | 1 | 2 | FRAME, TOP/BOTTOM | 20000493B | 0
20000493_drw.pdf | 2 | 1 | SCREEN, DEBRIS | 20000493C | 0
20000493_drw.pdf | 3 | 2 | FRAME, SIDE | 20000493D | 0
20000493_drw.pdf | REF. | DRAWING |  | NO. 70038971
20000493_drw.pdf | DRAWN | BY SRH DATE |  | 5/11/17
20000493_drw.pdf |  | CUMMINS
20000493_drw.pdf |  | CUMMINS
20000493_drw.pdf |  |  | DEBRIS SCREEN DRAWING |  | NO.
20000493_drw.pdf |  |  |  |  | 20000493
20000494_drw.pdf |  | QTY.
20000494_drw.pdf | 1 | 5 | WELD NUT, 3 PROJ, 1/4-20 LONG PILOT | 80001371 | 0
20000494_drw.pdf | 2 | 1 | BRACKET, MOUNT | 20000494A | 0
20000494_drw.pdf |  |  | SPACER |  | 0
20000494_drw.pdf |  |  | 21.60
20000496_drw.pdf | 1 | 2 | WELD NUT, 3 PROJ, 1/4-20 SHORT PILOT | 80001361 | 0
20000496_drw.pdf | 2 | 4 | WELD NUT, 3 PROJ, 5/16-18 SHORT PILOT | 80001363 | 0
20000496_drw.pdf | 3 | 2 | WELD NUT, 3 PROJ, 1/2-13 SHORT PILOT | 80001368 | 0
20000496_drw.pdf |  |  | SUPPORT, SCR | 20000496B | 0
20000496_drw.pdf |  |  |  |  | 1
20000496_drw.pdf |  |  | SUPPORT, SCR |  | 0
20000496_drw.pdf |  |  |  |  | 0
20000496_drw.pdf |  |  | PART NUMBER, AND REVISION LEVEL
20000499_drw.pdf | 1 | 2 | WELD NUT, 3 PROJ, 3/8-16 SHORT PILOT | 80001364 | 0
20000499_drw.pdf | 2 | 2 | WELD NUT, 3 PROJ, 1/4-20 LONG PILOT | 80001371 | 0
20000499_drw.pdf | 3 | 1 | BRACKET, LIFTING, REAR | 20000499A | 0
20000499_drw.pdf |  |  | MOUNT, PANEL | 20000499B | 0
20000499_drw.pdf |  |  | NO. 70038948 MATERIAL CPP STD 12,002 | REF.
20000499_drw.pdf |  |  | DATE 5/17/17 | DRAWN BY
20000499_drw.pdf |  |  |  | REF.
20000499_drw.pdf | DO NOT | SCALE THIS | NEW HUDSON, | DRAWING | MICHIGAN
20000499_drw.pdf |  | TMHAITSIODNRASWHIONWGN/DTAHTEAREFOINL)EI(SANCDONTFHIEDEINNTFIOARL- | PART NAME/APPLICATION SHEET |  | 1 OF 1
20000499_drw.pdf | ANY MEANS | IN HARD COPY FORM | DRAWING | OR IN | NO.
20000499_drw.pdf | MCAOCNHSIENNET | ROEFADCAUBMLMEINFSILPEOSWEWRITPHROOUDTUCWTRSI.TTEN | PROJECTION SIZE SCALE: 0.143 | THIRD ANGLE
20000500_drw.pdf | 1 | 6 | WELD NUT, 3 PROJ, 3/8-16 SHORT PILOT | 80001364 | 0
20000500_drw.pdf | 2 | 1 | BRACKET, LIFTING, FRONT | 20000500A | 0
20000500_drw.pdf | 3 | 1 | MOUNT, PANEL | 20000500B | 0
20000500_drw.pdf |  |  | NO. 20000500 MATERIAL CPP STD 12,002 | REF.
20000500_drw.pdf |  |  | DATE 5/17/17 | DRAWN BY SRH
20000500_drw.pdf | DO NOT | SCALE THIS | NEW HUDSON, | DRAWING | MICHIGAN
20000500_drw.pdf |  | TMHAITSIODNRASWHIONWGN/DTAHTEAREFOINL)EI(SANCDONTFHIEDEINNTFIOARL- | PART NAME/APPLICATION SHEET |  | 1 OF 1
20000500_drw.pdf | ANY MEANS | HARD COPY FORM | DRAWING | OR IN
20000500_drw.pdf | MCAOCNHSIENNET |  | PROJECTION SIZE SCALE: 0.143 | THIRD ANGLE
20000501_drw.pdf | 1 | 8 | WELD NUT, 3 PROJ, 1/4-20 SHORT PILOT | 80001361 | 0
20000501_drw.pdf | 2 | 8 | WELD NUT, 3 PROJ, 5/16-18 SHORT PILOT | 80001363 | 0
20000501_drw.pdf | 3 | 2 | RAIL | 20000501A | 0
20000501_drw.pdf |  |  |  |  | 0
20000501_drw.pdf |  |  | NOTES:
20000501_drw.pdf |  |  | STEEL STAMP 1/8" LETTERS COUNTRY OF |  | ORIGIN,
20000501_drw.pdf |  |  | PART NUMBER, AND REVISION LEVEL PER
20000501_drw.pdf |  |  | FREE OF PAINT &
20000502_drw.pdf | 1 | 6 | WELD NUT, 3 PROJ, 3/8-16 SHORT PILOT | 80001364 | 0
20000502_drw.pdf | 2 | 1 | BRACKET, LIFTING, FRONT | 20000502A | 0
20000502_drw.pdf | 3 | 1 | MOUNT, PANEL | 20000502B | 0
20000502_drw.pdf |  |  | NO. 70039981 MATERIAL CPP STD 12,002 | REF.
20000502_drw.pdf |  |  | DATE 5/17/17 | DRAWN BY SRH
20000502_drw.pdf | DO NOT | SCALE THIS | NEW HUDSON, | DRAWING | MICHIGAN
20000502_drw.pdf |  | TMHAITSIODNRASWHIONWGN/DTAHTEAREFOINL)EI(SANCDONTFHIEDEINNTFIOARL- | PART NAME/APPLICATION SHEET |  | 1 OF 1
20000502_drw.pdf | ANY MEANS | HARD COPY FORM | DRAWING | OR IN
20000502_drw.pdf | MCAOCNHSIENNET |  | PROJECTION SIZE SCALE: 0.143 | THIRD ANGLE
20000504_drw.pdf | 1 | 4 | WELD NUT, 3 PROJ, 3/8-16 SHORT PILOT | 80001364 | 0
20000504_drw.pdf | 2 | 1 | MOUNT, REAR | 20000504A | 0
20000504_drw.pdf | 3 | 1 | PLATE | 20000504B | 0
20000504_drw.pdf | 4 | 1 | BRACE | 20000504C | 0
20000504_drw.pdf | 5 | 1 | SPACER | 20000504D | 0
20000504_drw.pdf | 6 | 1 | ENCLOSURE, PLATE | 20000504E | 0
20000509_drw.pdf | 1 | 1 | PANEL, DOOR FRAME | 20000509A
20000509_drw.pdf | 2 | 1 | PANEL, DOOR BUMP OUT | 20000509B
20000509_drw.pdf | INCHES
20000509_drw.pdf |  |  | NOT SCALE PRINT Cummins Confidential | Cummins
20000509_drw.pdf | TOLERANCES |  | SCALE 0.250 DWN TL ITEM NAME
20000509_drw.pdf | OR 2.3mm 00..003105IINNOORR00..7368m1mmm |  | APVD X R PANEL, | ENCLOSURE
20000509_drw.pdf | TOLERANCE: 1 |  | DATE 12/20/17
20000509_drw.pdf | PROPRIETARY ELECTRONIC | AND SHALL NOT REPRODUCED | MUST CONFORM ITEM BE DISCLOSED TO OTHERS DIMENSIONING AND TOLERANCING, SIZE BY ANY MEANS, OR TO CES 10903
20000509_drw.pdf | WITHOUT | WRITTEN | OF CUMMINS INC.
20000510_drw.pdf | 1 | 1 | CROSS MEMBER; . | 20000511
20000510_drw.pdf | 2 | 1 | SPACER, CHANNEL | 70023611
20000510_drw.pdf | 3 | 1 | PLATE, TOP | 70023612
20000510_drw.pdf | 4 | 2 | PLATE, END | 70023614
20000510_drw.pdf | 5 | 2 | PLATE, BRACE | 70023615
20000512_drw.pdf | 1 | 1 | PANEL, TOP COVER; TOP COVER | 20000513
20000512_drw.pdf | 2 | 2 | BRACKET, TOP COVER BRACE | 70030872
20000512_drw.pdf | 3 | 8 | WELD NUT, 3 PROJ, 5/16-18 SHORT PILOT | 80001363
20000512_drw.pdf |  |  | CMI DATA CLASSIFICATION
20000512_drw.pdf |  | NOT | PRINT CumminsConfidential
20000512_drw.pdf |  | SCALE.250 | DWN PJ850 ITEM NAME CKD MR161
20000512_drw.pdf |  |  | APVD XX R
20000512_drw.pdf |  |  | DATE 11JAN18
20000512_drw.pdf | AND SHALL FORM, REPRODUCED | BE DISCLOSED BY ANY | MUST TO OTHERS DIMENSIONING AND TOLERANCING, SCIZE MEANS, OR TO CES 10903 SEE ASME Y14.5-2009
20000514_drw.pdf | 1 | 4 | WELD NUT, 3 PROJ, 5/16-18 SHORT PILOT | 80001363
20000514_drw.pdf | 2 | 1 | PANEL; CORNER REAR RIGHT | 20000514A
20000514_drw.pdf | DO NOT | SCALE | CMIDATA CLASSIFICATION Cummins Confidential Cummins | Inc.
20000514_drw.pdf | SCALE.250 |  | DWN PJ850 ITEM NAME
20000514_drw.pdf |  |  | CKD MR161 R PANEL
20000514_drw.pdf |  |  | CORNER REAR DATE 11JAN18
20000514_drw.pdf | TCHOINSFDIDOECNUTMIAELNATN(ADNPDRTOHPERIIENTFAORRYMAANTIDOSNHSAHLOLWNNOTTHBEERDEISOCNL)OISSED | TO OTHERS | FOR INTERPRETATION OF MUST CONFORM DSWIZGE ITEM NUMBER DIMENSIONING AND TOLERANCING, | CAD
20000514_drw.pdf | OF | INC. | SEE ASME Y14.5-2009
20000517_drw.pdf | 1 | 4 | WELD NUT, 3 PROJ, 5/16-18 SHORT PILOT | 80001363
20000517_drw.pdf | 2 | 1 | PANEL; CORNER FRONT LEFT | 20000517A
20000517_drw.pdf | DO | SCALE | CMI DATA CLASSIFICATION PRINT | Inc.
20000517_drw.pdf |  |  | CumminsConfidential DWN PJ850 ITEM NAME
20000517_drw.pdf |  |  | CKD MR161 PANEL
20000517_drw.pdf |  |  | ADPAVTED 1X2XJAN18 CORNER, LEFT
20000517_drw.pdf |  |  | FORINTERPRETATIONOF MUST CONFORMDSWIZGE ITEM NUMBER | CAD
20000517_drw.pdf | REPRODUCED BY CONSENT OF | ANY MEANS, OR CUMMINS INC. | DIMENSIONING AND TOLERANCING, TO CES 10903 C 20000517 SEE ASME Y14.5-2009 | 1
20000519_drw.pdf | 1 | 1 | PANEL; DOOR ASSY | 20000520
20000519_drw.pdf | 2 | 1 | MOUNT PLATE | 70025242
20000519_drw.pdf | 3 | 1 | MOUNT PLATE | 70025243
20000519_drw.pdf |  |  | CMI DATA CLASSIFICATION
20000519_drw.pdf |  |  | CumminsConfidential
20000519_drw.pdf |  |  | CKD MR161
20000519_drw.pdf |  |  | R APVD XX
20000519_drw.pdf | SHOWN THEREON) | IS | DATE 12JAN18 FOR INTERPRETATION OF DSWIZGE ITEM NUMBER | CAD
20000519_drw.pdf | NOT BE REPRODUCED BY CONSENT | TO ANY MEANS, OR CUMMINS INC. | DIMENSIONING AND TOLERANCING, TO CES 10903 C 20000519 SEE ASME Y14.5-2009 | 1
20000521_drw.pdf | 1 | 2 | WELD NUT, 3 PROJ, 3/8-16 SHORT PILOT | 80001364
20000521_drw.pdf | 2 | 1 | STRUT, COOLING PACKAGE, LH | 200000521A
20000524_drw.pdf | 1 | 1 | PANEL;TOP COVER | 20000525
20000524_drw.pdf | 2 | 1 | PLATE,BRACE | 70030192
20000524_drw.pdf | 3 | 10 | WELD NUT,3 PROJ,5/16-18 SHORT PILOT | 80001363
20000524_drw.pdf | 4 | 4 | WELD NUT,3 PROJ,3/8-16 SHORT PILOT | 80001364
20000524_drw.pdf |  |  | CMIDATA CLASSIFICATION
20000524_drw.pdf |  |  | CumminsConfidential
20000524_drw.pdf |  |  | DWN PJ850 CKD MR161
20000524_drw.pdf |  |  | APVD XX R
20000524_drw.pdf | SHOWN | IS | DATE 05FEb18 FOR INTERPRETATION OF | CAD
20000524_drw.pdf | NOT BE REPRODUCED BY CONSENT | DISCLOSED TO ANY MEANS, OR CUMMINS | OTHERS DIMENSIONING AND TOLERANCING, TO CES 10903 D 20000524 SEE ASME Y14.5-2009 | 1
20000526_drw.pdf | 1 | 4 | WELD NUT,3 PROJ,5/16-18 SHORT PILOT | 80001363
20000526_drw.pdf | 2 | 1 | PANEL;CORNER | 20000526A
20000526_drw.pdf |  |  | CMIDATA CLASSIFICATION
20000526_drw.pdf |  |  | CumminsConfidential
20000526_drw.pdf |  |  | DWN PJ850 CKD MR161
20000526_drw.pdf |  |  | R
20000526_drw.pdf |  |  | FOR INTERPRETATION OF | CAD
20000526_drw.pdf | BY ANY OF | TO OTHERS MEANS, OR INC. | DIMENSIONING AND TOLERANCING, TO CES 10903 C 20000526 SEE ASME Y14.5-2009 | 1 OF
20000527_drw.pdf | 1 | 4 | WELD NUT,3 PROJ,5/16-18 SHORT PILOT | 80001363
20000527_drw.pdf | 2 | 1 | PANEL;CORNER REAR RIGHT | 20000527A
20000527_drw.pdf |  |  | CMIDATA CLASSIFICATION
20000527_drw.pdf | NOT |  | CumminsConfidential
20000527_drw.pdf | SCALE.250 |  | DWN PJ850 ITEM NAME
20000527_drw.pdf |  |  | R
20000527_drw.pdf | BY ANY MEANS, | OTHERS OR | MUST CONFORM DIMENSIONING AND TOLERANCING, TO CES 10903 C 20000527 | 1 OF 1
20000528_drw.pdf | 1 | 4 | WELD NUT, 3 PROJ, 5/16-18 SHORT PILOT | 80001363 | 0
20000528_drw.pdf | 2 | 1 | PANEL, CORNER | 70011230A | 0
20000530_drw.pdf | 1 | 1 | PANEL; DOOR ASSY | 20000531
20000530_drw.pdf | 2 | 1 | MOUNT PLATE | 70019892
20000530_drw.pdf | 3 | 1 | MOUNT PLATE | 70019893
20000530_drw.pdf |  |  | CMI DATA CLASSIFICATION
20000530_drw.pdf |  |  | Cummins Confidential
20000530_drw.pdf |  |  | CKD MR161
20000530_drw.pdf |  |  | APVD XX R
20000530_drw.pdf | IS |  | DATE 06FEB18 FOR INTERPRETATION OF DSWIZGE ITEM NUMBER | CAD SHEET
20000530_drw.pdf | DISCLOSED BY ANY MEANS, OF CUMMINS | OTHERS OR INC. | DIMENSIONING AND TOLERANCING, TO CES 10903 D 20000530 SEE ASME Y14.5-2009 | 1 OF 1
20000534_drw.pdf | 1 | 3 | WELD NUT, 3 PROJ, 1/4-20 LONG PILOT | 80001371
20000534_drw.pdf | 2 | 2 | WELD NUT, 3 PROJ, 5/16-18 LONG PILOT | 80001372
20000534_drw.pdf | 3 | 1 | TRAY; WIRE ROUTING | 20000534A
20000537_drw.pdf | 1 | 18 | WELD NUT, 3 PROJ, 1/4-20 SHORT PILOT | 80001361
20000537_drw.pdf | 2 | 1 | TUBE | 20000537C
20000537_drw.pdf | 3 | 1 | ENCLOSURE, BACK ; | 70040403A
20000537_drw.pdf | 4 | 1 | AIR BOX; | 70040403B
20000537_drw.pdf | NOT | SCALE | PRINT CMICDumAmTiAnsCCLoAnSfSidIeFnItCiAalTION
20000537_drw.pdf |  |  | CKD MR161
20000537_drw.pdf |  |  | APVD R ENCLOSURE,
20000537_drw.pdf |  |  | DATE 12JAN18
20000537_drw.pdf | TCHOINSFIDDOECNUTMIEANLTA(NADNDPRTOHPERIIENTFAORRYMAATNIDONSHSAHLOLWNNOTTHEBREEODNI)SCILSOSED BY ANY | TO OR | OTHERS FOR INTERPRETATION OF MUST CONFORM SDIWZGE ITEM NUMBER DIMENSIONING AND TOLERANCING, | CAD SHEET
20000537_drw.pdf | OF CUMMINS | INC. | SEE ASME Y14.5-2009
20000539_drw.pdf | 1 | 2 | WELD NUT, 3 PROJ, 1/4-20 LONG PILOT | 80001371
20000539_drw.pdf | 2 | 1 | BRACKET, WIRE ROUTING | 20000539A
20000539_drw.pdf | NOT | SCALE | PRINT CumminsConfidential | Inc.
20000539_drw.pdf | SCALE | 0.250 | DWN LT607 ITEM NAME
20000539_drw.pdf |  |  | CKD .
20000539_drw.pdf |  |  | APVD . BRACKET, WIRE | ROUTING
20000539_drw.pdf |  |  | DATE 20APR18
20000539_drw.pdf | BY ANY | TO MEANS, | OTHERS OR DIMENSIONING AND TOLERANCING, TO CES 10903
20000541_drw.pdf | 1 | 1 | LEG, LH REAR MOUNT | 20000541A
20000541_drw.pdf | 2 | 1 | BRACKET | 20000541B
20000541_drw.pdf | 3 | 1 | GUSSET, LH REAR MOUNT | 20000541C
20000541_drw.pdf | 4 | 1 | TOP PLATE, LH REAR MOUNT | 20000541D
20000541_drw.pdf |  |  | DIMENSIONS ARE IN: INCHES
20000541_drw.pdf |  |  | [ ] ARE IN: .
20000541_drw.pdf |  |  | DIMENSION TOLERANCES | SCALE 0.250 DWN
20000541_drw.pdf |  |  | X.X: # 0.090IN OR 2.3mm
20000541_drw.pdf |  |  | ANGULAR TOLERANCE: # 1 $
20000541_drw.pdf |  |  |  | TO OTHERS
20000541_drw.pdf |  |  | IN HARD COPY OR ELECTRONIC FORM, USED FOR ANY PURPOSE WITHOUT WRITTEN | BY ANY MEANS, OR CONSENT OF CUMMINS INC.
20000542_drw.pdf | 1 | 1 | LEG, RH REAR MOUNT | 20000542A
20000542_drw.pdf | 2 | 1 | FOOT, RH REAR MOUNT | 20000542B
20000542_drw.pdf | 3 | 1 | GUSSET, RH REAR MOUNT | 20000542C
20000542_drw.pdf | 4 | 1 | TOP PLATE, RH REAR MOUNT | 20000542D
20000542_drw.pdf |  |  | 2.) UNLESS OTHERWISE SPECIFIED, | ALL DIMENSIONS
20000542_drw.pdf |  |  | RELATED TO DATUM A | DATUM B
20000542_drw.pdf |  |  | (SECONDARY), AND DATUM C | (TERTIARY).
20000542_drw.pdf |  |  | 4.) FINISH TO BE BLACK PER CPP | STD. 18,008.
20000542_drw.pdf |  |  | 5.) MATERIAL TO BE CPP STD
20000542_drw.pdf |  |  | 6.) REFERENCE DRAWING 70039068.
20000542_drw.pdf | IN: |  | DO NOT SCALE PRINT CMI DATA CLASSIFICATION
20000542_drw.pdf |  |  | CKD .
20000542_drw.pdf | 00..003105IINN OORR | 00..7368m1mmm | APVD . R | RH REAR
20000542_drw.pdf | # | 1 $ | DATE 20APR18
20000542_drw.pdf | TCHOINSFIDDOECNUTMIEANLTA(NADNDPRTOHPERIIENTFAORRYMAATNIDONSHSAHLOLWNNOTTHEBREEODNI)SCILSOSED ELECTRONIC | TCHOINSFIDDOECNUTMIEANLTA(NADNDPRTOHPERIIENTFAORRYMAATNIDONSHSAHLOLWNNOTTHEBREEODNI)SCILSOSED FORM, | TO OTHERS FOR INTERPRETATION OF MUST CONFORM SDIWZGE ITEM REPRODUCED BY ANY MEANS, OR DIMENSIONING AND TOLERANCING, | NUMBER
20000542_drw.pdf | WITHOUT |  | CONSENT OF CUMMINS INC. SEE ASME Y14.5-2009
20000555_drw.pdf | 1 | 4 | WELD NUT, 3 PROJ, 1/4-20 SHORT PILOT | 80001361
20000555_drw.pdf | 2 | 1 | BRACKET,AFTERTREATMENT ; FRONT | A058L834-1
20000555_drw.pdf | 3 | 2 | GUSSET | A058L834-3
20000555_drw.pdf | 4 | 2 | GUSSET | A058L834-6
20000555_drw.pdf | 5 | 1 | SUPPORT, PLATE | A058L834-7
20000555_drw.pdf | 6 | 1 | SUPPORT, PLATE | A058L834-8
20000555_drw.pdf |  |  | 2X 6.72
20000555_drw.pdf |  |  | 2 PLACES
20000555_drw.pdf |  |  | G
20000556_drw.pdf | 1 | 4 | WELD NUT, 3 PROJ, 1/4-20 SHORT PILOT | 80001361
20000556_drw.pdf | 2 | 1 | BRACKET,AFTERTREATMENT REAR ; . | A058L835-1
20000556_drw.pdf | 3 | 2 | GUSSET; . | A058L835-2
20000556_drw.pdf | 4 | 3 | GUSSET; . | A058L835-3
20000556_drw.pdf | 5 | 2 | BOSS; . | A058L835-4
20000556_drw.pdf |  |  | 1
20000556_drw.pdf |  |  | .00
20000556_drw.pdf |  |  | 5X
20000560_drw.pdf | 1 | 1 | TEST TUBE, AIR TRANSFER ; SUB-PART | 20000560A
20000560_drw.pdf | 2 | 1 | TEST TUBE,AIR TRANSFER ; COUPLING | 20000560B
20000560_drw.pdf |  |  | 98 $
20000563_drw.pdf | 1 | 18 | WELD NUT, 3 PROJ, 3/8-16 SHORT PILOT | 80001364
20000563_drw.pdf | 2 | 1 | ENCLOSURE; FRONT PANEL | 20000563A
20000563_drw.pdf | 3 | 2 | ENCLOSURE,BRACKET ; BRACE | 20000563B
20000563_drw.pdf | 4 | 2 | ENCLOSURE,BRACKET ; BRACE | 20000563C
20000569_drw.pdf | 1 | 4 | WELD NUT, 3 PROJ, 3/8-16 SHORT PILOT | 80001364
20000569_drw.pdf | 2 | 1 | BAFFLE, AIR; PANEL | 20000569A
20000586_drw.pdf | 1 | 1 | BASE RAIL; RIGHT | 20000586-01
20000586_drw.pdf | 2 | 4 | PLATE,BRACE;. | 20000586-02
20000586_drw.pdf | 3 | 1 | PLATE; END | 20000586-03
20000587_drw.pdf | 1 | 1 | BASE RAIL; LEFT | 20000587-01
20000587_drw.pdf | 2 | 4 | PLATE,BRACE;. | 20000587-02
20000587_drw.pdf | 3 | 1 | PLATE; END | 20000587-03
20000589_drw.pdf | 1 | 1 | CROSSMEMBER; FRONT | 20000589-01
20000589_drw.pdf | 2 | 2 | PLATE; END | 20000589-02
20000589_drw.pdf | 3 | 2 | SPACER; ENGINE FRONT MOUNT | 20000589-03
20000589_drw.pdf | 4 | 2 | PALTE; TOP | 20000589-04
202990-01_drw.pdf | 1 | 2 | FILL ME IN, FILL ME IN | 202990_01
202990-01_drw.pdf | 2 | 2 | FILL ME IN, FILL ME IN | 202990_02
202990-01_drw.pdf | 3 | 1 | FILL ME IN, FILL ME IN | 202990_3
202990-01_drw.pdf | 4 | 1 | FILL ME IN, FILL ME IN | 202990_5
21006_drw.pdf | 1 2 | 1 1 | SENDER, WATER TEMPERATU;RE1/8" NPT 0-100 PS;I1/4" NPT STN STL | 13113
21006_drw.pdf | 3 | 2 | REGULATOR/STRAINER, 1-1/4" ;NPSTEA WATER COMPATIBLE | 13702
21006_drw.pdf | 4 | 1 | VALVE, SOLENOID, 1-1/4" NPT, 24;VDSCEA WATER COMPATIBLE | 14683
21016_drw.pdf | 1 | 1 | WELDMENT, OPERATOR STATION MOUNTING, CFP5E | 15075
21016_drw.pdf | 2 | 2 | GROMMET, 0.25 GRIP, 2.125 DIA HOLE OT 1.50 DIA X 0.94 | SLO1T5653
21016_drw.pdf | 3 | 2 | CONTACTOR, MANUAL OVERIDE, CFP | 8824
21016_drw.pdf | 4 | 1 | BATTERY ISOLATOR, FIRE PUMP | 8838
21016_drw.pdf | 5 | 2 | ISOLATOR, PLATE MOUNT, 3 LB (YELLOW MARK) | 15400
21016_drw.pdf | 6 | 2 | ISOLATOR, PLATE MOUNT, 6 LB (RED MARK) | 15412
21016_drw.pdf | 7 | 12 | RIVET, ALUMINUM, STEEL SHANK, 0.156 DIA, 0.25-0.38 | 15414
21016_drw.pdf | 8 | 2 | FENDER WASHER, 0.281 X 1.25 | 15421
21016_drw.pdf | 9 | 4 | SCREW, SELF LOCKING, 0.25-20 X 1.00, PH OR BH | 15422
21016_drw.pdf | 10 | 1 | BRACE, CONTROL PANEL, CFP15E | 15486
21016_drw.pdf | 11 | 1 | BRACE, KNEE | 15489
21016_drw.pdf | 12 | 1 | BRACE, HD AIR CLEANER, CFP15E, BAR, 1" SQUARE x 15" | 18371
21016_drw.pdf | 13 | 1 | PLATE, MOUNTING, HD AIR CLEANER, CFP15E | 18432
21016_drw.pdf | 14
21016_drw.pdf | 15
21016_drw.pdf | 16 | 1 | WASHER,FLAT, M12 | 20020-M12
21024_drw.pdf | 1 | 2 | ASSY, RAD. SUPT., MILANTRACTOR | 17367
21024_drw.pdf | 2 | 4 | PLATE, ENGINE BRACE, 1/4" A-36, 6" | 13864
21024_drw.pdf | 3 | 2 | CHANNEL, VERT. FRAME, SIDE, MILANTRACTOR | 17320
21024_drw.pdf | 4 | 2 | CHANNEL, VERT. FRAME, END , MILANTRACTOR | 17321
21024_drw.pdf | 5 | 2 | BRACKET, VERT. FRAME, CENTER SUPT, MILANTRACTOR | 17322
21024_drw.pdf | 6 | 4 | PLATE, LIFTING BRACE, MILANTRACTOR | 17518
21024_drw.pdf | 7 | 4 | PAD, MOUNTING | 21025
21024_drw.pdf | 8 | 4 | GUSSET, MOUNTING PAD | 21026
21024_drw.pdf |  |  | TYP
21034_drw.pdf | ITEM
21034_drw.pdf | 1 | 1 | EXHAUST, SS, HALF MARMON, 5" TURBO, 6" 125# ANSI | FLANG1E2828-06
21034_drw.pdf | 2 | 1 | KIT, SENSOR & ADAPTER, CFP15E | 15604
21034_drw.pdf | 3 | 1 | ASSEMBLY, SECONDARY ECM, CFP15E | 15617
21034_drw.pdf | 4 | 1 | ASSY, FRT ENG SUPT, CFP15E RADIATOR COOLED | 17259
21034_drw.pdf |  |  | TUBE, CAC, TURBO SIDE, CFP15E FIREPUMP | 17261
21034_drw.pdf |  |  |  | 17437
21034_drw.pdf | 11 | 1
21034_drw.pdf | 12 | 1 | ASSY FRAME, VERT., CFP15E,
21034_drw.pdf | 13 | 1 | MOTOR, HYDRAULIC STARTER
21034_drw.pdf | 14 | 1 | KIT, CFP15E FUEL LINE, RAD COOLED | 21086
21034_drw.pdf | 15 | 1 | ASSEMBLY, ACCESSORY MOUNTING, CFP15E | 21282
21036_drw.pdf | 1 | 1 | ENGINE, QSB4.5, TIER 4, - | 21037
21036_drw.pdf | 2 | 1 | -, - | 21038_
21036_drw.pdf | 3 | 1 | WELDMT, AIR FILTER/ EXH. SUPT, ELGIN WHIRL WIND | 21042
21036_drw.pdf | 4 | 1 | WELDMT, AIR FILTER/ EXH. SUPT, ELGIN WHIRL WIND | 21044
21036_drw.pdf | 5 | 2 | WELDMT, RR ENGINE MNT, ELGIN WHIRL WIND | 21050
21036_drw.pdf | 6 | 1 | WELDMT, FRT ENG SUPT, ELGIN WHIRL WIND | 21056
21036_drw.pdf | 7 | 1 | WELDMT, RR ENG SUPT, ELGIN WHIRL WIND | 21060
21036_drw.pdf | 8
21036_drw.pdf | 9
21036_drw.pdf | 10
21036_drw.pdf | 11
21036_drw.pdf | 12
21036_drw.pdf | 13
21036_drw.pdf | 14 | 8 | WASHER, SNUBBING, TECH PRODUCTS 0184 | 0184
21036_drw.pdf | 15 | 8 | SPRING LOADED T-BOLT, 3.28-3.58 | 12975-0350
21036_drw.pdf |  | 3 | SPRING LOADED T-BOLT, 4.28-4.58 | 12975-0450
21036_drw.pdf |  |  |  | 12975-0450
21037_drw.pdf | ITEM
21037_drw.pdf | 1
21037_drw.pdf | 2
21037_drw.pdf | 3
21037_drw.pdf | 4
21037_drw.pdf | 11
21037_drw.pdf | 12
21037_drw.pdf | 13
21037_drw.pdf | 14
21037_drw.pdf | 15
21038_drw.pdf | ITEM
21038_drw.pdf | 1 | 5 | NUT, WELD, 7/16"-14,SQ HEX. | 17562
21038_drw.pdf | 2 | 1 | PANEL, SHROUD, TOP, ELGIN WHIRL WIND | 21039
21038_drw.pdf | 3 | 1 | PANEL, SHROUD, BOTTOM, ELGIN WHIRL WIND | 21040
21038_drw.pdf | 4 | 1 | PANEL, SHROUD, FRT, ELGIN WHIRL WIND | 21041
21038_drw.pdf |  |  |  | 1
21042_drw.pdf | ITEM
21042_drw.pdf | 1 | 7 | NUT, WELD HEX HEAD, 12MM X 1.75, - | 13111
21042_drw.pdf | 2 | 1 | BRACKET, AIR FILTER/EXH MNT, ELGIN WHIRL WIND | 21043
21044_drw.pdf | ITEM
21044_drw.pdf | 1 | 1 | BRACKET, EXHAUST, VERT SUPT, ELGIN WHIRL WIND | 21045
21044_drw.pdf | 2 | 1 | BRACKET, EXHAUST SUPT, ELGIN WHIRL WIND | 21046
21044_drw.pdf | 3 | 1 | PLATE, GUSSET, EXHAUST SUPT, ELGIN WHIRL WIND | 21047
21044_drw.pdf | 4 | 1 | BRACKET, EXHAUST SUPT, ELGIN WHIRL WIND | 21048
21044_drw.pdf |  |  | U-BOLT, DPF SUPT, ELGIN WHIRL WIND | 21049
21050_drw.pdf | ITEM
21050_drw.pdf | 1 | 1 | PLATE, RR MNT, ELGIN WHIRL WIND | 21051
21050_drw.pdf | 2 | 1 | PLATE, RR MNT, ISO MNT, ELGIN SPEED SWING | 21052
21050_drw.pdf | 3 | 1 | PLATE, RR MNT, CENTER SUPT, ELGIN WHIRL WIND | 21053
21056_drw.pdf | ITEM
21056_drw.pdf | 1 | 1 | PLATE, FRT ENG SUPT, VERT., ELGIN WHIRL WIND | 21057
21056_drw.pdf | 2 | 1 | BRACKET, FRT ENG SUPT, HORZ., ELGIN WHIRL WIND | 21058
21056_drw.pdf | 3 | 2 | PLATE, ISO. SPACER, ELGIN WHIRL WIND | 21059
21056_drw.pdf | TYP.
21060_drw.pdf | ITEM
21060_drw.pdf | 1 | 2 | PLATE, ISO. SPACER, ELGIN WHIRL WIND | 21059
21060_drw.pdf | 2 | 1 | BRACKET, RR ENG SUPT, HORZ., ELGIN WHIRL WIND | 21061
21060_drw.pdf | 3 | 1 | PLATE, RR ENG SUPT, VERT., ELGIN WHIRL WIND | 21062
21072_drw.pdf | ITEM
21072_drw.pdf | 1 | 1 | PANEL, BELT GUARD, NORDCO | 21073
21072_drw.pdf | 2 | 1 | BRACKET, BELT GUARD, NORDCO | 21074
21084_drw.pdf | ITEM
21084_drw.pdf | 1 | 1 | PLATE, OIL FILL, MNT, MC | 19100
21084_drw.pdf | 2 | 1 | TUBE,OILFILL,CS, 2"ODx.083"WALL | 21085
21084_drw.pdf |  | 75 $
21086_drw.pdf | ITEM
21086_drw.pdf | 1 | 1 | HOSE, FUEL COOLER INPUT, CFP15E | 12523_21086
21086_drw.pdf | 2 | 1 | HOSE, FUEL COOLER, RETURN, CFP15E | 12524_21086
21086_drw.pdf | 3 | 1 | ASSEMBLY, HOSE, FUEL LINE, CFP15E RETURN | 15281
21086_drw.pdf | 4
21087_drw.pdf | ITEM
21087_drw.pdf | 1 | 12 | NUT,INSERT,1/4-20, ZINC PLATED STEEL | 26464
21087_drw.pdf |  |  | 1.75 4.13
21087_drw.pdf |  |  | 4X 0.38
21087_drw.pdf |  |  | 2.50
21087_drw.pdf |  |  |  | 4X
21110_drw.pdf | 1 | 2 | CHANNEL, STRUCTURAL, ASTM A36, C6 10.5# x | 138.00"21111
21110_drw.pdf | 2 | 2 | CHANNEL, STRUCTURAL, ASTM A36, C6 10.5# x | 21112
21110_drw.pdf | 3 | 2 | SUPPORT, ENGINE, 5/16" A-36, 7" | 21113
21125_drw.pdf | ITEM
21125_drw.pdf | 1
21125_drw.pdf | 2
21125_drw.pdf | 3
21125_drw.pdf | 4
21125_drw.pdf | 11
21125_drw.pdf | 12
21125_drw.pdf | 13
21125_drw.pdf | 14
21125_drw.pdf | 15
21126_drw.pdf | 1 | 1 | FRAME, OPENSET, GTA28 | 13794
21126_drw.pdf | 2 | 6 | GASKET,EXHAUST,CERAMIC, ANSI 8" FLANGE | 48-CF-800
21126_drw.pdf | 3 | 2 | FLEX TUBE,FLNG EXH, 8 INCH,18 INCH LONG | 6735-13
21126_drw.pdf | 4 | 2 | CATALYST,EXHAUST, 855/19/28L 2.0/4.0/1.0 | 14810
21126_drw.pdf | 5 | 2 | PIPE,EXAUST,4" OD, - | 21132
21126_drw.pdf | 6 | 2 | MUFFLER,NELSON 300 SERIES, - | 43480F
21126_drw.pdf | 7 | 4 | CLAMP, EXHAUST, 4", RIKER TEC-400 | TEC-400
21128_drw.pdf | ITEM
21128_drw.pdf | 1 | 1 | PLATE,FUEL FILTER, - | 21129
21128_drw.pdf | 2 | 1 | GUSSET,FUEL FILTER, - | 21130
21128_drw.pdf | (7.00)
21128_drw.pdf | (7.00)
21145_drw.pdf | ITEM
21145_drw.pdf | 1 | 6 | WELDNUT, 1/4"-20 NC, _ | 14520
21145_drw.pdf | 2 | 1 | SHEET,ALTERNATOR GUARD, - | 21146
21147_drw.pdf | ITEM
21147_drw.pdf | 1 | 2 | WELDNUT, 1/4"-20 NC, _ | 14520
21147_drw.pdf | 2 | 1 | SHEET,ALTERNATOR GUARD, - | 21148
21151_drw.pdf | ITEM
21151_drw.pdf | 1 | 2 | WELDNUT, 1/4"-20 NC, _ | 14520
21151_drw.pdf | 2 | 1 | FLAT,ALTERNATOR GUARD, - | 21152
21158_drw.pdf | ITEM | QTY
21158_drw.pdf | 1 | 1 | BRACKET, FILTER, DUPLEX LUBE OIL | 21159
21158_drw.pdf | 4
21158_drw.pdf | 5
21158_drw.pdf | 6
21158_drw.pdf | 7 | 6 | WASHER,FLAT, 0.25 | 20000-025
21158_drw.pdf | 8 | 4 | WASHER,FLAT, M10 | 20020-M10
21158_drw.pdf | 11 | 3 | SCREW,HH, 0.25-20x1.25 | 20225-125
21158_drw.pdf | 12 | 4 | SCREW,HH, M10-1.50x35 | 20310-035
21158_drw.pdf | 13 | 2 | SCREW,HH, M12-1.75x20 | 20312-020
21158_drw.pdf | 14 | 1 | BRACKET, FILTER, DUPLEX LUBE OIL | 21031
21158_drw.pdf | 15 | 1 | SEAL, FILTER HEAD | 2863958
21158_drw.pdf | 18 | 1 | NUT, HEXAGON FLANGE | 3406946
21158_drw.pdf | 19 | 1 | SEAL, O-RING | 3406947
21158_drw.pdf | 20 | 1 | HEAD,LUBE OIL FILTER | 4019940
21158_drw.pdf | 21 | 1 | ADAPTER,FILTER HEAD | 4973369
21158_drw.pdf | 22 | 2 | FILTER,LUBE SPIN-ON, CUMMINS FILTRATION | LF9009
21158_drw.pdf |  |  | 15
21158_drw.pdf |  |  | 16
21159_drw.pdf | ITEM
21159_drw.pdf | 1 | 1 | BRACKET, FILTER, DUPLEX LUBE OIL | 21032
21159_drw.pdf | 2 | 1 | BRACKET, FILTER, DUPLEX LUBE OIL | 21033
21159_drw.pdf | 3 | 1 | BRACKET, FILTER, DUPLEX LUBE OIL | 21601
21159_drw.pdf |  |  | 3.36
21159_drw.pdf |  |  | 2.75
21163_drw.pdf | ITEM
21163_drw.pdf | 1 | 2 | ANGLE,1-1/2x.25x27.25"LG, HRPO STRUCTURAL ANGLE | 21164
21163_drw.pdf | 2 | 2 | ANGLE,1-1/2x.25x4"LG, HRPO STRUCTURAL ANGLE | 21165
21163_drw.pdf | 3 | 2 | ANGLE,2x3x.25x30",STL, HRPO STRUCTURAL ANGLE | 21166
21163_drw.pdf | 4 | 1 | ANGLE,2x2x.25x57"LG, HRPO STRUCTURAL ANGLE | 21167
21163_drw.pdf |  |  | ANGLE,2x2x.25x57"LG, HRPO STRUCTURAL ANGLE | 21168
21163_drw.pdf |  |  | STRUCTURAL ANGLE | 21169
21163_drw.pdf |  |  |  | 21170
21163_drw.pdf | 11 | 1
21163_drw.pdf | 12 | 4 | TUBE,SQ,1-1/2x.19"W, STEEL
21163_drw.pdf | 13 | 4 | WHEEL,CSTR,SWVL,4", W/LOCK GRAINGER 1UKA2
21181-01_drw.pdf | ITEM
21181-01_drw.pdf | 1
21181-01_drw.pdf | 2
21181-01_drw.pdf | 3 | 1 | SENSOR,PSI,1/8NPT, SEA WATER COMPATIBLE | 21009
21181-01_drw.pdf | 4 | 1 | NIPPLE,1-1/2NPTx18"LG, SCHEDULE 40, STEEL | 21181-05
21181-01_drw.pdf |  |  | NIPPLE,1-1/2NPTx8"LG, SCHEDULE 40,STEEL | 21181-06
21181-01_drw.pdf |  |  | MOUNTED UNIT | 21181-07
21181-01_drw.pdf |  |  |  | 21181-08
21181-01_drw.pdf | 11 | 1
21181-01_drw.pdf | 12 | 1 | REGULATOR,1-1/2,BRASS, WATTS
21181-02_drw.pdf | ITEM
21181-02_drw.pdf | 1
21181-02_drw.pdf | 2
21181-02_drw.pdf | 3 | 1 | SENSOR,TEMP,1/8NPT, SEA WATER COMPATIBLE | 21008
21181-02_drw.pdf | 4 | 2 | TEE,1-1/2NPT,PLT-STL, PARKER 1-1/2MMO-S | 21181-08
21181-02_drw.pdf |  |  | HOSEBARB,2Hx1-1/2NPT, PLT-STL, | 21181-09
21181-02_drw.pdf |  |  | SCHED 40 | 21181-12
21181-02_drw.pdf |  |  |  | 21181-13
21181-02_drw.pdf | 11 | 1
21181-02_drw.pdf | 12 | 1 | TEE,2NPT,STEEL
21181-02_drw.pdf | 13 | 2 | HOSEBARB,2Hx2NPT, PLT-STL,
21181-02_drw.pdf | 14 | 1 | BUSHING,2x1-1/2NPT, CARBON STEEL PIPE BUSHING | 21181-28
21181-02_drw.pdf |  |  | 8 4
21181_drw.pdf | ITEM
21181_drw.pdf | 1 | 1 | COOLING LOOP, 1-1/4", 24V, SEA WATER COMPATIBLE | 21006
21181_drw.pdf | 2 | 1 | CART,COOLNG-LP-TSTNG, PNT-STL, WELDED, W/CASTERS | 21163
21181_drw.pdf | 3 | 1 | FLOW METER ASSY, 1-1/2 PIPE WITH TEE | 21181-01
21181_drw.pdf | 4 | 1 | HEAT EXCHANGER ASSY, COOLING LOOP TESTING | 21181-02
21181_drw.pdf |  |  | VALVE, BALL, 1 1/4" NPT FEMALE, 316 SS, 46495K640 | EQ.13012
21181_drw.pdf |  |  | 10SV13GJ4F10 | 21181-04
21181_drw.pdf |  |  |  | 21181-09
21181_drw.pdf | 11 | 1
21181_drw.pdf | 12 | 1 | VALVE,DUMP,2-1/2", ELKHART
21181_drw.pdf | 13 | 1 | TEE,1-1/2NPT,PLT-STL, PARKER 1-1/2DD-S
21181_drw.pdf | 14 | 1 | ELBOW,2NPT,STL, BLACK STEEL,90° | 21181-25
21181_drw.pdf | 15 | 2 | NIPPLE,HEX,1-1/4,STL, PARKER 1-1/4FF-S | 21181-26
21182_drw.pdf | 1 | 50 | LEXAN,.75"DIA,PLSTC, W/ADHESIVE BACK, | 21182-01
21182_drw.pdf | 2 | 12 | LEXAN,1.00"DIA,PLSTC, W/ADHESIVE BACK, | 21182-02
21182_drw.pdf | 3 | 12 | LEXAN,2.50"DIA,PLSTC, W/ADHESIVE BACK, | 21182-03
21182_drw.pdf | 4 | 12 | LEXAN,3.00"DIA,PLSTC, W/ADHESIVE BACK, | 21182-04
21182_drw.pdf | 5 | 4 | LEXAN,6.00"DIA,PLSTC, W/ADHESIVE BACK, | 21182-05
21186_drw.pdf | 1 2 | 2 1 | HEATER,COOLANT,400;0WKIM IN IDX36IN,SILICO;NCEUT TO 16.00 INCHES LONG | A042F061
21186_drw.pdf | 3 | 2 | WATER TUBE,HEATER ASSEMB;LYGTA 38/50 | A058P296
21186_drw.pdf | 4 | 1 | TUBE,CROSSOVER,HEAT;ERGTA 38/50 | 7884
21188_drw.pdf | ITEM
21188_drw.pdf | 1 | 1 | FRAME, GENSE;TGTA50 OPENSET | 13846
21188_drw.pdf | 2 | 2 | GAUGE,NG LOW PRES;SW/THROTTLE PLUG XTU | 17929
21188_drw.pdf | 3 | 2 | NIPPLE,2NPTx8"LON;GWITH 1/4NPT PORT | 21190
21188_drw.pdf | 4 | 2 | BLAC;K3 IN NPT FEMALE HEX | A042A030
21188_drw.pdf |  |  | INCH W/NUT | B150UK
21188_drw.pdf |  |  | -4 NPT X -4 FNPT,S | 12195-4-4
21188_drw.pdf |  |  |  | 12210-4
21188_drw.pdf | 11 | 2
21188_drw.pdf | 12 | 1 | 3 INCH NPT
21188_drw.pdf | 13 | 2 | BUSHING,RED HEX BL;K2" FEM TO 3" MALE NPT
21188_drw.pdf | 14 | 2 | NIPPLE,PLAIN PIP;E-48NPT 3.00",BLACK STEEL | 18359-0300
21188_drw.pdf | 15 | 2 | NIPPLE,PLAIN PIP;E-48NPT 3.50",BLACK STEEL | 18359-0350
21190_drw.pdf | ITEM
21190_drw.pdf | 1 | 1 | NIPPLE,2NPTx8"LG,STL, SCH40 BLACK PIPE | 21190-01
21190_drw.pdf | 2 | 1 | COUPLING,HALF,1/4NPT, SCH40 BLACK IRON | 21190-02
21201_drw.pdf | ITEM
21201_drw.pdf | 1 | 5 | NUT, WELD HEX HEAD, 12MM X 1.75, - | 13111
21201_drw.pdf | 2 | 1 | BRACKET, RADIATOR MNT | 21202
21201_drw.pdf |  |  | 2
21201_drw.pdf |  |  | 1
21201_drw.pdf |  |  | 1
21207_drw.pdf | 1 | 1 | ASSY,BULKHEAD WIRING, DIGITAL PANEL, BULKHEAD TO POWER PCB | 15156
21207_drw.pdf | 2 | 1 | CABLE, DIGITAL PANEL, POWER PCB TO DISPLAY PCB | 15157
21207_drw.pdf | 3 | 1 | CABLE, DIGITAL PANEL, POWER PCB TO ECM SWITCH PCB | 15158
21207_drw.pdf | 6 | 1 | WELDMT, DIGITAL PANEL, BOX, 316 STNL STL, ELECTRONIC | 15675
21207_drw.pdf | 7 | 1 | ASSEMBLY, CONTROL PANEL, DOOR, 316 STNL STL, _ | 15677
21207_drw.pdf | 8 | 1 | POWER PCB, DIGITAL PANEL, ELECTRONIC | 15153
21207_drw.pdf | 9 | 1 | SWITCH PCB, DIGITAL PANEL, MODULE, ECM | 15154
21207_drw.pdf | 10 | 1 | POWER MODULE ECM , DIGITAL PANEL, ELECTRONIC | 15155
21207_drw.pdf | 11 | 2 | HINGE, ASSEMBLY W/PIN, MILD STEEL, EMKA 1069-U2 | 15573_02
21207_drw.pdf | 12 | 9 | NUT, 8-32, W/TOOTH WASHER, ZNC -PLTD | 15582
21207_drw.pdf | 15 | 2 | SCREW, 6-19 x 3/8"L, FH PHILIPS HD, STNL STL | 15590
21207_drw.pdf | 16 | 16 | SCREW, SELF TAPPING, STNL STL | 15591
21207_drw.pdf | 17 | 1 | RECEPTACLE, W/FLANGE 50 PIN,BLACK, CRC SERIES, DEUTSCH, | DRC22-50P0115593
21207_drw.pdf | 18 | 1 | RECEPTACLE, PCB MOUNT, 12 PINS STRAIGHT DT-SERIES, DEUTSCH, | DT15-1125P594
21207_drw.pdf |  |  |  | HD10-9-19391P5596
21208_drw.pdf | 1 | 2 | ARM, RADIATOR SUPPORT, CFP8.3 | 21209
21208_drw.pdf | 2 | 1 | X-BRACE, RADIATOR SUPPORT, CFP8.3
21208_drw.pdf | 5 | 1 | FLANGE, FRONT, RADIATOR SUPPORT, CFP8.3 | 21214
21208_drw.pdf |  |  | 1
21208_drw.pdf |  |  | 4
21208_drw.pdf |  |  | 3
21208_drw.pdf | RED |  | SPEC ES044.
21208_drw.pdf | information, the receiver accepts | is the in the | CUMMINS FIRE POWER LLC CORPORATE OFFICE | CUSTOM DESIGN UPFIT CENTER
21208_drw.pdf | in ittrawdiellse(c1r)etnoitnfuosrematthieondotchuemreenitn,or(2a)nynoctopcyoptyhetrheeofdoocrumtehnet, | writing ittrawdiellse(c1r)etnoitnfuosrematthieondotchuemreenitn,or(2a)nynoctopcyoptyhetrheeofdoocrumtehnet, | by 1600 BUERKLE ROAD WHITE BEAR LAKE, MN | 875 LAWRENCE DRIVE DEPERE, WISCONSIN
21208_drw.pdf | of the need | to | WWW.CUMMINSFIREPOWER.COM
21236_drw.pdf | 1 | 1 | FRAME, WELDMENT, STANDARD, CFP5.9/7E, | CFP8.3/9E9891
21236_drw.pdf | 2 | 2 | ANGLE, HRS, 8.0 X 8.0 X 0.50, 26.00" | 12504
21236_drw.pdf | 3 | 2 | PLATE, PUMP BRACE, .25" x 3.00" x 22.00" | 12506
21236_drw.pdf | 4 | 2 | PLATE, PUMP BRACE, .25" x 4.00" x 22.00" | 13621
21236_drw.pdf | 8.50
21236_drw.pdf |  |  | TYP
21236_drw.pdf |  |  |  | 3.00
21236_drw.pdf |  |  | 45° BEVEL TYP
21236_drw.pdf |  |  | 29.00
21236_drw.pdf | to the document as authorized | in accepts the in | confidence. by CUMMINS FIRE POWER LLC CORPORATE OFFICE | DESIGN UPFIT CENTER
21236_drw.pdf | ittrawdiellse(c1r)etnoitnfuosrematthieondotchuemreenitn,or(2a)nynoctopcyoptyhetrheeofdoocrumtehnet, or the | ittrawdiellse(c1r)etnoitnfuosrematthieondotchuemreenitn,or(2a)nynoctopcyoptyhetrheeofdoocrumtehnet, | or trade WHITE BEAR LAKE, MN WWW.CUMMINSFIREPOWER.COM | DEPERE, WISCONSIN
21236_drw.pdf |  | cPoopwieersLtLhCereof, | and FRAME, RUHRPUMPEN 8x6x17
21236_drw.pdf | DIMENSION |  | ACREFP5.9, 1610 DRIVESHAFT
21236_drw.pdf | IMUPNEIRTISAL |  | DWG UNITS: DRAWN BY:S DUBICK | 22-FEB-12
21237_drw.pdf | 1 | 1 | POWER MODULE, CFP59-F10/F20/F40/F50 | 15544
21237_drw.pdf | 2 | 1 | FRAME, RUHRPUMPEN 8x6x17, CFP5.9, 1610 DRIVESHAFT | 21236
21237_drw.pdf | 3 | 1 | ASSEMBLY, SHAFT GUARD, SAE #3 | 9494
21237_drw.pdf |  | 1 | ADAPTER, U-JOINT, 1480, 1550, 1610 | 12604
21237_drw.pdf | 6 | 1 | DRIVESHAFT, 1610 SHORT COUPLED, UL LISTED | 13420
21237_drw.pdf | 7 | 1 | PUMP, ITT/GOULDS | 8X6X17_RP
21240-01_drw.pdf | 1 | 1 | FRAME, WLDMNT, WIDE, CFP3.3 / 3.9 / 5E | 13041
21240-01_drw.pdf | 2 | 3 | ANGLE, HRS, 8.0 X 8.0 X 0.50, 26.00" | 12504
21240-01_drw.pdf | 3 | 2 | PLATE, PUMP BRACE, .25" x 7.00" x 18.00" | 13628
21240-01_drw.pdf | 4 | 2 | PLATE, PUMP BRACE, .25" x 7.00" x 7.50" | 13679-01
21240-01_drw.pdf |  |  | 29.00
21240-01_drw.pdf |  |  | 30.52
21240-01_drw.pdf | to the document as authorized | in accepts the in | confidence. by CUMMINS FIRE POWER LLC CORPORATE OFFICE | DESIGN UPFIT CENTER
21240-01_drw.pdf | or any (2) not or the | thereof copy the | or the document, or trade WHITE BEAR LAKE, MN WWW.CUMMINSFIREPOWER.COM | DEPERE, WISCONSIN
21240-01_drw.pdf | all Fire Power | thereof, LLC | and FRAME, AURORA PUMP, 3x4x13.5
21240-01_drw.pdf | DIMENSION |  | ACREFP5E
21240-01_drw.pdf | IMUPNEIRTISAL |  | DWG UNITS: DRAWN BY:S DUBICK | 26-JUN-12
21240-02_drw.pdf | 1 | 1 | FRAME, WLDMNT, WIDE, CFP3.3 / 3.9 / 5E | 13041
21240-02_drw.pdf | 2 | 3 | ANGLE, HRS, 8.0 X 8.0 X 0.50, 26.00" | 12504
21240-02_drw.pdf | 3 | 2 | PLATE, PUMP BRACE, .25" x 6.00" x 18.00" | 13628-01
21240-02_drw.pdf | 4 | 2 | PLATE, PUMP BRACE, .25" x 6.00" x 7.50" | 13679-02
21240-02_drw.pdf | to the document as authorized | in accepts the in | confidence. by CUMMINS FIRE POWER LLC CORPORATE OFFICE | DESIGN UPFIT CENTER
21240-02_drw.pdf | or any (2) not or the | thereof copy the | or the document, or trade WHITE BEAR LAKE, MN WWW.CUMMINSFIREPOWER.COM | DEPERE, WISCONSIN
21240-02_drw.pdf | all Fire Power | thereof, LLC | and FRAME, AURORA PUMP, 6x8x9.5
21240-02_drw.pdf | DIMENSION |  | ACREFP5E
21240-02_drw.pdf | IMUPNEIRTISAL |  | DWG UNITS: DRAWN BY:S DUBICK | 26-JUN-12
21240-03_drw.pdf | 1 | 1 | FRAME, WLDMNT, WIDE, CFP3.3 / 3.9 / 5E | 13041
21240-03_drw.pdf | 2 | 3 | ANGLE, HRS, 8.0 X 8.0 X 0.50, 26.00" | 12504
21240-03_drw.pdf | 3 | 2 | PLATE, PUMP BRACE, .25" x 4.50" x 18.00" | 13628-02
21240-03_drw.pdf | 4 | 2 | PLATE, PUMP BRACE, .25" x 4.50" x 7.50" | 13679-03
21240-03_drw.pdf | to the document as authorized | in accepts the in | confidence. by CUMMINS FIRE POWER LLC CORPORATE OFFICE | DESIGN UPFIT CENTER
21240-03_drw.pdf | or any (2) not or the | thereof copy the | or the document, or trade WHITE BEAR LAKE, MN WWW.CUMMINSFIREPOWER.COM | DEPERE, WISCONSIN
21240-03_drw.pdf | all Fire Power | thereof, LLC | and FRAME, AURORA PUMP, 6x8x13.5
21240-03_drw.pdf | DIMENSION |  | ACREFP5E
21240-03_drw.pdf | IMUPNEIRTISAL |  | DWG UNITS: DRAWN BY:S DUBICK | 26-JUN-12
21240-04_drw.pdf | 1 | 1 | FRAME, WLDMNT, WIDE, CFP3.3 / 3.9 / 5E | 13041
21240-04_drw.pdf | 2 | 3 | ANGLE, HRS, 8.0 X 8.0 X 0.50, 26.00" | 12504
21240-04_drw.pdf | 3 | 2 | PLATE, PUMP BRACE, .25" x 2.00" x 18.00" | 13628-04
21240-04_drw.pdf | 4 | 2 | PLATE, PUMP BRACE, .25" x 2.00" x 7.50" | 13679-04
21240-04_drw.pdf | to the document as authorized | in accepts the in | confidence. by CUMMINS FIRE POWER LLC CORPORATE OFFICE | DESIGN UPFIT CENTER
21240-04_drw.pdf | or any (2) not or the | thereof copy the | or the document, or trade WHITE BEAR LAKE, MN WWW.CUMMINSFIREPOWER.COM | DEPERE, WISCONSIN
21240-04_drw.pdf | all Fire Power | thereof, LLC | and FRAME, AURORA PUMP, 8x10x13.5
21240-04_drw.pdf | DIMENSION |  | ACREFP5E
21240-04_drw.pdf | IMUPNEIRTISAL |  | DWG UNITS: DRAWN BY:S DUBICK | 26-JUN-12
21240_drw.pdf | 1 | 1 | FRAME, WLDMNT, WIDE, CFP3.3 / 3.9 / 5E | 13041
21240_drw.pdf | 2 | 3 | ANGLE, HRS, 8.0 X 8.0 X 0.50, 26.00" | 12504
21240_drw.pdf | 3 | 2 | PLATE, PUMP BRACE, .25" x 5.00" x 18.00" | 13628-03
21240_drw.pdf | 4 | 2 | PLATE, PUMP BRACE, .25" x 5.00" x 7.50" | 13679
21240_drw.pdf |  |  | 30.52
21240_drw.pdf | to the the document as | receiver accepts in | confidence. the writing by CUMMINS FIRE POWER LLC CORPORATE OFFICE | DESIGN UPFIT CENTER
21240_drw.pdf | ittrawdiellse(c1r)etnoitnfuosrematthieondotchuemreenitn,or(2a)nynoctopcyoptyhetrheeofdoocrumtehnet, or the | ittrawdiellse(c1r)etnoitnfuosrematthieondotchuemreenitn,or(2a)nynoctopcyoptyhetrheeofdoocrumtehnet, confidential | WHITE BEAR LAKE, MN or trade WWW.CUMMINSFIREPOWER.COM | DEPERE, WISCONSIN
21240_drw.pdf |  | cPoopwieersLtLhCereof, | anFd RAME, AURORA PUMP, END SUCTION
21240_drw.pdf | DIMENSION
21240_drw.pdf |  |  | DWG UNITS: DRAWN BY:S DUBICK | 26-JUN-12
21242-01_drw.pdf | ITEM
21242-01_drw.pdf | 2 |  | ANGLE, HRS, 8.0 X 8.0 X 0.50, 26.00" LENGTH | 12504
21242-01_drw.pdf | 3 |  | PLATE, PUMP BRACE, .25" x 7.00" x 18.00" | 13628
21242-01_drw.pdf |  |  | .25
21242-02_drw.pdf | ITEM
21242-02_drw.pdf | 2 |  | ANGLE, HRS, 8.0 X 8.0 X 0.50, 26.00" LENGTH | 12504
21242-02_drw.pdf | 3 |  | PLATE, PUMP BRACE, .25" x 6.00" x 18.00" | 13628-01
21242-02_drw.pdf |  |  | 14.00 26.00
21242-02_drw.pdf |  |  | .25
21242-03_drw.pdf | ITEM
21242-03_drw.pdf | 2 |  | ANGLE, HRS, 8.0 X 8.0 X 0.50, 26.00" LENGTH | 12504
21242-03_drw.pdf | 3 |  | PLATE, PUMP BRACE, .25" x 4.50" x 18.00" | 13628-02
21242-03_drw.pdf |  |  | 21.00 26.00
21242-04_drw.pdf | ITEM
21242-04_drw.pdf | 2 |  | ANGLE, HRS, 8.0 X 8.0 X 0.50, 26.00" LENGTH | 12504
21242-04_drw.pdf | 3 |  | PLATE, PUMP BRACE, .25" x 2.00" x 18.00" | 13628-04
21242-04_drw.pdf |  |  | 21.00 26.00
21242-04_drw.pdf | 3.50
21242-04_drw.pdf |  |  | .25
21242_drw.pdf | 1 | 1 | FRAME, WELDMENT, STD, SHORT RISE, CFP5.9/7E, | CF1P283.235/9E
21242_drw.pdf | 2 | 3 | ANGLE, HRS, 8.0 X 8.0 X 0.50, 26.00" | 12504
21242_drw.pdf | 3 | 2 | PLATE, PUMP BRACE, .25" x 5.00" x 18.00" | 13628-03
21242_drw.pdf | 4 | 2 | PLATE, PUMP BRACE, .25" x 5.00" x 7.50" | 13679
21242_drw.pdf |  |  | 30.52
21242_drw.pdf | to the the document as | receiver accepts in | confidence. the writing by CUMMINS FIRE POWER LLC CORPORATE OFFICE | DESIGN UPFIT CENTER
21242_drw.pdf | ittrawdiellse(c1r)etnoitnfuosrematthieondotchuemreenitn,or(2a)nynoctopcyoptyhetrheeofdoocrumtehnet, or the | ittrawdiellse(c1r)etnoitnfuosrematthieondotchuemreenitn,or(2a)nynoctopcyoptyhetrheeofdoocrumtehnet, confidential | WHITE BEAR LAKE, MN or trade WWW.CUMMINSFIREPOWER.COM | DEPERE, WISCONSIN
21242_drw.pdf |  | cPoopwieersLtLhCereof, | anFd RAME, AURORA PUMP, END SUCTION
21242_drw.pdf | DIMENSION |  | TOLERANCESCAFREP5.9
21242_drw.pdf |  |  | DWG UNITS: DRAWN BY:S DUBICK | 26-JUN-12
21245_drw.pdf | 1 | 2 | CONTACTOR, MANUAL OVERIDE, CFP | 8824
21245_drw.pdf | 3 | 8 | WASHER,FLAT, 0.25 | 8824
21245_drw.pdf | 4 | 8 | SCREW,HH, 0.25-20x0.75 | 20225-075
21245_drw.pdf | 5 | 4 | SCREW,HH, M12-1.75x70 | 23012-070
21245_drw.pdf | 6 | 1
21246_drw.pdf | ITEM | QTY
21246_drw.pdf | 1 | 12 | WASHER,FLAT, 0.25 | 20000-025
21246_drw.pdf | 2 | 1 | NUT,HEX, 3/8"-16 | 20100-038
21246_drw.pdf | 3 | 12 | SCREW,HH, 0.25-20x0.75 | 20225-075
21246_drw.pdf |  |  |  | 20225-075
21247_drw.pdf | 1 | 2 | CONTACTOR, MANUAL OVERIDE, CFP | 8824
21247_drw.pdf | 2 | 8 | WASHER,FLAT, 0.25 | 8824
21247_drw.pdf | 3 | 8 | SCREW,HH, 0.25-20x0.75 | 20225-075
21247_drw.pdf | 4 | 1 | BRACKET, CONTACTORS, CFP5E | 21782
21247_drw.pdf |  | 1
21247_drw.pdf | to the document as authorized | in accepts the in | confidence. by CUMMINS FIRE POWER LLC CORPORATE OFFICE | DESIGN UPFIT CENTER
21247_drw.pdf | ittrawdiellse(c1r)etnoitnfuosrematthieondotchuemreenitn,or(2a)nynoctopcyoptyhetrheeofdoocrumtehnet, or the | ittrawdiellse(c1r)etnoitnfuosrematthieondotchuemreenitn,or(2a)nynoctopcyoptyhetrheeofdoocrumtehnet, | or trade WHITE BEAR LAKE, MN WWW.CUMMINSFIREPOWER.COM | DEPERE, WISCONSIN
21247_drw.pdf |  | cPoopwieersLtLhCereof, | and ASSEMBLY, CONTACTOR MOUNTING
21247_drw.pdf | DIMENSION |  | ACREFP5E
21247_drw.pdf | IMUPNEIRTISAL |  | DWG UNITS: DRAWN BY:S DUBICK | 03-DEC-12
21249_drw.pdf | ITEM
21249_drw.pdf | 1 | 1 | MOUNT, CONTROL PANEL, CFP POWER UNITS | 22318
21249_drw.pdf | 2 | 2 | ISOLATOR, PLATE MOUNT, 3 LB (YELLOW MARK) | 15400
21249_drw.pdf | 3 | 2 | ISOLATOR, PLATE MOUNT, 6 LB (RED MARK) | 15412
21249_drw.pdf | 4 | 12 | RIVET, ALUMINUM, STEEL SHANK, 0.156 DIA, 0.25-0.38 | GRIP15414
21249_drw.pdf |  |  | FENDER WASHER, 0.281 X 1.25 | 15421
21249_drw.pdf |  |  | 0.25-20 X 1.00, PH OR BH | 15422
21249_drw.pdf |  |  | 1
21264_drw.pdf | 1 | 1 | CAP, TAPPED HOLE, FOR 2" SQUARE TUBE | 21217
21264_drw.pdf | 2 | 1 | TUBE, 2" SQ, CFP8.3, RADIATOR SUPPORT | 21257
21264_drw.pdf | 3 | 1 | GUSSET, RADIATOR SUPPORT, CFP8.3 | 21261
21264_drw.pdf | 4 | 1 | CHANNEL, SUPPORT, ENGINE FRONT, LEFT, | 21266
21264_drw.pdf |  |  | 4
21264_drw.pdf |  |  | 2
21264_drw.pdf |  |  | 3
21264_drw.pdf |  |  | 5
21264_drw.pdf |  |  | SPEC ES044.
21264_drw.pdf | to the document as authorized | in accepts the in | confidence. by CUMMINS FIRE POWER LLC CORPORATE OFFICE | DESIGN UPFIT CENTER
21264_drw.pdf | ittrawdiellse(c1r)etnoitnfuosrematthieondotchuemreenitn,or(2a)nynoctopcyoptyhetrheeofdoocrumtehnet, or the | ittrawdiellse(c1r)etnoitnfuosrematthieondotchuemreenitn,or(2a)nynoctopcyoptyhetrheeofdoocrumtehnet, | or trade WHITE BEAR LAKE, MN WWW.CUMMINSFIREPOWER.COM | DEPERE, WISCONSIN
21264_drw.pdf |  | cPoopwieersLtLhCereof, | and LEG, FRONT ENGINE LEFT
21264_drw.pdf | DIMENSION |  | ACREFP8.3, RADIATOR COOLED
21264_drw.pdf | IMUPNEIRTISAL |  | DWG UNITS: DRAWN BY: PBS | 03-FEB-12
21265_drw.pdf | 1 | 1 | TUBE, 2" SQ., CFP8.3 RADIATOR SUPPORT | 21211
21265_drw.pdf | 2 | 1 | CAP, TAPPED HOLE, FOR 2" SQUARE TUBE | 21217
21265_drw.pdf | 3 | 1 | GUSSET, RADIATOR SUPPORT, CFP8.3 | 21261
21265_drw.pdf | 4 | 1 | CHANNEL, SUPPORT, ENGINE FRONT, RIGHT, | 21268
21265_drw.pdf |  |  | 1
21265_drw.pdf |  |  |  | 3
21265_drw.pdf |  |  | 4
21265_drw.pdf |  |  | SPEC ES044.
21265_drw.pdf | to the document as authorized | in accepts the in | confidence. by CUMMINS FIRE POWER LLC CORPORATE OFFICE | DESIGN UPFIT CENTER
21265_drw.pdf | ittrawdiellse(c1r)etnoitnfuosrematthieondotchuemreenitn,or(2a)nynoctopcyoptyhetrheeofdoocrumtehnet, or the | ittrawdiellse(c1r)etnoitnfuosrematthieondotchuemreenitn,or(2a)nynoctopcyoptyhetrheeofdoocrumtehnet, | or trade WHITE BEAR LAKE, MN WWW.CUMMINSFIREPOWER.COM | DEPERE, WISCONSIN
21265_drw.pdf |  | cPoopwieersLtLhCereof, | and LEG, FRONT ENGINE, RIGHT
21265_drw.pdf | DIMENSION |  | ACREFP8.3 RADIATOR COOLED
21265_drw.pdf | IMUPNEIRTISAL |  | DWG UNITS: DRAWN BY: PBS | 03-FEB-12
21270_drw.pdf | 1 | 1 | MOUNT, RADIATOR, CFP8.3 | 21208
21270_drw.pdf | 2 | 1 | TUBE, LOWER RADIATOR, CFP8.3, RADIATOR | 21216
21270_drw.pdf | 4 | 10 | COOLANT, FC EG PM, 1 GALLON | CC2743
21271_drw.pdf | 1 | 1 | PLATE, AIR CLEANER MOUNTING | 21272
21271_drw.pdf | 2 | 1 | PLATE, BACK | 21273
21271_drw.pdf | 3 | 1 | GUSSET, AIR CLEANER | 21274
21271_drw.pdf | 4 | 2 | GUSSET, BACK PLATE | 21275
21271_drw.pdf | 5 | 1 | BRACKET | 21278
21271_drw.pdf | 6 | 1 | GUSSET | 21281
21282_drw.pdf | ITEM
21282_drw.pdf | 1 | 1 | BRACKET, CONTACTOR MOUNTING, CFP15E, HD AIR CLEANER | 21271
21282_drw.pdf | 4 | 1 | FIELD SETTINGS TAG, FIREPUMP | 9526-03
21282_drw.pdf | 5 | 1 | DATA TAG, FIREPUMP | 9534
21282_drw.pdf | 6
21282_drw.pdf | 7 | 1 | WASHER,FLAT, M12 | 20020-M12
21282_drw.pdf | 8 | 4 | WASHER,FLAT, M5 | 20020-M5
21282_drw.pdf |  |  |  | 20120-M5
21282_drw.pdf | 11 | 8 | NUT,HEX, M6-1.00 | 20120-M6
21282_drw.pdf | 12 | 1 | NUT,HEX,PT, .38-16 | 20130-038
21282_drw.pdf | 13 | 1 | SCREW,HH, 0.38-16x1.25 | 20238-125
21282_drw.pdf | 14 | 4 | SCREW,HH, 0.50-13x1.25 | 20250-125
21282_drw.pdf | 17 | 1 | SCREW,HH, M12-1.75x25 | 20312-025
21282_drw.pdf | 18 | 1 | BRACKET | 21279
21282_drw.pdf | 19 | 1 | PLATE, MOUNTING, CFP15E | 21844
21282_drw.pdf | 20 | 1 | BRACKET, CONTACTOR, CFP15E | A042A085
21286_drw.pdf | 1 | 2 | GUSSET, GTA855 GENSET FRAME CROSS CHANNEL | 14143
21286_drw.pdf | 2 | 1 | CHANNEL,FRAME,REAR, C8 #11.5, 51.48 LONG | 21287
21286_drw.pdf | 3 | 1 | CROSSMEMBER, FRONT, ENGINE OFFSET | 21288
21286_drw.pdf | 4 | 1 | CHANNEL,GENSET FRAME, QSB5G6 FRONT | 21290
21286_drw.pdf | 5 | 2 | CHANNEL,GENSET FRAME, QSB5G5 SIDE | 21291
21286_drw.pdf | 6 | 4 | SPACER,ISOLATOR, .375 THK, 1.50 HOLE | 21292
21286_drw.pdf | 7 | 1 | CROSSMEMBER,RADIATOR, SUPPORT,QSB5G6 | 21293
21286_drw.pdf | 8 | 1 | CROSSMEMBER,REAR, QSB5G6, OFFSET MOUNT | 21294
21286_drw.pdf | 9 | 2 | GUSSET,GENSET BASE, CROSSMEMBER | 21299
21298_drw.pdf | ITEM
21298_drw.pdf | 1 | 1 | PLATE,.25 THK STEEL, STEEL | 21298-REF
21298_drw.pdf | 2 | 3 | NUT, WELD, 3/8-16 | NUT-WELD_375
21298_drw.pdf |  |  | 0.42 3 PLACES
21298_drw.pdf |  |  | FOR 3/8-16 WELDNUT
21298_drw.pdf |  |  | 1
21313_drw.pdf | ITEM
21313_drw.pdf | 1 | 1 | BRKT,FORMED,STL, PART OF COVER KIT | 21080
21313_drw.pdf | 2 | 1 | BRKT,FORMED,STL, PART OF COVER KIT | 21081
21315_drw.pdf | 1 | 1 | ASSY,BULKHEAD WIRING, DIGITAL PANEL, BULKHEAD TO POWER PCB | 15156
21315_drw.pdf | 2 | 1 | CABLE, DIGITAL PANEL, POWER PCB TO DISPLAY PCB | 15157
21315_drw.pdf | 3 | 1 | CABLE, DIGITAL PANEL, POWER PCB TO ECM SWITCH PCB | 15158
21315_drw.pdf | 4 | 1 | ASSY, WIRING, DIGITAL PANEL, ENGINE STOP SWITCH | 15160
21315_drw.pdf | 5 | 1 | DIAGNOSTICS, DIGITAL PANEL, RECEPTACLE AND CABLE | 15161
21315_drw.pdf | 6 | 1 | WELDMT, DIGITAL PANEL, BOX, ELECTRONIC | 15569
21315_drw.pdf | 7 | 1 | ASSEMBLY, DOOR, CONTROL PANEL | 15575
21315_drw.pdf | 8 | 1 | POWER PCB, DIGITAL PANEL, ELECTRONIC | 15153
21315_drw.pdf | 9 | 1 | SWITCH PCB, DIGITAL PANEL, MODULE, ECM | 15154
21315_drw.pdf | 10 | 1 | POWER MODULE ECM , DIGITAL PANEL, ELECTRONIC | 15155
21315_drw.pdf | 11 | 2 | HINGE, ASSEMBLY W/PIN, MILD STEEL, EMKA 1069-U2 | 15573_02
21315_drw.pdf | 12 | 9 | STANDOFF HEX M/F, 8-32, BRASS .63"L | 15579
21315_drw.pdf | 13 | 9 | NUT, 8-32, W/TOOTH WASHER, ZNC -PLTD | 15582
21315_drw.pdf | 14 | 2 | WASHER, 5/32"I.D x 5/16"O.D. x .02TK, STNL STL | 15588
21315_drw.pdf | 15 | 2 | SCREW, 6-19 x 3/8"L, FH PHILIPS HD, STNL STL | 15590
21315_drw.pdf | 16 | 16 | SCREW, SELF TAPPING, STNL STL | 15591
21315_drw.pdf | 17 | 1 | RECEPTACLE, W/FLANGE 50 PIN,BLACK, CRC SERIES, DEUTSCH, | 15593
21315_drw.pdf | 18 | 1 | RECEPTACLE, PCB MOUNT, 12 PINS STRAIGHT DT-SERIES, DEUTSCH, | 15594
21315_drw.pdf | 19 | 1 | CONNECTOR, RECEPTACLE SQ. FLANGE HD10 SERIES, DEUTSCH, | 15596
21315_drw.pdf | 20 | 1 | RECEPTACLE, W/FLANGE 50 PIN,BLACK, CRC SERIES, DEUTSCH, | 15599
21315_drw.pdf | 21 | 1 | PLUG, LIQUID TIGHT, HEYCO, 3837 | 15645
21315_drw.pdf | 22 | 1 | RECEPTACLE, W/FLANGE 50 PIN,BLACK, CRC SERIES, DEUTSCH, | 15657
21315_drw.pdf | 23 | 4 | NUT, ACORN,SELF-LOCKING, 8-32, 18-8 STNL STL | 17149
21320_drw.pdf | ITEM
21320_drw.pdf | 1 | 1 | BRACKET, SIDE RAIL, LH | 21323
21320_drw.pdf | 2 | 1 | BRACKET, GEN, CNTR SUPT, MI-JACK | 21324
21320_drw.pdf | 3 | 1 | BRACKET, GEN. SUPT | 21325
21320_drw.pdf | 4 | 2 | PLATE, CNTR SUPT, SIDE RAIL | 21326
21320_drw.pdf |  |  | PLATE, END SUPT,SIDE RAIL | 21327
21320_drw.pdf |  |  |  | 21328
21320_drw.pdf |  |  |  | 21329
21320_drw.pdf |  |  | 9
21320_drw.pdf |  |  | 2
21320_drw.pdf |  | 1
21321_drw.pdf | ITEM
21321_drw.pdf | 1 | 1 | ENGINE, QSB5, TIER 4 | 21125
21321_drw.pdf | 2 | 1 | FRAME, MI-JACK | 21320
21321_drw.pdf | 3 | 1 | ENGINE MNT, RH | 21332
21321_drw.pdf | 4 | 1 | ENGINE MNT, LH | 21335
21321_drw.pdf |  |  | FRAME STAND | 21412
21321_drw.pdf |  |  |  | 21468
21321_drw.pdf | 11 | 8
21321_drw.pdf | 12 | 4 | SCREW,HH, 0.75-10x1.50
21321_drw.pdf | 13 | 4 | SCREW,HH, 0.75-10x4.50
21321_drw.pdf | 14 | 2 | SCREW,HH, M12-1.75x25 | 20312-025
21321_drw.pdf | 15 | 6 | SCREW,HH, M12-1.75x30 | 20312-030
21322_drw.pdf | ITEM
21322_drw.pdf | 1 | 1 | HOSE,LOW PRESSURE, 5/8" ID X 36.00 LG | 13062
21322_drw.pdf | 2 | 1 | RADIATOR MNT, LH | 21201
21322_drw.pdf | 3 | 1 | FAN,SUCKER,24" OD,9 BLADE,1"PILOT, ACS P/N-440100-24 | 440100-24
21322_drw.pdf | 4 | 1 | COOLING PACKAGE, CPG | A030T332
21322_drw.pdf |  |  | HOSE, HUMP CAC, 3" ID X 6-1/2" LONG | 11431
21322_drw.pdf |  |  | T-BOLT, 3.28-3.58 | 12975-0350
21322_drw.pdf |  |  |  | 14990-08
21322_drw.pdf | 11 | 1 | TUBE,
21322_drw.pdf | 12 | 1 | TUBE, CAC, TO/AIR INTAKE,
21322_drw.pdf | 13 | 1 | SENSOR, FLUID LEVEL, CASCO, 1035100002-001
21332_drw.pdf | ITEM
21332_drw.pdf | 1 | 1 | PLATE, ENGINE MNT | 21333
21332_drw.pdf | 2 | 1 | BRACKET, ENGINE MNT, RH | 21334
21332_ref_drw.pdf | ITEM
21332_ref_drw.pdf | 1 | 1 | PLATE, ISOLATOR MNT, PELICAN, ANGULAR MNT | 19299
21332_ref_drw.pdf | 2 | 1 | PLATE, ENGINE MNT | 21333_REF
21332_ref_drw.pdf | 3 | 1 | BRACKET, ENGINE MNT, RH | 21334_REF
21332_ref_drw.pdf |  |  | 2
21335_drw.pdf | ITEM
21335_drw.pdf | 1 | 1 | PLATE, ENGINE MNT | 21333
21335_drw.pdf | 2 | 1 | BRACKET, ENGINE MNT, LH | 21336
21335_ref_drw.pdf | ITEM
21335_ref_drw.pdf | 1 | 1 | PLATE, ISOLATOR MNT, PELICAN, ANGULAR MNT | 19299
21335_ref_drw.pdf | 2 | 1 | PLATE, ENGINE MNT | 21333_REF_LH
21335_ref_drw.pdf | 3 | 1 | BRACKET, ENGINE MNT, LH | 21336_REF
21335_ref_drw.pdf |  |  | 2
21353_drw.pdf | ITEM
21353_drw.pdf | 1 | 3 | NUT, WELD HEX HEAD, 5/16"-18, - | 13253
21353_drw.pdf | 2 | 1 | GUARD,NARROW FIT, LEFT SIDE | 21353-REF
21353_drw.pdf |  | 8 | PLCS
21354_drw.pdf | ITEM
21354_drw.pdf | 1 | 3 | NUT, WELD HEX HEAD, 5/16"-18, - | 13253
21354_drw.pdf | 2 | 1 | GUARD,NARROW FIT, LEFT SIDE | 21354-REF
21354_drw.pdf |  | R0.25
21354_drw.pdf |  | 3
21354_drw.pdf |  |  | 1.12
21354_drw.pdf |  |  | 0.50
21364_drw.pdf | ITEM
21364_drw.pdf | 1 | 1 | HOSE, CAC, 4-PLY ARAMID FIBER 4.5", PUROSIL 364-450 | 364-450
21368_drw.pdf | 1 | 2 | GUSSET,ENGINE CROSSMEMBER, GTA38/50 | 13842
21368_drw.pdf | 2 | 1 | CHANNEL,FRAME, GTA38/50 REAR | 14227
21368_drw.pdf | 3 | 1 | CHANNEL, CROSSMEMBER, ENGINE, REAR, | 14229
21368_drw.pdf | 4 | 4 | BRKT,LIFTING, GTA28/38/50 | 16505
21368_drw.pdf |  |  | RAIL,GTA38 | 21376
21368_drw.pdf | 9 | 1 | CROSSMEMBER,ENG,FRNT, MODIFIED GTA38/50 | 21491
21368_drw.pdf | 10 | 2 | GUSSET,ENGINE CROSSMEMBER, GTA38/50 | 21494
21368_drw.pdf |  |  | SECTION B-B
21368_drw.pdf |  |  | SCALE 0.250
21368_drw.pdf |  |  | .25 | TYP
21382_drw.pdf | 1 | 1 | ENCLOSURE, 316 STAINLESS STEEL, 6 x 6 x 4, HOFFMAN | A606NFSS6
21382_drw.pdf | 2
21382_drw.pdf | 3 | 4 | TERMINAL, ZDU 6, WEIDMULLER | 1608620000
21382_drw.pdf | 4 | 1 | PLATE, END ZAP/TW 5, WEIDMULLER | 1608830000
21382_drw.pdf | 5 | 2 | BRACKET,END, Z-SERIES | 9540000000
21382_drw.pdf | 6 | 1 | PANEL, 6 X 6 BACK, HOFFMAN | A6P6
21382_drw.pdf | 7
21382_drw.pdf | 8 | 1 | GASKET, DTP4P | DTP4P-L012-GKT
21385_drw.pdf | ITEM
21385_drw.pdf |  |  | 3.50
21386_drw.pdf | ITEM
21386_drw.pdf | 1 | 1 | PLATE, OPERATOR STATION MTG BRACKET, RH CONTROLS | 14078
21386_drw.pdf | 2 | 1 | TUBE, ENCLOSURE MOUNTING BRACKET | 21387
21386_drw.pdf | 3 | 1 | PLATE, ENCLOSURE MOUNTING BRACKET | 21388
21390_drw.pdf | 1 | 1 | HOSE, FUEL VACUUM, CFP15E LH CONTROLS | 19843
21390_drw.pdf | 2
21390_drw.pdf | 3
21390_drw.pdf | 4 | 1 | BRACKET, MTG, MURPHY GAUGE, CFP15E | 21389
21390_drw.pdf | to the document as authorized | in accepts the in | confidence. by CUMMINS FIRE POWER LLC CORPORATE OFFICE | DESIGN UPFIT CENTER
21390_drw.pdf | ittrawdiellse(c1r)etnoitnfuosrematthieondotchuemreenitn,or(2a)nynoctopcyoptyhetrheeofdoocrumtehnet, or the | ittrawdiellse(c1r)etnoitnfuosrematthieondotchuemreenitn,or(2a)nynoctopcyoptyhetrheeofdoocrumtehnet, | or trade WHITE BEAR LAKE, MN WWW.CUMMINSFIREPOWER.COM | DEPERE, WISCONSIN
21390_drw.pdf |  | cPoopwieersLtLhCereof, | and ASSEMBLY, FUEL GAUGE
21390_drw.pdf | DIMENSION |  | ACREFP15E
21390_drw.pdf | IMUPNEIRTISAL |  | DWG UNITS: DRAWN BY: PBS | 17FEB2012
21391_drw.pdf | 1 | 2 | SENDER, PRESURE, DATCON #02504-00 | 8863
21391_drw.pdf | 2 | 2 |  | 12181-M14-2
21391_drw.pdf | 3 | 1 |  | 12195-2-2
21391_drw.pdf | 4 | 2 | SNUBBER, OIL PRESSURE, 1/8" NPT | 22690
21391_drw.pdf |  |  | BC
21392_drw.pdf | 1 | 1 | PLUG, HEX HEAD, M27 x 2.0, PARKER | M27P87OMN
21393_drw.pdf | 1 | 1 | FITTING, M27 x 2.0 WITH 1/8 NPT TAP | 21392
21393_drw.pdf | 2 | 1 | SENDER, PRESURE, DATCON #02504-00 | 8863
21393_drw.pdf |  |  | 1
21402_drw.pdf | 1 | 1 | TUBE,2.50 OD,CAC TO INTAKE, MTL BFM 35/50 | 11922
21402_drw.pdf | 2 | 1 | FRAME,POWER UNIT,B3.3,TIER 3, MTL BFM 35/50 | 11927
21402_drw.pdf | 3 | 2 | SUPPORT,LEG,FRONT,ENGINE, QSB3.3 TIER 3 | 11942
21402_drw.pdf | 4 | 2 | SUPPORT,LEG,REAR,ENGINE, QSB3.3 TIER 3 | 11943
21402_drw.pdf | 5 | 1 | ELBOW,TRIMED,45 DEG,CAC, MADE FROM CNP P/N-11946 | 11946-01
21402_drw.pdf | 6 | 1 | ELBOW,TRIMED,45 DEG,CAC, MADE FROM CNP P/N-11946 | 11946-02
21402_drw.pdf | 7 | 1 | TUBE,1.75 OD,LOWER WATER JKT, MTL BFM 35/50 | 12114
21402_drw.pdf | 8 | 1 | RADIATOR, W/CAC, QSB3.3 | 12775
21402_drw.pdf | 9 | 1 | AIR CLEANER | AH19490
21402_drw.pdf | 10 | 1 | OBSOLETE FAN,17.87" DIA, SUCTION, MULTI-WING | 17_875_10_3L_PAG_45B
21402_drw.pdf | 11 | 4 | WASHER,SNUBBING, TECH PRODUCTS CORP | 0181-1
21402_drw.pdf | 12 | 2 | WASHER,SNUBBING, TECH PRODUCTS CORP | 0182
21402_drw.pdf | 13 | 2 | HOSE,HUMP,2.50 ID,4" LG,ARAMID, PUROSIL P/N-3641-250-400 | 11923
21402_drw.pdf | 14 | 1 | PANEL,MTG,CONTROLLER, BFM35/50 | 11944
21402_drw.pdf | 15 | 1 | TUBE,2.50 X 6.50 LG,TURBO TO CAC, MTL BFM35/50 | 11952
21402_drw.pdf | 16 | 1 | SPACER,FAN, CUSTOM, B3.3 | 16386
21410_drw.pdf | ITEM
21410_drw.pdf | 1 | 1 | TUBE, EXHAUST, W/FLEX | 21416
21410_drw.pdf | 2 | 1 | TUBE, EXHAUST, OFFSET | 21417
21410_drw.pdf | 3 | 2 | CLAMP, BAND, 3"I.D. TUBE, ACCUSEAL, ALUMINZED STEEL | 21940-0300
21410_drw.pdf | 4 | 1 | TUBE, ADAPTER, DOC, - | 22497
21410_drw.pdf |  |  | CLAMP, MUFFLER, - | 3918197S
21410_drw.pdf |  |  | 3.00" | 89545K
21410_drw.pdf |  |  |  | A040N988
21412_drw.pdf | ITEM
21412_drw.pdf | 1 | 1 | BRACKET, FRAME STAND | 21413
21412_drw.pdf | 2 | 1 | PLATE, FRAME STAND | 21414
21412_drw.pdf |  |  | 2
21427_drw.pdf | 1 | 1 | TUBE, LOWER, COOLANT HEATER, QSX15-C | 18153
21427_drw.pdf | 2 | 1 | HOSE,1.00IN IDX36IN,SILICONE, CUT TO 30.00 INCHES | LONGA042F061
21427_drw.pdf | 3 | 1 | BRACKET, COOLANT HEATER, MULTI-UNIT | 8143
21429_drw.pdf | 1 | 2 | END CAP,TUBE,THREADED, - | 13814
21429_drw.pdf | 2 | 1 | CROSSMEMBER,ENGINE,FRONT, GTA38/50 | 13833
21429_drw.pdf | 3 | 1 | CHANNEL,FRAME, GTA38/50 RADIATOR SUPPORT | 13836
21429_drw.pdf | 4 | 1 | CHANNEL,FRAME, GTA38/50 | 13837
21429_drw.pdf |  |  |  | 14405
21429_drw.pdf | 9 | 35 | WELDNUT, 1/4"-20 NC, _ | 14520
21429_drw.pdf | 10 | 4 | BRKT,LIFTING, GTA28/38/50 | 16505
21429_drw.pdf | 11 | 1 | CHANNEL,FRAME,REAR, GTA38/50 | 17405
21429_drw.pdf | 12 | 1 | SHEET,FLOOR,11GA,STL, GTA38,REAR PANEL | 21397
21429_drw.pdf | 13 | 1 | SHEET,FLOOR,11GA,STL, GTA38,3RD PANEL | 21398
21429_drw.pdf | 14 | 1 | SHEET,FLOOR,11GA,STL, GTA38,2ND PANEL | 21399
21429_drw.pdf | 15 | 1 | SHEET,FLOOR,11GA,STL, GTA38,FRONT PANEL | 21400
21429_drw.pdf | 16 | 2 | BRKT,FLOOR-SUPPORT, 2x3x.25"THK, STEEL | 21433
21429_drw.pdf | 17 | 4 | GUSSET,ENGINE CROSSMEMBER, GTA38/50 | A042G234
21429_drw.pdf | 18 | 1 | CHANNEL, CROSSMEMBER, ENGINE, GTA38/50
21429_drw.pdf |  |  | .25 TYP
21432_drw.pdf | ITEM
21432_drw.pdf | 1 | 1 | WELDMENT,FRONT ENGINE SUPPORT, GTA38/50 | 14102
21432_drw.pdf | 2 | 2 | SPT,FLYWHEEL,REWORK, GTA38/50 | 15111
21432_drw.pdf | 3 | 1 | FRAME, GENSET, WIDE, GTA38 W/FLOOR | 21429
21432_drw.pdf | 4 | 4 | SPACER, ISOLATOR, 6.00 x 6.00 x 0.875 | 13711
21432_drw.pdf |  |  | WASHER,SNUBBING, TECH PRODUCTS 0186 | 13722
21432_drw.pdf |  |  | PRODUCTS 60054 | 14327
21432_drw.pdf |  |  |  | 21430
21434_drw.pdf | 1 | 1 | -, - | 21434-BODY
21434_drw.pdf | 2 | 1 | -, - | 21434-HANDLE
21434_drw.pdf | 3 | 1 |  | 21434-NUT_
21435_drw.pdf | 1 | 1 | -, - | 21435-BODY
21435_drw.pdf | 2 | 1 | -, - | 21435-HANDLE
21435_drw.pdf | 3 | 1 |  | 21435-NUT
21439_drw.pdf | 1 2 | 1 1 | SENDER, WATER TEMPERATU;RE1/8" NPT 0-100 PS;I1/4" NPT STN STL | 13113
21439_drw.pdf | 3 | 1 | REGULATOR/STRAINER, 3/4" N;PSTEA WATER COMPATIBLE | 13703
21439_drw.pdf | 4 | 1 | REGULATOR/STRAINER, 3/4" N;PSTEA WATER COMPATIBLE | 13703
21446_drw.pdf | ITEM | QTY
21446_drw.pdf | 1 | 1 | ENGINE, QSX15-C665, SPEC CFP15E F10-F40 | 8742
21446_drw.pdf | 3 | 1 | ASSEMBLY, COOLANT HEATER, 3KW ADJ VOLTAGE, CFP15E | 10849
21446_drw.pdf | 4 | 1 | ASM, COOLANT LEVEL GAUGE, CFP15E | 14074
21446_drw.pdf | 5 | 1 | ASSEMBLY, GUARDING, HD AIR CLEANER, CFP15E | 16707
21446_drw.pdf | 6 | 1 | ASSEMBLY, FUEL PLUMBING, CFP15E | 15210
21446_drw.pdf |  |  | CFP15E | 15617
21446_drw.pdf | 9 | 1 | DUPLEX FUEL FILTER, FF4093 | 17437
21446_drw.pdf | 10 | 1 | ASSEMBLY, FUEL VALVE AND BYPASS | 18501
21446_drw.pdf | 11 | 1 | COOLING LOOP, 1.25" DIA. , W/MNTS, CFP15, SEA WATER, | 19388
21446_drw.pdf | 14 | 1 | ASSEMBLY, CFP15E, DUPLEX LUBE OIL FILTER | 21158
21446_drw.pdf | 15 | 1 | KIT, WIRE HARNESS, CFP5E | 21228
21446_drw.pdf | 16 | 1 | ASSEMBLY, ACCESSORY MOUNTING, CFP15E | 21282
21446_drw.pdf | 19 | 1 | ASSEMBLY, ENGINE MOUNTING FEET, CFP15E, ISOLATOR MOUNTED | 21471
21446_drw.pdf | 20 | 1 | ASSEMBLY, OIL/AIR TEMPERATURE | 21477
21446_drw.pdf | 21
21446_drw.pdf | 22 | 1 | ASSEMBLY, DPEM AND HARNESS, GEN I
21446_drw.pdf | 24 | 1 | BRACKET, RADIATOR TUBE | 11581
21446_drw.pdf | 25
21467_drw.pdf | ITEM
21467_drw.pdf | 1 | 1 | BRACKET, AIR FILTER MNT, QSB5, MI-JACK | 21441
21467_drw.pdf | 2 | 1 | BRACKET, AIR FILTER SUPT | 21483
21467_drw.pdf | 3 | 1 | PLATE, AIR FITLER SUPT, BOTTOM | 21531
21470_drw.pdf | 1 | 1 | HOSE, INLET, 80242GL X 26" LG | 8951
21470_drw.pdf | 2 | 1 | HOSE, OUTLET, #80242GL X 27" LG, FIREPUMP | 8952
21470_drw.pdf | 3
21470_drw.pdf | 4 | 1 | TEE, UNION, -12 NPT | 12531-12
21470_drw.pdf | 5
21470_drw.pdf | 6 | 4 | ISOLATOR, STUD MOUNT, 1/4-20, TECH PRODUCTS #51201 | 13102
21470_drw.pdf | 7
21470_drw.pdf | 8 | 1 | COOLANT HEATER, ISOLATED, OIL PAN FLANGE MOUNT | 14821
21470_drw.pdf |  |  |  | 14990-12
21471_drw.pdf | ITEM
21471_drw.pdf | 1 | 1 | SUPPORT, ENGINE, FRONT, ISOLATED, CFP15E | 14085
21471_drw.pdf | 2 | 4 | ISOLATOR, DOME STYLE | 8954-2
21471_drw.pdf | 3 | 2 | ISOLATOR, DOME STYLE | 8954-4
21471_drw.pdf | 4 | 2 | BRACKET, REAR LEG, ISOLATED, CFP15E | 14086
21471_drw.pdf |  |  | WASHER,FLAT, 0.75 | 20000-075
21471_drw.pdf |  |  |  | 20130-075
21471_drw.pdf |  |  |  | 20263-175
21472_drw.pdf | ITEM
21472_drw.pdf | 1 | 1 | PLATE, VIBRATION MOUNT SIDE | 21474
21472_drw.pdf | 2 | 1 | PLATE, VIBRATION MOUNT TOP | 21475
21472_drw.pdf | 3 | 1 | GUSSET, VIBRATION MOUNT | 21476
21472_drw.pdf |  |  | 2
21477_drw.pdf | 1 | 1 |  | 8862
21477_drw.pdf | 2 | 1 |  | 21977
21478_drw.pdf | ITEM
21478_drw.pdf | 1 | 1 | ASSEMBLY, VIBRATION SWITCH MOUNT | 20263-175
21478_drw.pdf | 2 | 1 | PLATE, OPERATOR STATION MTG BRACKET, RH CONTROLS | 14078
21478_drw.pdf | 3 | 1 | SWITCH, SHOCK & VIBRATION, MURPHY VS2 | 18536
21478_drw.pdf | 4 | 2 | WASHER,FLAT, 0.25 | 18536
21478_drw.pdf |  |  | SCREW,HH, 0.25-20x0.75 | 20225-075
21478_drw.pdf |  |  |  | 20263-175
21481_drw.pdf | ITEM
21481_drw.pdf | 1 | 1 | ONAN ENCLOSURE, REF 0319-3169 | 0319-3169REF
21481_drw.pdf | 2 | 1 | SHEET,SIDE,CONDUIT, HCI6 | 14515
21481_drw.pdf | 3 | 1 | PANEL,COVER, HCI6 ADAPTER FOR 320-1995 KIT MOUNT | 21480
21487_drw.pdf | ITEM
21487_drw.pdf | 1 | 1 | TUBE, OIL FILLER | 22463-01
21487_drw.pdf | 2 | 1 | TUBE, OIL FILLER | 22463-02
21487_drw.pdf | 3 | 1 | TUBE, OIL FILL, MITTERED | 22470
21487_drw.pdf | 4 | 1 | OIL FILL, "Y" FITTING, - | 3970304
21488_drw.pdf | ITEM
21488_drw.pdf | 1 | 1 | TUBE, OIL FILL, MITTERED | 22470
21488_drw.pdf | 2
21489_ref_drw.pdf | ITEM
21489_ref_drw.pdf | 1 | 1 | TRAY,BATTERY RACK, BOLT ON FRM,GRP 31 | 21490_REF
21489_ref_drw.pdf | 2 | 1 | GUSSET,BATTERY RACK, GRP 31 BOLT ON FRAME | 21496_REF
21497_drw.pdf | ITEM
21497_drw.pdf | 1 | 2 | HOLD-DOWN,BATTERY, GRP 31 HARDWARE | 17493
21497_drw.pdf | 2 | 2 | ***DO NOT USE***, REPLACED BY A042C206 | 17680
21497_drw.pdf | 3 | 1 | RACK,DUAL GRP31 BATT, WITH HOLD DOWN SLOTS | A042A036
21497_drw.pdf | 4 | 2 | BATTERY, GROUP 31, COMMERCIAL | 31-5
21497_ref_drw.pdf | ITEM
21497_ref_drw.pdf | 1 | 3 | HOLD-DOWN,BATTERY, GRP 31 HARDWARE | 17493_REF
21497_ref_drw.pdf | 2 | 2 | BATTERY,830A,12V, OPTIMA,D27F | 23381
21497_ref_drw.pdf | 3 | 1 | PLATE, BATTERY HOLD-DOWN, PIERCE 175KW | 24033
21506_drw.pdf | 1 2 | 1 1 | SENDER, WATER TEMPERATU;RE1/8" NPT 0-100 PS;I1/4" NPT STN STL | 13113
21506_drw.pdf | 3 | 1 | VALVE, SOLENOID, 1" NPT, 12;VDSCEA WATER COMPATIBLE | 14680
21506_drw.pdf | 4 | 1 | REGULATOR/STRAINER, 1" NPT, SEA WATER COMPATIBLE | 14684
21511_drw.pdf | 1 2 | 1 2 | SENDER, WATER TEMPERATU;RE1/8" NPT 3/4" NPT, 400 PSI ;MA2X5 TO 75 PSI OUT | 8890
21511_drw.pdf | 3 | 2 | STRAINER, 3/4" NPT W/ PLUG | 8891
21511_drw.pdf | 4 | 1 | GAUGE, PRESSURE, 1/4" N;PTDPG1-2 1/2, 0-100 PSI, (WATTS) | 8892
21532_drw.pdf | ITEM | QTY
21532_drw.pdf | 1 | 1 | ENGINE, QSX15-C665, SPEC CFP15E F10-F40 | 8742
21532_drw.pdf | 4 | 1 | MISC PIPING, CFP15 | 10913
21532_drw.pdf | 5
21532_drw.pdf | 6 | 1 | ASSEMBLY, SHAFT GUARD, TELESCOPING, SIZE 1-XL, SHORT COUPLED | SHAF1T4156
21532_drw.pdf | 7 | 1 | ASSEMBLY, GUARDING, HD AIR CLEANER, CFP15E | 16707
21532_drw.pdf | 8 | 1
21532_drw.pdf | 10 | 1 | ASSEMBLY, SECONDARY ECM, CFP15E | 15617
21532_drw.pdf | 11 | 1 | ASSEMBLY, FUEL VALVE AND BYPASS | 18501
21532_drw.pdf | 12 | 1 | ASSEMBLY, ACCESSORY MOUNTING, CFP15E | 21282
21532_drw.pdf | 13
21532_drw.pdf | 14 | 1 | ASSEMBLY, ENGINE MOUNTING FEET, CFP15E, ISOLATOR MOUNTED | 21471
21532_drw.pdf | 17 | 1 | ADAPTER, U-JOINT, SAE#1 FW, 1710/1810/U3172/ DRIVESHAFTS | 12578
21532_drw.pdf | 18 | 1 | SHAFT, U3172, SHORT COUPLED | 13430
21532_drw.pdf | 19 | 1 | COVER, DOOR PANEL | 16889
21534_drw.pdf | ITEM
21534_drw.pdf | 1 | 2 | NUT, WELD OFFSET HOLE, 8MM X 1.25, - | 13110
21534_drw.pdf | 2 | 1 | SHIELD, REAR, TIMBERPRO | 21535
21534_drw.pdf | 3 | 1 | TUBE, VENT, 0.75" DIA, TIMBERPRO | 21536
21534_drw.pdf |  |  |  | 3
21538_drw.pdf | ITEM
21538_drw.pdf | 1 | 3 | NUT, WELD OFFSET HOLE, 8MM X 1.25, - | 13110
21538_drw.pdf | 2 | 1 | BRKT, MTG, REAR, TIMBERPRO | 21539
21540_drw.pdf | ITEM
21540_drw.pdf | 1 | 1 | NUT, WELD OFFSET HOLE, 8MM X 1.25, - | 13110
21540_drw.pdf | 2 | 1 | BRKT, MTG, FRONT, TIMBERPRO | 21541
21540_drw.pdf |  |  | 1
21542_drw.pdf | ITEM
21542_drw.pdf | 1 | 1 | WLDMNT, SHIELD, REAR, TIMBERPRO | 21534
21542_drw.pdf | 2 | 1 | WLDMNT, BRKT, MTG, REAR, TIMBERPRO | 21538
21542_drw.pdf | 3 | 1 | WLDMNT, BRKT, MTG, FRT, TIMBERPRO | 21540
21542_drw.pdf | 4 | 8 | WASHER,FLAT, 0.38 | 20000-038
21542_drw.pdf |  |  | SCREW,HH, 0.38-16x0.75 | 20238-075
21542_drw.pdf |  |  |  | 20308-020
21542_drw.pdf |  |  |  | 21537
21545_drw.pdf | ITEM
21545_drw.pdf | 1 | 1 | PLATE, OPERATOR STATION MTG BRACKET, RH CONTROLS | 14078
21545_drw.pdf | 2 | 1 | TUBE, ENCLOSURE MOUNTING BRACKET | 21387
21545_drw.pdf | 3 | 1 | PLATE, ENCLOSURE MOUNTING BRACKET | 21546
21547_drw.pdf | 1 | 1 | ENCLOSURE, 10 x 8 x 4 316SS, HOFFMAN | A1008NFSS6
21547_drw.pdf | 2 | 6 | GUARD, TOGGLE SWITCH | 826-8498
21547_drw.pdf | 3 | 1 | MODULE, OVERSPEED, UNLITITED P/N 7001327 | 8836
21547_drw.pdf | 4
21547_drw.pdf | 5 | 1 | LABEL, HYDRAULIC START PANEL | 21550
21547_drw.pdf | 6 | 1 | LABEL, HYDRAULIC START SWITCH | 21551
21547_drw.pdf | 7 | 6 | SWITCH, MOM ON-OFF TOGGLE, WAYTEK | 44253
21547_drw.pdf | 8 | 13 | TERMINAL, ZDU 1.5, WEIDMULLER | 1775480000
21547_drw.pdf | 9 | 1 | PLATE, END, ZAP/TW ZDU1.5/2AN, WEIDMULLER | 1776030000
21547_drw.pdf | 10 | 2 | BRACKET,END, Z-SERIES | 9540000000
21547_drw.pdf | 11 | 1 | PANEL, BACK 10 x 8, HOFFMAN | A10P8
21547_drw.pdf | 12 | 1 | RECEPTACLE, 6 WAY, DEUTSCH | DT04-6P-CL09
21558_drw.pdf | 1 | 6 | WELDNUT, 1/4"-20 NC, _ | 14520
21558_drw.pdf | 2 | 1 | PANEL, FAN GUARD, RIGHT SIDE GTA855 | 21561
21558_drw.pdf | 3 | 1 | 1/2" No. 13 FLAT EXPANDED METAL STEEL | 1/2 X 13-15
21558_drw.pdf |  |  | 1
21563_drw.pdf | ITEM
21563_drw.pdf | 1 | 2 | WELDNUT, 1/4"-20 NC, _ | 14520
21563_drw.pdf | 2 | 1 | GUARD,TOP COVER, GTA855 EXTNDED FAN | 21554
21565_drw.pdf | 1 | 6 | WELDNUT, 1/4"-20 NC, _ | 14520
21565_drw.pdf | 2 | 1 | PANEL,FAN GUARD, LEFT SIDE GTA855 | 21567
21565_drw.pdf | 3 | 1 | 1/2" No. 13 FLAT EXPANDED METAL STEEL | 1/2 X 13-15
21565_drw.pdf |  |  | 1
21569_drw.pdf | ITEM
21569_drw.pdf | 1 | 8 | WELDNUT, 1/4"-20 NC, _ | 14520
21569_drw.pdf | 2 | 1 | GUARD,FRONT GRATE, FRAME GTA855E | 21570
21569_drw.pdf | 3 | 1 | No. 13 FLAT EXPANDED METAL STEEL | 1/2 X 13-15
21569_drw.pdf |  |  | 1 2
21577_drw.pdf | 1 | 1 | CHANNEL, GTA855 GENSET FRAME LH | 21577-01
21577_drw.pdf | 2 | 1 | CHANNEL,8",STEEL, GENSET FRAME | 21577-02
21577_drw.pdf | 3 | 1 | CHANNEL, FRNT CROSS, GTA855 GENSET FRAME | 21577-03
21577_drw.pdf | 4 | 1 | CHANNEL, FRNT CROSS, GTA855 GENSET FRAME | 21577-04
21577_drw.pdf | 5 | 1 | CHANNEL, GTA855 GENSET FRAME RH | 21577-05
21577_drw.pdf | 6 | 4 | BRKT,LIFTING, GTA855/19 | 21577-06
21577_drw.pdf | 7 | 2 | PLATE,RADIATOR SUPPORT, 8.8LITER | 21577-07
21577_drw.pdf | 8 | 1 | CHANNEL,FRAME,REAR, 8.8LITER | 21577-08
21581_drw.pdf | ITEM
21581_drw.pdf | 1 | 1 | KIT, FUEL HOSE, QSB5, MI-JACK | 22408
21581_drw.pdf | 2 | 1 | FUEL, FILTER, | FH22106
21581_drw.pdf | 3 | 3 | WASHER,FLAT, 0.25 | 20000-025
21581_drw.pdf | 4 | 8 | WASHER,FLAT, 0.38 | 20000-038
21581_drw.pdf |  |  | WASHER,FLAT, M12 | 20020-M12
21581_drw.pdf |  |  |  | 20100-025
21581_drw.pdf |  |  |  | 20100-038
21581_drw.pdf | 11 | 1
21581_drw.pdf | 12 | 1 | BRACKET, LIFT PUMP, -
21600_drw.pdf | ITEM
21600_drw.pdf | 1 | 1 | ENCLOSURE,GENSET8.8L, LEVEL 2,PAINTED-STEEL | 22486
21600_drw.pdf | 2 | 1 | FUEL TRAIN,NG/PV, 150KW,8.8LITER | 22802_MASTER
21600_drw.pdf | 3 | 1 | EXHAUST, CARBON, PSI8.8L, OPENSET | 22805
21600_drw.pdf | 4 | 1 | GENSET,8.8L, TERMINAL BOX/CONTROL HSG | 22808
21600_drw.pdf |  |  | GENSET,8.8L, FRAME/ENGINE,ENCLOSED | 22809
21600_drw.pdf |  |  |  | 21600GFPA
21600_drw.pdf |  |  |  | 31-5
21612_drw.pdf | ITEM
21612_drw.pdf | 1 | 1 | CHANNEL,FORMED,STL, 10GA,RIGHT FRAME RAIL | 21607
21612_drw.pdf | 2 | 1 | CHANNEL,FORMED,STL, 10GA,LEFT FRAME RAIL | 21608
21612_drw.pdf | 3 | 1 | CHANNEL,FORMED,STL, 10GA,FRAME FRONT END | 21609
21612_drw.pdf | 4 | 1 | CHANNEL,CROSS-BRACE, 10GA,FORMED,STL,FRONT | 21610
21612_drw.pdf |  |  | CHANNEL,CROSS-BRACE, 10GA,FORMED,STL,REAR | 21611
21612_drw.pdf |  |  | 10GA,FRAME REAR END | 21613
21612_drw.pdf |  |  |  | 21614
21623_drw.pdf | ITEM
21623_drw.pdf | 1 | 1 | PLATE,SUPPORT, - | 21624
21623_drw.pdf | 2 | 1 | PLATE,SUPPORT, - | 21625
21623_drw.pdf | 3 | 1 | TUBE,SUPPORT, - | 21626
21623_drw.pdf | 4 | 1 | PLATE,SUPPORT, - | 21627
21628_drw.pdf | 1 | 1 | HOSE, DUPLEX LUBE OIL, SUPPLY | 21647
21628_drw.pdf | 2 | 1 | HOSE, DUPLEX LUBE OIL, RETURN | 21648
21628_drw.pdf | 3 | 1 | BRACKET, DUPLEX LUBE OIL FILTER | A042A464
21628_drw.pdf | 4
21628_drw.pdf | 5
21628_drw.pdf | 6
21628_drw.pdf | 7
21628_drw.pdf | 8 | 4 | WASHER,FLAT, M10 | 20020-M10
21628_drw.pdf | 9 | 6 | NUT,HEX, 0.25-20 | 20100-025
21628_drw.pdf | 10 | 6 | SCREW,HH, 0.25-20x1.25 | 20225-125
21628_drw.pdf | 11 | 4 | SCREW,HH, M10-1.50x30 | 20310-030
21628_drw.pdf | 12 | 1 | SEAL, FILTER HEAD | 2863958
21628_drw.pdf | 13 | 1 | SEAL, O-RING | 3048182
21628_drw.pdf | 14 | 1 | COVER,FILTER HEAD | 3406944-LF1229
21628_drw.pdf | 15 | 1 | NUT,HEXAGON FLANGE | 3406946-LF1229
21628_drw.pdf | 16 | 1 | SEAL, O-RING | 3406947
21629_drw.pdf | ITEM
21629_drw.pdf | 1 | 2 | ADAPTER, EXHAUST FLANGE, 6" ANSI TO 4.00 O.D. TUBE | 19074
21629_drw.pdf | 2 | 4 | KIT,GASKET,NUT,BOLT, FULL FACE FIBER,6 | 23580_600
21629_drw.pdf | 3 | 1 | FLEX, EXHAUST, 6" ASA FLG X 4" ID CUFF X 18" | 6735-10
21629_drw.pdf | 4 | 1 | SILENCER,DISK,CRITICAL, GTA855/855E | 14991
21629_drw.pdf |  |  | PIPE,EXHAUST 90, GTA855E | 17010
21629_drw.pdf |  |  | CLD,GTA855 | 21604
21629_drw.pdf |  |  |  | 204510A
21629_drw.pdf | 11 | 1 | WRAP,
21630_059_drw.pdf | ITEM
21631_drw.pdf | ITEM
21631_drw.pdf | 1 | 1 | PLATE,AIRCLEANERBASE, AL,.375"THICK | 21619
21631_drw.pdf | 2 | 1 | TUBE,AIRCLEANERBASE, AL,4"ODx.25"WALL | 21620
21631_drw.pdf |  |  | 1
21634-031_drw.pdf | ITEM
21634_drw.pdf | ITEM
21634_drw.pdf | 1 | 1 | ENCLOSURE LAYOUT, 150KW GENSET | 21634
21634_drw.pdf | 2 | 1 | SHROUD,FRONT, 150KW GENSET | 21634-02
21634_drw.pdf | 3 | 1 | SHROUD,FRONT, 150KW GENSET | 21634-03
21634_drw.pdf | 4 | 1 | SHROUD,FRONT,TOP, -150KW GENSET | 21634-04
21634_drw.pdf |  |  | DOOR,30x50", ENCLOSURE,150KW | 21634-06
21634_drw.pdf |  |  |  | 21634-07
21634_drw.pdf |  |  |  | 21634-08
21635_drw.pdf | ITEM
21635_drw.pdf | 1 | 1 | BOSS, 1" OD TAPPED 18mm x 1.5, BOSCH #4962 | 13529
21635_drw.pdf | 2 | 1 | TUBE,CORR,EXHAUST,3", 12'LG | 21617
21635_drw.pdf | 3 | 1 | FLANGE,EXHAUST,3", 8.8LCAC,CATALYST CONNECTION | 21640
21635_drw.pdf | 4 | 1 | ADAPTER,TURBO-CONN, MARMON STYLE,STEEL | 21926
21635_drw.pdf |  |  | ELBOW,EXHAUST,3", FLEETGUARD-89091A | 21927
21635_drw.pdf |  |  | 16GA,ALUMINIZED-STEEL | 21928
21636_drw.pdf | ITEM
21641_drw.pdf | ITEM
21641_drw.pdf | 1 | 1 | TUBE,EXHAUST-ELBOW, 4"DIA,16GA,ALUMINIZED | 21639
21641_drw.pdf | 2 | 1 | FLANGE,EXHAUST,4", 8.8LCAC,MUFFLER CONNECT | 22002
21642_drw.pdf | ITEM
21642_drw.pdf | 1 | 14 | WELDNUT, 1/4"-20 NC, _ | 14520
21642_drw.pdf | 2 | 1 | SHEET,GUARD, - | 21643
21642_drw.pdf | 3 | 1 | SHEET,GUARD, - | 21644
21642_drw.pdf | 4 | 1 | SHEET,GUARD, - | 21645
21653_drw.pdf | ITEM
21653_drw.pdf | 1 | 1 | EXHAUST, 90 HALF MARMON, 4" TURBO OUT, 5" 125LB ANSI | 8780_04
21653_drw.pdf | 4 | 1 | ASSEMBLY, SECONDARY ECM, CFP9E | 15613
21653_drw.pdf | 5 | 1 | ASSEMBLY, CONTROL PANEL MOUNTING, CFP POWER UNITS | 21249
21653_drw.pdf | 6 | 1 | COOLING LOOP, 1", 12V, RAW WATER | 21513
21653_drw.pdf | 7 | 1 | HEATER, COOLANT, ASSEMBLY, CFP9E | 23526
21653_drw.pdf | 8 | 1 | ASSEMBLY, ACCESSORY, REAR MOUNTING, CFP9E HHP HD/ DUAL | 24409
21653_drw.pdf | 11 | 1 | CONTROL ASSEMBLY, FPDP ELECTRONIC CARBON STEEL | 26764
21653_drw.pdf | 12 | 1 | ASSY, FUEL PREFILTER, CFP9E | A042A379
21653_drw.pdf | 13 | 1 | ASSEMBLY, ENGINE MOUNT, CFP9E HHP | A042D239
21653_drw.pdf | 14 | 1 | MISCELLANEOUS PIPING, RAW WATER, CFP9E HHP | A042D242
21653_drw.pdf | 17 | 2 | CONTACTOR, MANUAL OVERIDE, 12V, PN: 535-0127, FIREPUMP | 8824-12
21653_drw.pdf | 18 | 1 | KIT, HARNESS, CFP9E | 23931
21653_drw.pdf | 19 | 1 | CABLES, BATTERY, CFP5E, 7E, 9E, 11E | 24234
21653_drw.pdf | 20 | 1 | PAINT, SPRAY BOMB, CUMMINS RED, ES044 RAL 3001 | A15730-A12
21653_drw.pdf | 21 | 1 | PLUG, 1/2 NPT | LTL-SCSP12
21655_drw.pdf | 1 | 1 | ASSEMBLY, COOLANT HEATER, 3KW ADJ VOLTAGE, CFP15E | 10849
21655_drw.pdf | 2 | 1 | ENGINE, QSX15-G9-755, SPEC CFP15 F50-F70 | 11712
21655_drw.pdf | 3 | 1 | COOLANT LEVEL GAUGE, CFP15E | 14074
21655_drw.pdf | 4 | 1 | GUARDING, HD AIR
21655_drw.pdf |  |  |  | 15604
21655_drw.pdf | 7 | 1 | SECONDARY ECM, CFP15E | 15617
21655_drw.pdf | 8 | 1 | ASSEMBLY, FUEL VALVE AND BYPASS | 18501
21655_drw.pdf | 9 | 1 | BRACKET, DPEM LOWER MTG, CFP15E | 19850
21655_drw.pdf | 10 | 1 | ASSEMBLY, CFP15E, DUPLEX LUBE OIL FILTER | 21158
21655_drw.pdf | 11 | 1 | KIT, WIRE HARNESS, CFP5E | 21228
21655_drw.pdf | 12 | 1 | ASSEMBLY, ACCESSORY MOUNTING, CFP15E | 21282
21655_drw.pdf | 13 | 1 | THIRD BATTERY
21655_drw.pdf |  |  |  | 21390
21655_drw.pdf | 16 | 1 | LUBE OIL FILTER RESTRICTION, CFP15E | 21391
21655_drw.pdf | 17 | 1 | ASSEMBLY, COOLANT PRESSURE, CFP15E | 21393
21655_drw.pdf | 18 | 1 | ASSEMBLY, OIL/AIR TEMPERATURE | 21477
21655_drw.pdf |  |  |  | MOUNTED21656
21656_drw.pdf | ITEM
21656_drw.pdf | 1 | 1 | SUPPORT, ENGINE, FRONT, ISOLATED, CFP15E | 14085
21656_drw.pdf | 2 | 4 | ISOLATOR, DOME STYLE | 8954-2S
21656_drw.pdf | 3 | 2 | ISOLATOR, DOME STYLE | 8954-4S
21656_drw.pdf | 4 | 2 | BRACKET, REAR LEG, ISOLATED, CFP15E | 14086
21656_drw.pdf |  |  | WASHER,FLAT, 0.75 | 20000-075
21656_drw.pdf |  |  |  | 20130-075
21656_drw.pdf |  |  |  | 20263-175
21658_drw.pdf | 1 | 1 | COOLER, JACKET WAT;ERCFP15E | 10847
21658_drw.pdf | 2 | 1 | HEAT EXCHANGER, CA;CCFP15E | 10848
21658_drw.pdf | 4 | 1 | TUBE, COOLANT, UPP;ERCFP15E FIREPUMP | 10892
21658_drw.pdf | 5 | 1 | TUBE, CAC, TURBO SI;DECFP15E FIREPUMP | 10893
21658_drw.pdf | 6 | 1 | HOSE, WATER FIL;LCFP15E | 12950
21658_drw.pdf | 7 | 1 | TUBE, 4.0" INTAKE CFP15E | 21358
21658_drw.pdf | 8 | 2 | HOSE,CAC,4" I.D. X 3.5" LG,500F RAT;ICNFGP15E FIREPUMP | 21363
21658_drw.pdf |  |  |  | 80511
21658_drw.pdf | 11 | 1 | BRACKET,MOUNTIN;GHEAT EXCHANGER | A059H839
21658_drw.pdf | 12 | 16 | COOLANT, FC EG PM, 1 GALLON | CC2743
21658_drw.pdf | 13 | 1 | ADAPTER, MALE JIC 37 DEG X MALE SAE;O-R1B2 | 12235-12-12
21658_drw.pdf | 14 | 1 | SENSOR, MAG PICK U;P#5MT2005 | 9569
21658_drw.pdf | 15 | 1 | TANK, SURG;E CFP15E, FIREPUMP | 10865
21658_drw.pdf | 18 | 1 | BRACKET, RADIATOR TUBE | 11581
21658_drw.pdf | 19 | 1 | CONNECTOR,FEMAL;E-6 ORB X -4 FNPT,STEEL | 12171-6-4
21658_drw.pdf | 20 | 1 | CONNECTOR,FEMAL;EM12 ORR X -4 FNPT,STEEL | 12181-M12-4
21658_drw.pdf | 21 | 1 | PLUG,PIPE; INT HEX -2 NPT,STEEL | 12212-2
21658_drw.pdf | 22 | 1 | TEE,MALE BRANCH PI;PE-4 NPT, BRASS | 12533-4
21658_drw.pdf | 24 | 3 | ELBOW,MALE ADAPTE;R90D -4 FLR X -4 NPT,BRS
21658_drw.pdf | 25 | 1 | ELBOW,MALE ADAPTE;R45D -4 FLR X -4 NPT,BRS | 12551-4-4
21658_drw.pdf | 26 | 2 | CONNECTOR,MAL;E -4 FLR X -4 NPT,BRASS | 12553-4-4
21658_drw.pdf | 27 | 8 | ROD, 1/2-13 x 1;21-1/2" THREADED ENDS | 12791
21658_drw.pdf | 28 | 1 | BRACKET, CAC SUPPO;RTCFP15E LOW HORSE POWER | 12886
21658_drw.pdf | 29 | 2 | CLAMP, SPRING LOADED T-BO;LT4.28-4.58 | 12975-0450
21658_drw.pdf | 31 | 8 | CLAMP,HOS;E 2.06 - 3.00 WORM | 14990-40
21658_drw.pdf | 32 | 8 | WASHER,PLAI;N 0.50, B18.21.1 TYPE A, NRW | 20010-050
21658_drw.pdf | 33 | 8 | NUT,HEX; 0.50-13 | 20100-050
21658_drw.pdf | 34 | 1 | VALVE, 4.0" AIR SHUT-OFF | 21319
21658_drw.pdf | 35 | 1 | BRACKET, AIR SHUT OFF VALVE | 21359
21658_drw.pdf |  |  |  | 21401
21658_drw.pdf | 38 | 1 | HOSE, RUBBER, 2.50 90 DEGR;EGEATES 21891 | 21891
21658_drw.pdf | 39 | 1 | CLIP; 1.25 ID, 3/8" HOLE, VINYL | 26963-20
21658_drw.pdf | 40 | 1 | HOSE,FUEL LINE,5/16;ID72"L | 27003
21658_drw.pdf | 41 | 1 | VALVE,CHECK | 3970799
21658_drw.pdf | 42 | 1 | ELBOW, 90 DEG, JIC X METRIC P;ORPTARKER OR EQUIV. | 12275-12-M27
21658_drw.pdf | 44 | 1 | CLAMP, U-BOL;T
21658_drw.pdf | 45 | 5 | CLAMP, U-BOLT, GUILLOTI;NE4.00", PLATED | 89548K
21658_drw.pdf | 46 | 2 | HOSE,PLAI;N 2.50 ID X 6.00 LG EPDM | A042F057
21658_drw.pdf | 47 | 1 | HOSE,SILICON;E 5/8IN IDx42.00IN LONG | A042F072
21658_drw.pdf | 48 | 1 | HOSE, COOLANT,RUBB;ERGATES,2.50 I.D. 90 DEGREE | 21115
21664_drw.pdf | 1 | 1 | HOSE, FUEL, FILTER TO PUMP | 21665
21664_drw.pdf | 2 | 1 | HOSE, FUEL, VALVE TO FILTER | 21666
21664_drw.pdf | 3
21664_drw.pdf | 4
21664_drw.pdf | 5
21664_drw.pdf | 6 | 6 | WASHER,FLAT, M10 | 20020-M10
21664_drw.pdf | 7 | 3 | WASHER,FLAT, M12 | 20020-M12
21664_drw.pdf | 8 | 2 | SCREW,HH, M10-1.50x30 | 20310-030
21664_drw.pdf | 9 | 4 | SCREW,HH, M10-1.50x35 | 20310-035
21664_drw.pdf | 10 | 3 | SCREW,HH, M12-1.75x30 | 20312-030
21664_drw.pdf | 11 | 1 | HEAD, FUEL FILTER | 3959568
21664_drw.pdf | 12 | 2 | SEPARATOR, FUEL WATER | FS1013
21669_drw.pdf | ITEM
21669_drw.pdf | 1 | 1 | TAB, FUEL FILTER BRACKET | 21670
21669_drw.pdf | 2 | 1 | PLATE, FUEL FILTER BRACKET | 21671
21669_drw.pdf | 3 | 1 | FRAME, FUEL FILTER BRACKET | 21672
21669_drw.pdf | 4 | 1 | TAB, FUEL FILTER BRACKET FRONT | 21673
21669_drw.pdf |  |  | GUSSET, FUEL FILTER BRACKET SQUARE | 21674
21669_drw.pdf |  |  |  | 21675
21669_drw.pdf |  |  | 5
21669_drw.pdf |  |  |  | 4
21669_drw.pdf |  |  | 3.23 1
21686_drw.pdf | ITEM
21686_drw.pdf | 1 | 2 | BRKT, TUBE SUPRT FRAME, GTA38 | 21687
21686_drw.pdf | 2 | 1 | BRKT, TUBE SUPRT FRAME, GTA38 | 21688
21686_drw.pdf | 3 | 2 | LEG, TUBE SUPPORT FRAME, GTA38 | 21689
21686_drw.pdf | 4 | 2 | PAD, TUBE SUPPORT FRAME, GTA38 | 21690
21686_drw.pdf |  |  | TYP
21686_drw.pdf |  | .12
21691_drw.pdf | ITEM
21697_drw.pdf | ITEM
21697_drw.pdf | 1 | 1 | BRACKET, TURBO SHIELD | 21698
21697_drw.pdf | 2 | 1 | TUBE, TURBO SHIELD | 21699
21697_drw.pdf | 3 | 1 | SHEET, SIDE SUPT, RH | 21700
21697_drw.pdf | 4 | 1 | SHEET, SIDE SUPT, LH, - | 21701
21705_drw.pdf | ITEM
21705_drw.pdf | 1 | 1 | BRACE,EXHAUST OUTLET, QSM11 | 21706
21705_drw.pdf | 2 | 1 | GUSSET,EXHAUST BRACE, - | 21707
21705_drw.pdf | 3 | 1 | GUSSET,EXHAUST BRACE, - | 21708
21711_drw.pdf | 1 2 | 1 1 | ELBOW,PLAIN STREET PI;PE45D -2 NPT X -2 FNPT,B T-BOL;T5.78-6.09 | 13164-0600
21711_drw.pdf | 3 | 2 | CLAMP, T-BOL;T6.28-6.59 | 13164-0650
21711_drw.pdf | 4 | 1 | CLAMP, T-BOL;T 8.25-8.56 | 13164-0850
21713_drw.pdf | ITEM | QTY
21713_drw.pdf | 1 | 1 | ELBOW, FLEX, 90° FLARED x FLANGE, 6" TURBO, GTE
21713_drw.pdf |  |  | (6.76)
21713_drw.pdf |  |  | B
21713_drw.pdf |  |  | (9.00)
21714_drw.pdf | ITEM
21714_drw.pdf | 1 | 6 | NUT, WELD, 5/8"-11,SQ HEX., _ | 16217
21714_drw.pdf | 2 | 1 | CHANNEL,FRAME,LH, - | 21715
21714_drw.pdf | 3 | 1 | CHANNEL,FRAME,FRNT, - | 21716
21714_drw.pdf | 4 | 1 | CHANNEL,RAD SUPPORT,LH, - | 21717
21714_drw.pdf |  |  | CHANNEL,RAD SUPPORT,RH, - | 21718
21714_drw.pdf |  |  | - | 21719
21714_drw.pdf |  |  |  | 21720
21714_drw.pdf | 11 | 2 | END
21714_drw.pdf | 12 | 1 | CHANNEL,FRAME,RH, -
21714_drw.pdf | 13 | 1 | CHANNEL,FRAME,REAR, -
21723_drw.pdf | ITEM
21723_drw.pdf | 1 | 1 | PLATE,ENGINE MOUNT, - | 21724
21723_drw.pdf | 2 | 2 | GUSSET,ENGINE MOUNT, - | 21725
21730_drw.pdf | ITEM | QTY
21730_drw.pdf | 1 | 1 | HOSE,PARKER, 1/4" O.D. X 64.00" LG | R-801-4
21730_drw.pdf | 4 | 1 | VALVE,BL -8 TEE HDL, BRASS,NPTFxNPTF | 18855-8
21730_drw.pdf | 5 | 1 | SKID, GTA855E, WOODEN SHIPPING | 19077
21730_drw.pdf | 6 | 1 | HOSE,CAC,4" I.D. X 3.5" LG,500F RATING, CFP15E FIREPUMP | 21363
21730_drw.pdf | 7
21730_drw.pdf | 8 | 1
21730_drw.pdf | 10 | 1 | TUBE,JACKET WATER IN, QSM11-M | 21783
21730_drw.pdf | 11 | 1 | TUBE,JACKET WATER OUT, QSM11-M | 21784
21730_drw.pdf | 12 | 1 | RACK,BATTERY,GRP31, APPLETON MARINE | 21802
21730_drw.pdf | 13 | 1 | STAND,GUARD MOUNT,LH, APPLETON MARINE | 21819
21730_drw.pdf | 14 | 1 | STAND,GUARD MOUNT,RH, APPLETON MARINE | 21820
21730_drw.pdf | 17 | 1 | HOSE,FUEL,RACOR TO FILTER, APPLETON MARINE | 22631
21730_drw.pdf | 18 | 1 | BOX,POTENTIOMETER, 4X,SS,6x6x4 | 22670
21730_drw.pdf | 19 | 1 | KIT,GASKET,NUT,BOLT, FULL FACE FIBER,4 | 23580_400
21730_drw.pdf | 20 | 2 | KIT,GASKET,NUT,BOLT, FULL FACE FIBER,5 | 23580_500
21730_drw.pdf | 23 | 28 | COOLANT, FC EG PM, 1 GALLON | CC2743
21730_drw.pdf | 24 | 18 | PREMIUM BLUE 15W40, (QUART) | V705290
21730_drw.pdf | 25 | 1 | FLEX, EXHAUST, 5" ASA FLG X 4" ID CUFF X 18" | 6735-11
21730_drw.pdf | 26 | 6 | ISOLATOR, DOME STYLE | 8954-2
21732_drw.pdf | 1 | 1 | ASSEMBLY, ENGINE, 6CTAC8.3-G2 | 8738
21732_drw.pdf | 2 | 1 | EXHAUST, 90 HALF MARMON, 4" TURBO OUT, 4" 125LB ANSI FLANGE | 8780_03
21732_drw.pdf | 3 | 2 | SUPPORT, ENGINE, FRONT, FIREPUMP, C8.3 | 8908
21732_drw.pdf | 6 | 1 | GUARD, PULLEY, 6C, FIREPUMP | 9625
21732_drw.pdf | 7
21732_drw.pdf | 8 | 1 | ASSEMBLY, SHAFT GUARD, TELESCOPING, SIZE 3-X, SHORT COUPLED | SHAFT 14144
21732_drw.pdf | 9 | 1 | KIT, FUEL LINES, CFP83, F10/20/30/40 - EXT ONLY | 15207
21732_drw.pdf | 10 | 1 | HEATER, COOLANT ASSEMBLY, CFP8.3 | 15964
21732_drw.pdf | 11 | 1 | ASSEMBLY, DPEM AND HARNESS, GEN I | 21662
21732_drw.pdf | 12 | 1 | ASSEMBLY, HEAVY DUTY AIR CLEANER, CFP83 | 21763
21732_drw.pdf | 15 | 1 | COOLING LOOP, 1" DIA, W/MNTS, CFP8.3, SEA WATER | 21773
21732_drw.pdf | 16 | 1 | COMPANION FLANGE, STD BORE, 1710 DRIVE SHAFT | 10005
21732_drw.pdf | 17 | 1 | ADAPTER, U-JOINT, SAE#3, 1710/1810 | 13350
21732_drw.pdf | 18 | 1 | DRIVESHAFT, 1710 SHORT COUPLED, UL LISTED | 13421
21735_drw.pdf | 1 | 8 | WELDNUT, 1/2-13 SQ, TYPE OR EQUIVILENT | WELDNUT1_2-13
21735_drw.pdf | 2 | 2 | GUSSET,GEN CRSMMBR, HC4C-E,40 IN BASE | 21736
21735_drw.pdf | 3 | 1 | CROSSMEMBER,GENERATOR, HC4C-E,40 INCH BASE | 21738
21735_drw.pdf | 4 | 2 | SPACER,GENERATOR PAD, GTA8.3 1.13 DIM HOLE | 21739
21735_drw.pdf |  |  | 4
21735_drw.pdf |  |  | 1
21741_drw.pdf | 1 | 1 | HOSE,PARKER, 5/8IN ID X 36.00IN LONG | 801-10
21741_drw.pdf | 2
21741_drw.pdf | 3
21741_drw.pdf | 4
21741_drw.pdf | 5 | 2 | CLAMP, WORM, .56-1.06 | 14990-10
21741_drw.pdf | 6 | 1 | DECAL,ENGINE OIL DRAIN LABEL | 16565
21741_drw.pdf | 7 | 1 | GROMMET, 1.38"DIA X .38" THK, SBR, HEYCO G1326 | 23946
21741_drw.pdf | 8
21741_drw.pdf | 9 | 1 | FTG,ST,ADAPTER 1.00-18 X 1/2 NPTF, _ | 123824
21741_drw.pdf | 10 | 1 | VALVE, OIL DRAIN, 1/2-14 NPT WITH NIPPLE | A042D025
21742_drw.pdf | 1 | 1 | HOSE,PARKER, 5/8IN ID X 24.00IN LONG | 801-10
21742_drw.pdf | 2
21742_drw.pdf | 3
21742_drw.pdf | 4
21742_drw.pdf | 5 | 2 | CLAMP, WORM, .69-1.25 | 14990-12
21742_drw.pdf | 6 | 1 | CLAMP,CSHN, 1.13 ID | 16164-18
21742_drw.pdf | 7 | 1 | DECAL,ENGINE OIL DRAIN LABEL | 16565
21742_drw.pdf | 8 | 1 | VALVE, OIL DRAIN, 1/2-14 NPT WITH NIPPLE | A042D025
21742_drw.pdf | 9 | 1 | ADAPTER,1/2 NPT TO 1.06 ORB FM, STEEL | FF63153
21743_drw.pdf | 1 | 1 | HOSE,PARKER, 5/8IN ID X 48.00IN LONG | 801-10
21743_drw.pdf | 2
21743_drw.pdf | 3
21743_drw.pdf | 4
21743_drw.pdf | 5
21743_drw.pdf | 6 | 2 | CLAMP, WORM, .56-1.06 | 14990-10
21743_drw.pdf | 7 | 1 | CLAMP,CSHN, 1.13 ID | 16164-18
21743_drw.pdf | 8 | 1 | DECAL,ENGINE OIL DRAIN LABEL | 16565
21743_drw.pdf | 9 | 1 | BRKT,CLIP, - | 16622
21743_drw.pdf | 10
21743_drw.pdf | 11 | 1 | FTG,ST,ADAPTER 1.00-18 X 1/2 NPTF, _ | 123824
21743_drw.pdf | 12 | 1 | VALVE, OIL DRAIN, 1/2-14 NPT WITH NIPPLE | A042D025
21744_drw.pdf | 1 | 1 | HOSE,PARKER, 5/8IN ID X 52.00IN LONG | 801-10
21744_drw.pdf | 2
21744_drw.pdf | 3
21744_drw.pdf | 4
21744_drw.pdf | 5
21744_drw.pdf | 6 | 2 | CLAMP, WORM, .56-1.06 | 14990-10
21744_drw.pdf | 7 | 1 | CLAMP,CSHN, 1.13 ID | 16164-18
21744_drw.pdf | 8 | 1 | DECAL,ENGINE OIL DRAIN LABEL | 16565
21744_drw.pdf | 9 | 1 | GROMMET, 1.38"DIA X .38" THK, SBR, HEYCO G1326 | 23946
21744_drw.pdf | 10
21744_drw.pdf | 11 | 1 | FTG,ST,ADAPTER 1.00-18 X 1/2 NPTF, _ | 123824
21744_drw.pdf | 12 | 1 | VALVE, OIL DRAIN, 1/2-14 NPT WITH NIPPLE | A042D025
21745_drw.pdf | 1 | 1 | HOSE,PARKER, 5/8IN ID X 72.00IN LONG | 801-10
21745_drw.pdf | 2
21745_drw.pdf | 3
21745_drw.pdf | 4
21745_drw.pdf | 5
21745_drw.pdf | 6 | 2 | CLAMP, WORM, .56-1.06 | 14990-10
21745_drw.pdf | 7 | 1 | CLAMP,CSHN, 1.13 ID | 16164-18
21745_drw.pdf | 8 | 1 | DECAL,ENGINE OIL DRAIN LABEL | 16565
21745_drw.pdf | 9 | 1 | BRKT,REMOTE DRAIN, - | 17222
21745_drw.pdf | 10
21745_drw.pdf | 11 | 1 | FTG,ST,ADAPTER 1.00-18 X 1/2 NPTF, _ | 123824
21745_drw.pdf | 12 | 1 | VALVE, OIL DRAIN, 1/2-14 NPT WITH NIPPLE | A042D025
21746old_drw.pdf | ITEM
21746old_drw.pdf | 1 | 2 | SPT,FLYWHEEL,REWORK, GTA38/50 | 15111
21746old_drw.pdf | 2 | 1 | WELDMENT,FRAME GTA50, ENCLOSED WITH FLOOR | 21747
21746old_drw.pdf | 3 | 1 | WELDMENT,FRONT ENGINE SUPPORT, GTA38/50 | 21800
21746old_drw.pdf | 4 | 4 | SPACER, ISOLATOR, 6.00 x 6.00 x 0.875 | 13711
21746old_drw.pdf |  |  | WASHER,SNUBBING, TECH PRODUCTS 0186 | 13722
21746old_drw.pdf |  |  | PRODUCTS 60054 | 14327
21746old_drw.pdf |  |  |  | 21430
21746old_drw.pdf |  | 210
21746old_drw.pdf |  | QT
21747_drw.pdf | ITEM
21747_drw.pdf | 1 | 1 | FRAME, ENCLOSED, WELDMENT, GTA50 G3 | 14347
21747_drw.pdf | 2 | 22 | WELDNUT, 1/4"-20 NC, _ | 14520
21747_drw.pdf | 3 | 1 | FLAT,.25 X 1.75, 1.488, CUT LENGTH 6 INCHES | 19976
21747_drw.pdf | 4 | 1 | FLAT,.25 X 2.25, 2.13#, CUT LENGTH 3 INCHES | 19977
21747_drw.pdf |  |  | SHEET,FLOOR,11GA,STL, GTA38,REAR PANEL | 21397
21747_drw.pdf |  |  | GTA50,FRONT PANEL | 21748
21747_drw.pdf |  |  |  | 21750
21754_drw.pdf | 1 | 1 | PLATE, CONTACTOR MOUNTING, CFP83 | 21733
21754_drw.pdf | 2 | 1 | PLATE, AIR CLEANER MOUNTING | 21751
21754_drw.pdf | 1
21755_drw.pdf | 1 | 1 | HOSE,1/4' ID X 48"L, PARKER,BLUE | R-801-4
21755_drw.pdf | 2 | 1 | TUBE, JACKET WATER UPPER, GTA855 | 13789
21755_drw.pdf | 3 | 1 | TUBE, JACKET WATER LOWER, GTA855 | 13911
21755_drw.pdf | 4 | 1 | TUBE, AFTERCOOLER LOWER, GTA855 | 14212
21755_drw.pdf | 5 | 1 | RADIATOR, 2 PUMP/2 LOOP, GTA855 | 19283
21755_drw.pdf | 6 | 1 | TUBE,AFTERCOOLER FILL, GTA855 | 21756
21755_drw.pdf | 7 | 1 | TUBE, FILL, GTA855 | 21757
21755_drw.pdf | 8 | 1 | TUBE,AFTERCOOLER UPPER, GTA855 | 21758
21755_drw.pdf | 9 | 2 | WELDMENT,BRKT,RADIATOR-SPPRT, 855 AND 19LITER | 22119
21755_drw.pdf | 10 | 1 | HOSE,PUSH-LOK, 1/4" ID X 48" L | R-801-4
21755_drw.pdf | 11 | 3 | BRACKET, MOUNTING, TUBE SUPPORT, FIREPUMP | 9834
21755_drw.pdf | 12
21755_drw.pdf | 13
21755_drw.pdf | 14
21755_drw.pdf | 15
21755_drw.pdf | 16 | 4 | CLAMP, T-BOLT, 2.56-2.87 | 13164-0275
21759_drw.pdf | 1 | 1 | HOSE,PARKER,1/4 IN ID, CUT TO 36.00 INCHES LONG | 801-4
21759_drw.pdf | 2 | 1 | HOSE,PARKER,1/4 IN ID, CUT TO 46.00 INCHES LONG | 801-4
21759_drw.pdf | 3 | 1 | BRACE,RADIATOR,LH, KTA19SLB | 16265
21759_drw.pdf | 4 | 1 | TUBE,COOLANT,UPPER, KTA19SLB | 16349
21759_drw.pdf | 5
21759_drw.pdf | 6 | 1 | GUARD, GTA/KTA19 ALTERNATOR | 19036
21759_drw.pdf | 7 | 1 | RADIATOR, 2PUMP/2LOOP, KTA19-G, ALUM CORE ROCORE | 19284
21759_drw.pdf | 8 | 1 | TUBE,LTA,FILL, KTA19SLB | 21760
21759_drw.pdf | 9 | 1 | TUBE,COOLANT,FILL, KTA19SLB | 21761
21759_drw.pdf | 10 | 1 | FAN, BLOWER 48" 9 BLADE 36
21759_drw.pdf | 11 | 1
21763_drw.pdf | 1 | 1 | HOSE,CAC,4" I.D. X 3.5" LG,500F RATING, CFP15E FIREPUMP | 21363
21763_drw.pdf | 2 | 1 | AIR HOUSING, OPTI-AIR, FLEETGUARD AH19480 | AH19480
21763_drw.pdf | 3 | 2 | CLAMP, T-BOLT, 4.03-4.34 | 13164-0425
21763_drw.pdf | 4 | 1 | CLAMP, T-BOLT, 4.28-4.59 | 13164-0450
21763_drw.pdf | 5 | 2 | CLAMP, T-BOLT, 5.28-5.59 | 13164-0550
21763_drw.pdf | 6 | 1 | CLAMP, T-BOLT, 7.28-7.59 | 13164-0750
21763_drw.pdf | 7 | 1 | ELBOW, COBRA, 90 DEG, 7" X 5" | 17961
21763_drw.pdf | 8 | 1 | VALVE, 4" AIR SHUT OFF, 300 SERIES STAINLESS | 19438
21763_drw.pdf | 9 | 1 | TUBE, 5" x 45* INTAKE, CFP83 | 21765
21763_drw.pdf | 10 | 1 | HUMP HOSE REDUCER, 5.0" x 4.0" | 3316618-S
21763_drw.pdf | 11 | 2 | MOUNTING BAND, AIR FILTER, _ | 3936445S
21763_drw.pdf | 12 | 1 | WEATHER HOOD, OPTIAIR 13", FLEETGUARD 3946468S | 3946468S
21763_drw.pdf | 13 | 1 | RESTRICTION INDICATOR, 1/8" NPT | D-RAX00-2352
21764_drw.pdf | 1 | 1 | BRACKET, CONTACTOR MOUNTING, CFP83 | 21754
21764_drw.pdf | 2 | 1 | BATTERY ISOLATOR, FIRE PUMP | 8838
21764_drw.pdf | 3 | 1 | FACTORY SETTINGS TAG, FIREPUMP | 9526-02
21764_drw.pdf | 4 | 1 | FIELD SETTINGS TAG, FIREPUMP | 9526-03
21764_drw.pdf | 5 | 1 | DATA TAG, FIREPUMP | 9534
21764_drw.pdf | 6 | 1 | BRACKET, CONTACTOR, CFP8.3 | A042H810
21764_drw.pdf | 7 | 1 | BRACKET, ENCLOSURE | A042H811
21772_drw.pdf | 1 | 2 | CHANNEL, STRUCTURAL | 21774
21772_drw.pdf | 2 | 1 | CHANNEL, STRUCTURAL | 21775
21772_drw.pdf | 3 | 4 | FLAT BAR | 21776
21772_drw.pdf | 4 | 2 | MOUNT, ENGINE | 21777
21772_drw.pdf | 5 | 4 | GUSSET, FRAME | 21778
21773_drw.pdf | 1 | 1 | COOLING LOOP, 1" NPT, VERTICAL, SEA WATER COMPATABLE | 16627
21773_drw.pdf | 2 | 1 | BRACKET, RAW WATER COOLING, 8" LG, FIREPUMP | 8814
21773_drw.pdf | 3 | 1 | BRACKET, COOLING LOOP SUPPORT, LOWER1, CFP9E | 13581
21773_drw.pdf | 4 | 2 | CLAMP,PIPE,1",PLASTIC | 14925
21773_drw.pdf | 5 | 2 | CLAMP, WORM, .81 - 1.50 | 14990-16
21773_drw.pdf | 6
21773_drw.pdf | 7
21773_drw.pdf | 8 | 1 | NIPPLE, MARINE GRADE, 1" X 6" | 15792
21773_drw.pdf | 9
21773_drw.pdf | 10 | 1 | CLAMP,CSHN, 1.25 ID | 16164-20
21773_drw.pdf | 11 | 1 | DECAL, COOLANT LOOP LABEL, ENGLISH, VERTICAL MTG | A042A453
21773_drw.pdf | 12
21779_drw.pdf | ITEM
21779_drw.pdf | 1 | 4 | LUMBER, 3x4x198, HARDWOOD (3x3.63), HEAT TREATED & | MAR2K1E7D79_01
21779_drw.pdf | 2 | 16 | LUMBER, 2x4x48, HARDWOOD (1.5x4), HEAT TREATED & | MARKE2D1779_02
21779_drw.pdf | 3 | 4 | LUMBER, 2x6x198, HARDWOOD (1.5x6), HEAT TREATED & | MARK2E1D779_03
21779_drw.pdf | 4 | 4 | LUMBER, 2x4x198, HARDWOOD (1.5x4), HEAT TREATED & | MARK2E1D779_04
21779_drw.pdf |  |  |  | 36.00 REF
21786_drw.pdf | 1 | 2 | PLATE STEEL 0.38 THK A-36 | 21786-01
21786_drw.pdf | 2 | 1 | ANGLE 4.0 X 4.0 X 0.38 A-36 | 21786-02
21786_drw.pdf | 3 | 2 | FLAT 3 X 3/8 THK CRS | 21786-03
21789_drw.pdf | 1 2 | 1 1 | TUBE,COOLANT HEATE;RGTA19 IDX36IN,SILICO;NCEUT TO 12.63 INCHES LONG | A042F061
21789_drw.pdf | 3 | 1 | HOSE,1.00IN IDX36IN,SILICO;NCEUT TO 6.00 INCHES LONG | A042F061
21789_drw.pdf | 4 | 1 | CONNECTOR,FEMAL;E1" NPTX1.75-18 UNS-2A | A059H859
21789_drw.pdf |  |  |  | 12545-16-12
21794_drw.pdf | 1
21794_drw.pdf | 2 | 1 | COUPLING, HALF, 1/4 NPT | HALF-COUPLING-025NPT
21794_drw.pdf |  |  | 1
21794_drw.pdf |  |  | 2
21794_drw.pdf |  |  | NOTES:
21794_drw.pdf |  |  | 1. MATERIAL: PIPE NIPPLE, BLACK | 40.
21794_drw.pdf |  |  | 2. THREAD ENGAGEMENT .76 INCH
21794_drw.pdf |  |  | 3. INSTALL 1/4 COUPLING AT DIMENSIONS | SHOWN.
21794_drw.pdf | property The | of receiver, in | Cummins NPower LLC and is given to the receiver in confidence. by receiving and retaining of the document accepts the and agrees that, except as authorized in writing by CUMMINS NPOWER CORPORATE OFFICE | LLC CUSTOM DESIGN AND UPFIT CENTER
21794_drw.pdf | (3) | CcuomnmfiindsenNtPioawlero,r disclose | ittrawdiellse(c1r)etnoitnfuosrematthieondotchuemreenitn,or(2a)nynoctopcyoptyhetrheeofdoocrumtehnet, to others either the document or the confidential or trade WHITE BEAR LAKE, | MN DEPERE, WISCONSIN
21794_drw.pdf | secret | information | therein, and (4) upon completion of the need to retain
21799_drw.pdf | ITEM
21799_drw.pdf | 1 | 3 | GUSSET,ENGINE CROSSMEMBER, GTA38/50 | 13842
21799_drw.pdf | 2 | 1 | BRACKET, XMEMBER,ENGINE, GTA38/50 | 21796
21800_drw.pdf | ITEM
21800_drw.pdf | 1 | 2 | GUSSET,FRONT ENGINE SUPPORT, GTA38/50 | 14104
21800_drw.pdf | 2 | 1 | BRKT,FRONT ENGINE SUPPORT, GTA38/50 | 21798
21800_drw.pdf |  |  | 2
21800_drw.pdf |  |  | 1
21802_drw.pdf | ITEM
21802_drw.pdf | 1 | 1 | CHANNEL,BATTERY RACK, - | 21803
21802_drw.pdf | 2 | 2 | END PLATE,BATTERY RACK, - | 21804
21802_drw.pdf | 3 | 1 | GUSSET, BATTERY RACK | 21805
21813_drw.pdf | ITEM
21813_drw.pdf | 1 | 1 | WLDMNT, COVER, TURBO, TIMBERPRO | 21817
21813_drw.pdf | 2 | 1 | WASHER,FLAT, 0.38 | 20000-038
21813_drw.pdf | 3 | 1 | SCREW,HH, M8-1.25x20 | 20308-020
21813_drw.pdf | 4 | 1 | COVER, TURBO, FRONT, TIMBERPRO | 21815
21814_drw.pdf | ITEM
21815_drw.pdf | ITEM
21817_drw.pdf | ITEM
21817_drw.pdf | 1 | 1 | NUT, WELD OFFSET HOLE, 8MM X 1.25, - | 13110
21817_drw.pdf | 2 | 1 | COVER, TURBO, REAR, TIMBERPRO | 21814
21819_drw.pdf | ITEM
21819_drw.pdf | 1 | 12 | WELDNUT, 1/4"-20 NC, _ | 14520
21819_drw.pdf | 2 | 1 | CHANNEL,GUARD MOUNT,LH, - | 21821
21819_drw.pdf | 3 | 1 | PLATE,GUARD MOUNT, - | 21823
21819_drw.pdf | 4 | 1 | PLATE,GUARD MOUNT, - | 21824
21819_drw.pdf |  |  | GUSSET,GUARD MOUNT, - | 21825
21820_drw.pdf | ITEM
21820_drw.pdf | 1 | 10 | WELDNUT, 1/4"-20 NC, _ | 14520
21820_drw.pdf | 2 | 1 | STAND,GUARD MOUNT,RH, APPLETON MARINE | 21822
21820_drw.pdf | 3 | 1 | PLATE,GUARD MOUNT, - | 21823
21820_drw.pdf | 4 | 1 | PLATE,GUARD MOUNT, - | 21824
21820_drw.pdf |  |  | GUSSET,GUARD MOUNT, - | 21825
21831_drw.pdf | ITEM
21831_drw.pdf | 1 | 4 | WELDNUT, 1/4"-20 NC, _ | 14520
21831_drw.pdf | 2 | 1 | SHEET,GUARD, - | 21854
21836_drw.pdf | ITEM | QTY
21836_drw.pdf | 1 | 1 | BRACKET, CONTACTOR, CFP9E | 24802
21836_drw.pdf | 2 | 2 | CONTACTOR, MANUAL OVERIDE, CFP | 8824
21836_drw.pdf | 3 | 17 | WASHER,FLAT, 0.25 | 8824
21841_drw.pdf | 1 | 2 | SUPPORT, ENGINE, FRONT, FIREPUMP, C8.3 | 8908
21841_drw.pdf | 2 | 2 | LEG, ENGINE SUPPORT, REAR, FIREPUMP, 6B/4B | 15428
21841_drw.pdf | 3 | 12 | SCREW,HH, M12-1.75x25 | 20312-025
21846_drw.pdf | ITEM | QTY
21846_drw.pdf | 1 | 8 | WASHER,FLAT, 0.25 | 20000-025
21846_drw.pdf | 2 | 8 | SCREW,HH, 0.25-20x0.75 | 20225-075
21846_drw.pdf | 3 | 1 | BRACKET, CONTACTOR, CFP15E | A042A085
21846_drw.pdf |  |  |  | A042A085
21851_drw.pdf | 1 | 1 | HEATER, ENGINE COOLANT, 2500W / 120V / HOTSTART | 21875
21851_drw.pdf | 2 | 1 | HOSE,1 IN ID,HEATER HOSE, 20 INCHES LONG | A042F071
21851_drw.pdf | 3 | 1 | HOSE,1 IN ID,HEATER HOSE, 17 INCHES LONG | A042F071
21851_drw.pdf | 4
21851_drw.pdf | 5 | 1 | NIPPLE, 1" NPT x 2-1/2", 316 SS | 13035
21851_drw.pdf | 6 | 4 | CLAMP, WORM, .81 - 1.50 | 14990-16
21851_drw.pdf | 7 | 1 | BRKT,COOLANT-HTR-MNT, KIM BRAND HEATER STY CB/CL/WL | 21187
21851_drw.pdf | 8 | 1 | PLATE,SPACER, COOLANT HEATER BRKT | 23457
21851_drw.pdf | 9 | 1 | NIPPLE,1.00" NPT PIPE, 1.50" LONG | 26969_0150
21851_drw.pdf | 10
21851_drw.pdf | 11 | 1 | ELBOW, 45 DEG, 1.00" STREET | LTL-SE145
21851_drw.pdf |  |  | 11
21851_drw.pdf |  |  | 6
21853_drw.pdf | 1
21853_drw.pdf | 2 | 1 | COUPLING, HALF, 1/4 NPT | HALF-COUPLING-025NPT
21853_drw.pdf |  |  | 2
21853_drw.pdf |  |  | 1
21853_drw.pdf |  |  | .12
21853_drw.pdf | property The | of receiver, | Cummins NPower LLC and is given to the receiver in confidence. CUMMINS NPOWER by receiving and retaining of the document accepts the CORPORATE OFFICE | LLC CUSTOM DESIGN AND UPFIT CENTER
21853_drw.pdf |  | or | trade secret information therein, (2) not copy the document, WHITE BEAR LAKE, | MN DEPERE, WISCONSIN
21853_drw.pdf |  | (s3e)crneottidnifsocrlmoasteiotnotohtehreerisn,eitahnedr(t4h)eudpoocnumceonmtploertitohneocfontfhiedenneteidaltoorrettraaidne
21855_drw.pdf | 1 | 1 | FRAME, WELDMENT, STANDARD, CFP5.9/7E, | CFP8.3/9E9891
21855_drw.pdf | 2 | 2 | ANGLE, HRS, 8.0 X 8.0 X 0.50, 26.00" | 12504
21855_drw.pdf | 3 | 2 | PLATE, PUMP BRACE, .25" x 3.50" x 22.00" | 12505-03
21855_drw.pdf | 3.94
21855_drw.pdf | 8.00
21855_drw.pdf | to the document as authorized | in accepts the in | confidence. by CUMMINS FIRE POWER LLC CORPORATE OFFICE | DESIGN UPFIT CENTER
21855_drw.pdf | ittrawdiellse(c1r)etnoitnfuosrematthieondotchuemreenitn,or(2a)nynoctopcyoptyhetrheeofdoocrumtehnet, or the | ittrawdiellse(c1r)etnoitnfuosrematthieondotchuemreenitn,or(2a)nynoctopcyoptyhetrheeofdoocrumtehnet, | or trade WHITE BEAR LAKE, MN WWW.CUMMINSFIREPOWER.COM | DEPERE, WISCONSIN
21855_drw.pdf |  | cPoopwieersLtLhCereof, | and FRAME, CUMMINS CHINA
21855_drw.pdf | DIMENSION |  | ACREFP5.9 W/ PUMP 125-500
21855_drw.pdf | IMUPNEIRTISAL |  | DWG UNITS: DRAWN BY:S DUBICK | 29-APR-13
21856_drw.pdf | 1 | 1 | POWER MODULE, CFP59-F10/F20/F40/F50 | 15544
21856_drw.pdf | 2 | 1 | FRAME, CUMMINS CHINA, CFP5.9 W/ PUMP 125-500 | 21855
21856_drw.pdf | 3
21856_drw.pdf | 4
21856_drw.pdf | 5 | 1 | ADAPTER, U-JOINT, 1480, 1550, 1610 | 12604
21856_drw.pdf | 6 | 1 | DRIVESHAFT, 1610 SHORT COUPLED, UL LISTED | 13420
21856_drw.pdf | 7 | 1 | PUMP, CUMMINS CHINA | 125-500
21857_drw.pdf | 1 | 1 | FRAME, WLDMNT, HIGH RISE LRG, CFP11E | 12373
21857_drw.pdf | 2 | 2 | ANGLE, HRS, 8.0 X 8.0 X 0.50, 31.50" | 12504-06
21857_drw.pdf | 3 | 2 | PLATE, PUMP BRACE, .25" x 4.00" x 22.00" | 12505-01
21857_drw.pdf |  |  | 27.56
21857_drw.pdf |  |  | 13.78
21857_drw.pdf | .25
21857_drw.pdf |  | 10.00
21857_drw.pdf |  |  | 8.00
21857_drw.pdf |  |  | 31.00
21857_drw.pdf |  |  | 32.52
21857_drw.pdf | to the document as authorized | in accepts the in | confidence. by CUMMINS FIRE POWER LLC CORPORATE OFFICE | DESIGN UPFIT CENTER
21857_drw.pdf | ittrawdiellse(c1r)etnoitnfuosrematthieondotchuemreenitn,or(2a)nynoctopcyoptyhetrheeofdoocrumtehnet, or the | ittrawdiellse(c1r)etnoitnfuosrematthieondotchuemreenitn,or(2a)nynoctopcyoptyhetrheeofdoocrumtehnet, | or trade WHITE BEAR LAKE, MN WWW.CUMMINSFIREPOWER.COM | DEPERE, WISCONSIN
21857_drw.pdf |  | cPoopwieersLtLhCereof, | and FRAME, CUMMINS CHINA
21857_drw.pdf | DIMENSION |  | ACREFP11E W/PUMP 200-670
21857_drw.pdf | IMUPNEIRTISAL |  | DWG UNITS: DRAWN BY:S DUBICK | 30-APR-13
21858_drw.pdf | 1 | 1 | ASSEMBLY, POWER MODULE, CFP11E-F10/20 | 15551
21858_drw.pdf | 2 | 1 | FRAME, CUMMINS CHINA, CFP11E W/PUMP 200-670 | 21857
21858_drw.pdf | 3 | 1 | COMP FLANGE, 65mm / 18x11mm, 1810 / 3172 DRIVESHAFTS | 10015-31
21858_drw.pdf | 4 | 1 | ADAPTER, U-JOINT, SAE#1 FW, 1710/1810/U3172/ DRIVESHAFTS | 12578
21858_drw.pdf | 5 | 1 | SHAFT, U3172, SHORT COUPLED | 13430
21858_drw.pdf | 6 | 1 | ASM, SHAFT GUARD, SAE #1, XL | 16381
21858_drw.pdf | 7 | 1 | PUMP, CUMMINS CHINA | 200-670
21862_drw.pdf | 1 2 | 2 2 | GASKET,EXHAUST,CERAM;ICANSI 8" FLANGE 1.56" OD,0.39" ID, 0.09" THK | 0181
21862_drw.pdf | 3 | 8 | WASHER,SNUBBIN;GTECH PRODUCTS CORP | 0182
21862_drw.pdf | 4 | 16 | WASHER, SNUBBIN;GTECH PRODUCTS 0184 | 0184
21862_drw.pdf |  |  |  | 337-3587-01
21868_drw.pdf | 1 | 1 | BACKPLATE, SPLIT SHAFT GUARD, TELESCOPING, SIZE 1-X | 14163
21868_drw.pdf | 2 | 1 | SIDE PLATE, SHAFT GUARD, SIZE 1X, 36"-48" SHAFT | 21867
21869_drw.pdf | ITEM
21869_drw.pdf | 1 | 2 | WLDMNT, SPLIT PLATE, SHAFT GUARD, SIZE 1X, 36"-48" | SHAFT21868
21869_drw.pdf | 2 | 2 | BRACKET, GUARD SUPPORT, FIREPUMP | 10135
21869_drw.pdf | 3
21869_drw.pdf | 4 | 2 | COVER, TELESCOPING, SHAFT GUARD, FIREPUMP SIZE XL | 14237
21872_drw.pdf | 1 2 | 1 1 | EXTENSION, FLANGED EXHAU;STKTA19 WITH FLANGED TURBO OUTLET NUT/BO;LTFULL FACE FIBER | 23759_500
21872_drw.pdf | 3 | 2 | KIT,GASKET,304SS NUT/BO;LTFULL FACE FIBER | 23759_800
21872_drw.pdf | 4 | 1 | FLEX, EXHAUST,8" A;SAFLG X 5 ID CF X 12 L | 6735-66
21873_drw.pdf | AITEM
21873_drw.pdf | 1 | 1 | GAS VALVE MOUNT, GTA19 | 21945
21873_drw.pdf | 2 | 1 | UNION,NPTF,BLACK, 2 INCH W/NUT | B150UK
21873_drw.pdf | 3
21873_drw.pdf | 4
21873_drw.pdf | 5
21873_drw.pdf | 6 | 1 | REGULATOR, PRESS. REDUCING | 21877
21873_drw.pdf | 7 | 1 | FITTING, 90D ELBOW X -32NPT, BLACK STEEL | A042A714
21878_drw.pdf | 1 | 1 | FLANGE, 1.25 BO;RE1810 / 3172 DRIVESHAFTS | 10015-00
21878_drw.pdf | 2 | 1 | ASSEMBLY, SUPPOR;TCFP15E FIRE PUMP | 10835
21878_drw.pdf | 5 | 1 | PIPIN;G CFP15 | 10913
21878_drw.pdf | 6 | 1 | ASSEMBLY, HEAT EXCHANG;ERHIGH HP, CFP15E | 11492-02
21878_drw.pdf | 7 | 1 | BRACKET, RADIATOR TUBE | 11581
21878_drw.pdf | 8 | 1 | ENGINE, QSX15-G9-7;55SPEC CFP15 F50-F70 | 11712
21878_drw.pdf | 9 | 1 | DECAL, BELT ROUTIN;GCFP15E | 11816
21878_drw.pdf | 10 | 1 | VALVE ORIENTATI;ONCFP15E | 11818
21878_drw.pdf | 12 | 1 | OIL LEVEL GAU;GECFP15E-F50/60/70 | 14084
21878_drw.pdf | 13 | 1 | BRACKET, DPEM TOP MOU;NTCFP15E | 14093
21878_drw.pdf | 14 | 1 | ASSEMBLY, SHAFT GUARD, TELESCOPING, SIZE ;1-SXHLORT COUPLED SHAFT | 14156
21878_drw.pdf | 15 | 1 | ASSEMBLY, FUEL PLUMBI;NGCFP15E | 15210
21878_drw.pdf | 16 | 1 | ASSEMBLY, OPERATOR STATI;ONCFP15E | 15484
21878_drw.pdf | 17 | 1 | SENSOR & ADAPT;ERCFP15E | 15604
21879_drw.pdf | ITEM
21879_drw.pdf | 1 | 1 | PIPE,EXHAUST,4.0", GTA855E | 22221
21879_drw.pdf | 2 | 1 | SLEEVE, INSULATED KNITTED , EXHAUST,855/E | 26668
21879_drw.pdf | 3 | 1 | SLEEVE, INSULATED KNITTED , EXHAUST,855/E | A042A497
21879_drw.pdf | 4 | 1 | BRACKET, MOUNTING, MUFFLER, 14", - | Q27242
21879_drw.pdf |  |  | FLEX, EXHAUST, 4" ID X 4 "ID 18" LONG | 7833-20
21879_drw.pdf |  |  |  | 20130-038
21879_drw.pdf |  |  |  | 20238-450
21879_drw.pdf | 11
21879_drw.pdf | 12 | 1 | CLAMP, U-BOLT, GUILLOTINE,
21879_drw.pdf | 13 | 4 | CLAMP, EXHAUST, 4", RIKER TEC-400
21879_drw.pdf | 14 | 1 | CLAMP, EXHAUST, 5", RIKER TEC-500 | TEC-500
21880_drw.pdf | ITEM
21880_drw.pdf | 1 | 1 | SLEEVE, INSULATED KNITTED , EXHAUST,855/E | 26668
21880_drw.pdf | 2 | 1 | SLEEVE, INSULATED KNITTED , EXHAUST,855/E | A042A497
21880_drw.pdf | 3 | 1 | MUFFLER,JHS-05X-90039969, GTA855,MIRATECH,HOSPITAL | GRAAD0E42H029
21880_drw.pdf | 4 | 1 | TUBE,EXHAUST,4.0", GTA855E,HOSPITAL | A042H071
21880_drw.pdf |  |  | FLEX, EXHAUST, 4" ID X 4 "ID 18" LONG | 7833-20
21880_drw.pdf |  |  | GTA855 | 22222
21880_drw.pdf |  |  |  | 204510A
21880_drw.pdf | 11 | 4 | CLAMP,
21880_drw.pdf | 12 | 1 | CLAMP, EXHAUST, 5", RIKER
21881_drw.pdf | 1 2 | 2 1 | MOUNTING BAND,EXHAUST, 20"D;IKATA19 TUBE, FLANGE EX;H.STYLE 2, STNL STL | 6735_95
21881_drw.pdf | 3 | 1 | SLEEVE, INSULATED KNITT;EDEXHAUST,19L | 26704
21881_drw.pdf | 4 | 1 | SLEEVE, INSULATED KNITT;EDEXHAUST,19L | A042A498
21883_drw.pdf | 1 | 1 | ASSEMBLY, ENGINE, QSM11, FIREPUMP | 8740
21883_drw.pdf | 2 | 1 | ASSEMBLY, MOUNTING, ENGINE, CFP11E | 8773
21883_drw.pdf | 3 | 1 | EXHAUST,L 90 HALF MARMON, 5" MALE NPT | 9514-10
21883_drw.pdf | 4 | 1
21883_drw.pdf | 8 | 1 | KIT, SENSOR & ADAPTER, CFP_11E | 15603
21883_drw.pdf | 9 | 1 | ASSEMBLY, HEAT EXCHANGER SUPPORT, CFP11E | 15616
21883_drw.pdf | 10 | 1 | ASSEMBLY, CFP11E, SEA WATER, COOLING SYSTEM, 12V | 15708
21883_drw.pdf | 11 | 1 | ASSEMBLY, HEAT SHIELD, CFP11E | 16690
21883_drw.pdf | 12 | 1 | ASSEMBLY, AIR CLEANER, CFP11E | 16694
21883_drw.pdf | 13 | 1 | KIT, WIRE HARNESS, CFP11E | 21224
21883_drw.pdf | 14 | 1 | ASSEMBLY, COOLANT HEATER, CFP11E, 2250W 240V 60HZ | 21470
21883_drw.pdf | 15
21883_drw.pdf | 16 | 1 | ASSEMBLY, DPEM AND HARNESS, GEN I | 21662
21883_drw.pdf | 17 | 1 | ASSEMBLY, DUPLEX FUEL FILTER, CFP11E | 21884
21883_drw.pdf | 18 | 1 | KIT, LUBE OIL FILTER RESTRICTION, CFP11E | 21899
21883_drw.pdf |  |  |  | 21908
21883_drw.pdf | 23 | 1 | ASSEMBLY, OIL LEVEL GAUGE, CFP11E | 22630
21883_drw.pdf | 24 | 1 | COMP FLANGE, 1.25 BORE, 1810 / 3172 DRIVESHAFTS | 10015-00
21883_drw.pdf | 25 | 1 | ADAPTER, U-JOINT, SAE#1 FW, 1710/1810/U3172/ DRIVESHAFTS | 12578
21883_drw.pdf | 26 | 1 | CLAMP, T-BOLT, 5.00-5.31 | 13164-0525
21883_drw.pdf | 27 | 1 | SHAFT, U3172, SHORT COUPLED | 13430
21883_drw.pdf | 28 | 1 | HEAT SHIELD, SENSOR, CFP11E | 15625
21884_drw.pdf | 1 | 1 | HOSE, FUEL, FILTER TO PUMP | 21017
21884_drw.pdf | 2 | 1 | BRACKET, DUPLEX FUEL FILTER, CFP11E | 21885
21884_drw.pdf | 3
21884_drw.pdf | 4
21884_drw.pdf | 5 | 1 | HEAD, FUEL FILTER | 3959568
21884_drw.pdf | 6 | 2 | SEPARATOR, FUEL WATER | FS1013
21885_drw.pdf | ITEM
21885_drw.pdf | 1 | 2 | GUSSET, DUPLEX FUEL FILTER, CFP11E | 21886
21885_drw.pdf | 2 | 1 | PLATE, DUPLEX FUEL FILTER, CFP11E | 21887
21885_drw.pdf | 3 | 1 | PLATE, DUPLEX FUEL FILTER, CFP11E | 21888
21885_drw.pdf |  |  |  | 1
21899_drw.pdf | 1 | 2 | SENDER, PRESURE, DATCON #02504-00 | 8863
21899_drw.pdf | 2 | 1 |  | 12171-6-2
21899_drw.pdf | 3 | 1 |  | 14783-4-2
21899_drw.pdf |  |  | 1
21900_drw.pdf | 1 | 1 | SENDER, PRESURE, DATCON #02504-00 | 8863
21900_drw.pdf | 2 | 1 | BUSHING, HEX, 1/2" MNPT x 1/8" FNPT | 71491
21900_drw.pdf |  |  | 1
21902_drw.pdf | ITEM
21902_drw.pdf | 1 | 1 | HOSE, FUEL PRESSURE, CFP15E LH CONTROLS | 19842
21902_drw.pdf | 2 | 1 | HOSE, FUEL VACUUM, CFP15E LH CONTROLS | 19843
21902_drw.pdf | 3
21902_drw.pdf | 4
21902_drw.pdf |  |  |  | 12281-10
21902_drw.pdf |  |  |  | 19838
21904_drw.pdf | 1 | 1 | PLATE, CFP11E | 21903
21904_drw.pdf | 2 | 1 | HALF COUPLING, 3/8", McMASTER-CARR | 4513K720
21905_drw.pdf | 1 | 1 |  | 8862
21905_drw.pdf | 2 | 1 |  | 14783-8-2
21907_drw.pdf | 1 | 1 | HOSE,PARKER, 3/8" ID X 48.00" LG | 801-06
21907_drw.pdf | 2 | 1 | 3/8" ID X 43.00" LG | 801-06
21907_drw.pdf | 4 | 1 | 3/8" ID X 50.00" LG | 801-06_035
21907_drw.pdf | 5 | 1 | HOSE,PARKER, 3/8" ID X 51.00" LG | 801-06
21907_drw.pdf | 6 | 1 | HOSE,PARKER, 3/8" ID X 40.00" LG | 801-06_037
21907_drw.pdf | 7 | 1 | 3/8" ID X 120.00" LG | 801-06_038
21907_drw.pdf | 9 | 1 | 3/8" ID X 64.00" LG | 801-06_042
21907_drw.pdf | 10
21907_drw.pdf | 11 | 1 | RAD/LTA,QST30-G5 HORIZ W/FAN,MOTOR & SURGE, TANK,L&M PACKAGE,LORAM | RE1P9O117
21907_drw.pdf | 12 | 4 | VALVE,BUTTERFLY,3" FLANGE, - | 19167
21907_drw.pdf | 13 | 1 | FLANGE, - | 19168
21907_drw.pdf | 15 | 1 | IN, QST30 | 19622
21907_drw.pdf | 16 | 1 | IN, QST30 | 19623
21907_drw.pdf | 17 | 1 | ASSY, AIR DAM, - | 19734
21907_drw.pdf | 18 | 1 | ASSY, AIR DAM, - | 19735
21907_drw.pdf | 20 | 1 | IN, QST30 | 19997
21908_drw.pdf | 1 | 1 | TUBING, 1/4" ID X 3/8" OD SEMI-CLEAR TEFLON, McMASTER-CARR | 52355K2313910
21908_drw.pdf | 2 | 2 |  | 12530-4-4
21908_drw.pdf | 3 | 1 | TEE, STREET, -12 NPT | 12534-12
21908_drw.pdf | 6 | 2 | FITTING, BRASS COMPRESSION, 3/8" TUBE OD, 1/4" NPT MALE | 21909
21912_drw.pdf | ITEM
21912_drw.pdf | 1 | 1 | ANGLE, EXHAUST SUPT, VERT., NORDCO | 21913
21912_drw.pdf | 2 | 1 | PLATE, EXHAUST SUPT, VERT., NORDCO | 21914
21912_drw.pdf |  |  | 1
21915_drw.pdf | ITEM
21915_drw.pdf | 1 | 1 | PLATE, EXHAUST SUPT, HORZ., NORDCO | 21916
21915_drw.pdf | 2 | 1 | PLATE, EXHAUST SUPT, VERT, NORDCO | 21917
21915_drw.pdf |  |  | 1
21925_drw.pdf | ITEM
21925_drw.pdf | 1 | 1 | FRAME,QSB6.7, 33.34" x 58.00", MARINE TRAVEL LIFT | ISL50/7101463
21925_drw.pdf | 2 | 2 | SUPPORT,REAR,ENGINE,QSB6.7, MARINE TRAVELIFT ISL40/50/70 | 11464
21925_drw.pdf | 3 | 1 | TUBE,CAC,3"DIA,INTAKE, MARINE TRAVELIFT ISL40/50/70 | 11509
21925_drw.pdf | 4 | 1 | TUBE,CAC,3"DIA,TURBO, MARINE TRAVELIFT ISL40/50/70 | 11510
21925_drw.pdf | 5 | 1 | TUBE,RADIATOR,1-3/4"DIA, MARINE TRAVELIFT ISL40/50/70 | 11511
21925_drw.pdf | 6 | 1 | DRIVE, 2 PAD PUMP, D-D/E-D (D13414) | 14647
21925_drw.pdf | 7 | 1 | ENGINE,PACKAGE,QSB6.7, MTL, ISL70 260HP, 1306398 | 1305049
21925_drw.pdf | 8 | 1 | BRACKET, MAG SWITCH, - | 7710
21925_drw.pdf | 9 | 1 | RADIATOR,MULTI-FIT,W/CAC, MARINE TRAVELIFT ISL40/50/70 | 11429
21925_drw.pdf |  |  | BRKT,FUEL,PRE-FILTER,FS9841, MARINE TRAVELIFT
21925_drw.pdf |  |  | MARINE TRAVELIFT | 11484
21925_drw.pdf |  |  | DIA, ACS 440100-25 | 11489
21925_drw.pdf |  |  | TRAVELIFT
21925_drw.pdf |  |  | ISL40/50/70 | 11516
21925_drw.pdf |  |  | EL2BOW, | 90-300-MK2
21929_drw.pdf |  |  | 1/4 FNPT
21931_drw.pdf | ITEM
21931_drw.pdf |  | 10.87
21933_drw.pdf | ITEM
21933_drw.pdf | 1 | 4 | NUT, WELD OFFSET HOLE, M6 X 1 | 0870-2025
21933_drw.pdf | 2 | 1 | PANEL,CONTROL-BASE, 8.8LITER | 21618
21937_drw.pdf | ITEM
21937_drw.pdf | 1 | 6 | NUT, WELD OFFSET HOLE, M6 X 1 | 0870-2025
21937_drw.pdf | 2 | 1 | COVER,TERMINAL-BOX, REAR-COVER,14GA,STEEL | 21936
21942_drw.pdf | ITEM
21942_drw.pdf | 1 | 1 | BRACKET, OIL COOLER SHIELD, NORDCO, 31750405 | 21944
21945_drw.pdf | ITEM
21945_drw.pdf | 1 | 1 | PLATE, GUSSET, GAS VALVE SUPT, GTA19 | 21946
21945_drw.pdf | 2 | 1 | BRACKET, GAS VALVE SUPT, GTA19 | 21947
21945_drw.pdf |  |  | 1
21950_drw.pdf | ITEM
21950_drw.pdf | 1 | 1 | FRAME,QSB6.7, 33.34" x 58.00", MARINE TRAVEL LIFT | ISL50/1710463
21950_drw.pdf | 2 | 2 | SUPPORT,REAR,ENGINE,QSB6.7, MARINE TRAVELIFT
21950_drw.pdf | 3 | 1 | TUBE,CAC,3"DIA,INTAKE, MARINE TRAVELIFT ISL40/50/70 | 11509
21950_drw.pdf | 4 | 1 | TUBE,CAC,3"DIA,TURBO, MARINE TRAVELIFT ISL40/50/70 | 11510
21950_drw.pdf |  |  | TUBE,RADIATOR,1-3/4"DIA, MARINE TRAVELIFT | 11511
21950_drw.pdf |  |  | (D13414) | 14647
21950_drw.pdf |  |  |  | A042B842
21950_drw.pdf | 11 | 1
21950_drw.pdf | 12 | 1 | BRKT,FUEL,PRE-FILTER,FS9841,
21950_drw.pdf | 13 | 1 | HEAT-EXCHANGER,OIL-COOLER, MARINE TRAVELIFT
21950_drw.pdf | 14 | 1 | FAN,SUCKER,25.00IN DIA, ACS 440100-25 | 11489
21950_drw.pdf | 15 | 1 | BRACKET,MTG,OIL-COOLER, MARINE TRAVELIFT
21951_drw.pdf | 1 | 26 | WELDNUT, 1/4"-20 NC, _ | 14520
21951_drw.pdf | 2 | 1 | SHEET,SIDE,COND BOX, HC6 CNTR,320-1995 KIT | 21952
21951_drw.pdf | 1
21953_drw.pdf | ITEM
21953_drw.pdf | 2 | 1 | BRKT, LIFTING, CFP23E | 13124
21953_drw.pdf | 3 | 2 | BRACKET, HEAT SHEILD MOUNT, CFP23E | 13134
21953_drw.pdf | 5 | 1 | HOSE, FUEL, ECM-COOLER, CFP23E | 13178-102
21953_drw.pdf |  | 2 | HOSE, FUEL EXTENSION, CFP23E | 13599
21953_drw.pdf | 8
21953_drw.pdf | 10 | 1 | FRAME, RADIATOR COOLED, CFP23E INDUSTRIAL | 15433
21953_drw.pdf | 11 | 1 | SYSTEM, AIR CLEANER, CFP23E | 17669
21953_drw.pdf | 13 | 1 | ASSEMBLY, BELT GUARDING, RADIATOR COOLED QSK23 | G-DR2I2V0E29
21953_drw.pdf | 14 | 1 | ASM, OPERATOR STATION, DIGITAL PANEL, CFP23E | 22041
21953_drw.pdf | 16 | 1 | ASSEMBLY, COOLING, CFP23E G-DRIVE | 22070
21953_drw.pdf | 17 |  | KIT, LUBE OIL FILTER RESTRICTION, CFP23E | 22142
21953_drw.pdf | 18
21953_drw.pdf | 19 | 1 | ENGINE, QSK23 | 3170553
21953_drw.pdf | 21
21953_drw.pdf | 22 | 1 | HEAT SHIELD, CFP23E | 13135
21959_drw.pdf | ITEM
21959_drw.pdf | 1 | 1 | PLATE,ENGINE MOUNT, - | 21960
21959_drw.pdf | 2 | 2 | GUSSET,ENGINE MOUNT, - | 21961
21963_drw.pdf | 1 | 1 | PANEL,FRNT,CONDUIT BOX, HCI6 | 14527
21963_drw.pdf | 2 | 1 | PANEL,SIDE,CONDUIT BOX, HCI6 | 14529
21963_drw.pdf | 3 | 1 | PANEL,RR,CONDUIT BOX, HCI6 | 14530
21963_drw.pdf | 4 | 1 | MOUNT,PCC2100, - | 14788
21963_drw.pdf |  |  |  | 14514
21963_drw.pdf | 9 | 1 | PANEL,COVER, HCI6 | 14843
21963_drw.pdf | 10 | 2 | BRKT,CONDUIT BOX, - | 17393
21963_drw.pdf | 11 | 2 | BRKT,CONDUIT BOX, - | 17394
21963_drw.pdf | 12 | 1 | PANEL,FRNT-LOWER, HCI6,REPLACES FLOOR | 24140
21963_drw.pdf |  |  | 11
21963_drw.pdf | the receiver document as | in accepts in | confidence. by CUMMINS NPOWER LLC CORPORATE OFFICE | DESIGN UPFIT CENTER
21963_drw.pdf | ittrawdiellse(c1r)etnoitnfuosrematthieondotchuemreenitn,or(2a)nynoctopcyoptyhetrheeofdoocrumtehnet, or the | ittrawdiellse(c1r)etnoitnfuosrematthieondotchuemreenitn,or(2a)nynoctopcyoptyhetrheeofdoocrumtehnet, confidential | or trade WHITE BEAR LAKE, MN WWW.CUMMINSNPOWER.COM | DEPERE, WISCONSIN
21963_drw.pdf | aNlPlowceorpiLeLsC |  | andGEN HSNG HCI634
21963_drw.pdf | DIMENSION |  | A2REX CNTRL,320-1995 KIT
21963_drw.pdf | IMUPNEIRTISAL |  | DWG UNITS: DRAWN BY: HGP | 26APR2012
21964_drw.pdf | ITEM
21964_drw.pdf | 1 | 1 | FILLER NECK ASSY, QSX15,HOLLAND | A042D603
21964_drw.pdf | 2
21964_drw.pdf | 3
21964_drw.pdf | 4 | 9 | GUSSET,GENERATOR CROSSMEMBER, GTA855/19 | 16293
21964_drw.pdf |  |  | SPACER,ISOLATOR, GTA855/19 | 16294
21964_drw.pdf |  |  |  | 18974
21964_drw.pdf | 11 | 4
21964_drw.pdf | 12 | 1 | CHANNEL,ENGINE,FRNT, -
21964_drw.pdf | 13 | 1 | CHANNEL,ENGINE,REAR, -
21964_drw.pdf | 14 | 2 | CHANNEL,GENERATOR, - | 21970
21964_drw.pdf | 15 | 8 | GUSSET,FRAME, - | 21971
21980_drw.pdf | ITEM
21980_drw.pdf | 1 | 1 | ANGLE,4X4X.25X35.82, FRT ENG CRSMMBR | 21981
21980_drw.pdf | 2 | 2 | FLAT,4 X 5 X 1 INCH THK, WITH .75 INCH HOLE | 21982
21980_drw.pdf | 3 | 1 | CHANNEL,C6X8.2X100, LEFT SIDE RAIL | 21989
21980_drw.pdf | 4 | 1 | CHANNEL,C6 X 8.2X100, RIGHT SIDE RAIL | 21990
21980_drw.pdf |  |  | CHANNEL, C6X8.2X35.82, FRONT/REAR | 21991
21980_drw.pdf |  |  | ENG SUPPORT | 21995
21980_drw.pdf |  |  |  | 23250
21983_drw.pdf | 1 | 8 | WELDNUT, 1/2-13 SQ, TYPE OR EQUIVILENT | WELDNUT1_2-13
21983_drw.pdf | 2 | 2 | GUSSET,GEN CRSMMBR, UCI274,40 IN BASE | 21737
21983_drw.pdf | 3 | 2 | SPACER,GENERATOR PAD, GTA8.3 1.13 DIM HOLE | 21739
21983_drw.pdf | 4 | 1 | CROSSMEMBER,GENERATOR, UCI274,40 INCH BASE | 21740
21983_drw.pdf |  |  | 4
21983_drw.pdf |  |  | 3
21984_drw.pdf | ITEM
21984_drw.pdf | 1 | 1 | GAUGE,NG LOW PRESS, W/THROTTLE PLUG XTU | 17929
21984_drw.pdf | 2 | 1 | SOLENOID,FUEL,2" 24V, REF 3395606 | 18220
21984_drw.pdf | 3 | 1 | NIPPLE,PIPE,ASM BLK, 15 IN LG W/COUPLING | 21794
21984_drw.pdf | 4 | 1 | NIPPLE,PIPE,ASM BLK, 19 IN LG W/COUPLING | 22242
21984_drw.pdf |  |  | UNION,NPTF,BLACK, 2 INCH W/NUT | B150UK
21984_drw.pdf | 11
21984_drw.pdf | 12 | 1 | BRACKET,PRESSURE, SWITCH
21984_drw.pdf | 13
21984_drw.pdf | 14 | 1 | VALVE, BALL, 1/4" NPT | FA60204-1
21984_drw.pdf | 15 | 1 | SWITCH,PRESSURE, 1/4 PRES CON,3/45 HEX | J6-136-9501
21994_drw.pdf | ITEM
21994_drw.pdf | 1 | 1 | ENGINE TO FRAME, GTA28 OPENSET | 18064
21994_drw.pdf | 2 | 2 | GASKET,EXHAUST,CERAMIC, ANSI 10" FLANGE | 48-CF-1000
21994_drw.pdf | 3 | 2 | GASKET,EXHAUST,CERAMIC, ANSI 4" FLANGE | 48-CF-400
21994_drw.pdf | 4 | 2 | FLEX, EXHAUST, 4" ASA FLG X 4" ID CUFF X 14" | 6735-31
21994_drw.pdf |  |  | SILENCER,CRIT GTA28, 4" DBL INLET,10" OUTLET | 22072
21994_drw.pdf |  |  | - | A042A032
21997_drw.pdf | 1 | 1 | SUPPORT, FRONT ENGINE, CFP23E RADIATOR COOLED | 21998
21997_drw.pdf | 2 | 2 | GUSSET, FRONT ENGINE SUPPORT SIDE, CFP23E RADIATOR | COOLED21999
21997_drw.pdf | 3 | 1 | GUSSET, FRONT ENGINE SUPPORT CENTER, CFP23E RADIATOR | COOL2E2D000
22001_drw.pdf | ITEM
22001_drw.pdf | 1 | 4 | NUT,HEX,WELD,3/8-16 UNC, - | 19636
22001_drw.pdf | 2 | 1 | BRKT,EXHAUST-SPACER, 7GA,A36 HRPO STEEL | 21939
22003_drw.pdf | ITEM
22003_drw.pdf | 1 | 1 | CONTROL_HSG_ASSY, - | 0319-2967
22003_drw.pdf | 2 | 1 | CB ENCLOSURE KIT, ONAN ASSEMBLY | 0320-1982
22003_drw.pdf | 3 | 1 | ENGINE COOLANT HEATER, 120VAC,CPG UNIT | 333-0630-01
22003_drw.pdf | 4 | 1 | HOLD-DOWN,BATTERY, GRP 31 HARDWARE | 17493
22003_drw.pdf |  |  | ***DO NOT USE***, REPLACED BY A042C206 | 17680
22003_drw.pdf |  |  | WELDED,PNT-STL | 21612
22003_drw.pdf |  |  |  | 21615
22003_drw.pdf | 11 | 1
22003_drw.pdf | 12 | 1 | CB ENCLOSURE KIT, ONAN
22003_drw.pdf | 13 | 1 | BASE,CONTROL-PANEL, 14GA,PNT-STL
22003_drw.pdf | 14 | 1 | COVER,TERMINAL-BOX, REAR,14GA,PNT-STL | 21937
22003_drw.pdf | 15 | 4 | BRKT,EXHAUST-SPACER, 150KW GENSET | 22005
22003_drw.pdf |  |  |  | ENGINE_GENERATOR
22005_drw.pdf | ITEM
22005_drw.pdf | 1 | 4 | NUT,HEX,WELD,3/8-16 UNC, - | 19636
22005_drw.pdf | 2 | 1 | BRKT,EXHAUST-SPACER, 7GA,A36 HRPO STEEL | 21939
22008_drw.pdf | ITEM
22008_drw.pdf | 1 | 1 | HOSE, 3/8 I.D.x24" LONG, PARKER 801-06,BLUE | 801-06
22008_drw.pdf | 2 | 1 | HEATSHIELD, ,0.750 DIA. x 24" LONG | 22830
22008_drw.pdf | 3
22008_drw.pdf | 4
22008_drw.pdf |  |  | CLAMP, WORM, .25 - .63 | 14992-04
22008_drw.pdf |  |  | NPTF | 26416
22008_drw.pdf |  |  |  | LTL-CPN38212
22008_drw.pdf |  | 5 | D
22009_drw.pdf | ITEM
22009_drw.pdf | 1 | 1 | HOSE,3/8"I.D. x24"LONG, PARKER,801-6,BLUE | 801-06
22009_drw.pdf | 2 | 1 | HEATSHIELD , 0.75 DIA. x 24" LONG | 22830
22009_drw.pdf | 3
22009_drw.pdf | 4 | 1 | TEE, UNION, -6 FNPT, STEEL | 12205-6
22009_drw.pdf | 11 | 2 | CLAMP,
22009_drw.pdf | 12 | 1 | HOSE,PARKER 836, 1/2" ID X
22009_drw.pdf | 13 | 1 | ADAPTER,12MM-1.75 X -4 NPTF
22009_drw.pdf | 14 | 2 | NIPPLE,3/8NPTx2.5"LG, CARBON STEEL | LTL-CPN38212
22009_drw.pdf | 15 | 2 | BALL VALVE,3/8" NPT, BRASS | LTL-M940201
22011_drw.pdf | ITEM
22011_drw.pdf | 1 | 1 | SUPPORT, ENGINE, REAR, CFP23E FIREPUMP | 13117
22011_drw.pdf | 2 | 1 | SUPPORT, FRONT ENGINE, CFP23E RADIATOR COOLED | 21997
22017_drw.pdf | 1 | 5 | WELDNUT, 1/4"-20 NC, _ | 14520
22017_drw.pdf | 2 | 1 | TOP, FINGER GUARD, CFP23E | 22015
22017_drw.pdf | 3 | 1 | ANGLE, REINFORCING, CFP23E | 22016
22026_drw.pdf | ITEM
22026_drw.pdf | 1 | 10 | WELDNUT, 1/4"-20 NC, _ | 14520
22026_drw.pdf | 2 | 1 | GUARD, LEFT, CFP23E | 22013
22027_drw.pdf | ITEM
22027_drw.pdf | 1 | 7 | WELDNUT, 1/4"-20 NC, _ | 14520
22027_drw.pdf | 2 | 1 | GUARD, RIGHT, CFP23E | 22014
22028_drw.pdf | 1 | 2 | WELDNUT, 1/4"-20 NC, _ | 14520
22028_drw.pdf | 2 | 1 | BRACKET, CENTER, CFP23E | 22022
22028_drw.pdf |  |  | 2
22028_drw.pdf |  |  | 1
22029_drw.pdf | 1 | 2 | BRACKET, HEAT SHEILD MOUNT, CFP23E | 13134
22029_drw.pdf | 2 | 1 | TOP, FINGER GUARD, CFP23E | 22017
22029_drw.pdf | 3 | 1 | GUARD, LEFT, CFP23E | 22026
22029_drw.pdf | 4 | 1 | GUARD, RIGHT, CFP23E | 22027
22029_drw.pdf | 5 | 1 | BRACKET, CENTER, CFP23E | 22028
22029_drw.pdf | 6 | 1 | GUARD, LEFT REAR, CFP23E | 22031
22029_drw.pdf | 7 | 1 | BRACKET, LOWER RH, CFP23E | 22033
22029_drw.pdf | 8 | 1 | BRACKET, UPPER RH, CFP23E | 22036
22029_drw.pdf | 9 | 1 | BRACKET, LOWER LH, CFP23E | 22038
22029_drw.pdf | 10 | 1 | HEAT SHIELD, CFP23E | 13135
22029_drw.pdf | 11
22029_drw.pdf | 12 | 5 | NUT,HEX,PT, .25-20 | 20130-025
22029_drw.pdf | 13 | 29 | SCREW,HH, 0.25-20x0.50 | 20225-050
22029_drw.pdf | 14 | 5 | SCREW,HH, 0.25-20x1.00 | 20225-100
22029_drw.pdf | 15 | 1 | GUARD, LEFT REAR, CFP23E | 22018
22029_drw.pdf | 16 | 1 | GUARD, RIGHT REAR, CFP23E | 22021
22031_drw.pdf | ITEM
22031_drw.pdf | 1 | 1 | WELDNUT, 1/4"-20 NC, _ | 14520
22031_drw.pdf | 2 | 1 | GUARD, LEFT REAR, CFP23E | 22019
22033_drw.pdf | 1 | 2 | WELDNUT, 1/4"-20 NC, _ | 14520
22033_drw.pdf | 2 | 1 | BRACKET, LOWER RH, CFP23E | 22032
22033_drw.pdf |  |  | 2
22036_drw.pdf | 1 | 1 | WELDNUT, 1/4"-20 NC, _ | 14520
22036_drw.pdf | 2 | 1 | BRACKET, UPPER RH, CFP23E | 22035
22036_drw.pdf |  |  | 2
22038_drw.pdf | 1 | 1 | WELDNUT, 1/4"-20 NC, _ | 14520
22038_drw.pdf | 2 | 1 | BRACKET, LOWER LH, CFP23E | 22037
22038_drw.pdf |  |  | 1
22040_drw.pdf | 1 | 1 | BRACKET, OPERATOR STATION, CFP23E | 22034
22040_drw.pdf | 2
22041_drw.pdf | 1 | 1 | ASSEMBLY, CONTROL PANEL, CFP23E & CFP30E | 16150
22041_drw.pdf | 2 | 1 | BRACKET, OPERATOR STATION, CFP23E | 22040
22041_drw.pdf | 3 | 1 | BATTERY ISOLATOR, FIRE PUMP | 8838
22041_drw.pdf | 4 | 1 | FACTORY SETTINGS TAG, FIREPUMP | 9526-02
22041_drw.pdf | 5 | 1 | FIELD SETTINGS TAG, FIREPUMP | 9526-03
22041_drw.pdf | 6 | 1 | DATA TAG, FIREPUMP | 9534
22041_drw.pdf | 7 | 6 | WASHER,FLAT, M10 | 20020-M10
22041_drw.pdf | 8 | 2 | WASHER,FLAT, M16 | 20020-M16
22041_drw.pdf | 9 | 4 | WASHER,FLAT, M5 | 20020-M5
22041_drw.pdf | 10 | 8 | WASHER,FLAT, M6 | 20020-M6
22041_drw.pdf | 11 | 5 | NUT,HEX, M10-1.50 | 20120-M10
22041_drw.pdf | 12 | 4 | NUT,HEX, M5-0.80 | 20120-M5
22041_drw.pdf | 13 | 8 | NUT,HEX, M6-1.00 | 20120-M6
22041_drw.pdf | 14 | 4 | SCREW,HH, M5-0.80x16 | 20305-016
22041_drw.pdf | 15 | 5 | SCREW,HH, M10-1.50x30 | 20310-030
22041_drw.pdf | 16 | 2 | SCREW,HH, M16-2.00x35 | 20316-035
22044_drw.pdf | ITEM
22044_drw.pdf | 1 | 1 | TUBE, RECT., FRT SUPT, | 21204
22044_drw.pdf | 2 | 4 | TUBE, ISOLATOR SUPT | 21482
22044_drw.pdf | 3 | 2 | TUBE, RECT., FORK LIFT, | 21485
22044_drw.pdf | 4 | 1 | BRACKET, SIDE RAIL, RH | 22045
22044_drw.pdf |  |  | BRACKET, SIDE RAIL, LH | 22046
22044_drw.pdf |  |  |  | 22048
22044_drw.pdf |  |  |  | 22049
22054_drw.pdf | ITEM
22054_drw.pdf | 1 | 1 | PLATE, ENGINE MNT | 22073
22054_drw.pdf | 2 | 1 | BRACKET, ENGINE MNT, LH | 22074
22055_drw.pdf | ITEM
22055_drw.pdf | 1 | 1 | PLATE, ENGINE MNT | 22073
22055_drw.pdf | 2 | 1 | BRACKET, ENGINE MNT, RH | 22076
22056_drw.pdf |  |  |  | 12270-8-8
22056_drw.pdf | 3 1 |  | NPT,BRS | 12546-4-6
22056_drw.pdf | 4 2 |  | WOR;M 5/16" BAND | 14992-04
22056_drw.pdf | 5 1 |  | BRACKET, LOW OIL LEVEL | 15347
22056_drw.pdf | 6 1 |  | OIL LEVEL SWITCH GAU;GCEFP23E | 22059
22056_drw.pdf | 7 1 |  | OIL LEVEL | 22064
22056_drw.pdf | 9 1 |  |  | 4347897
22056_drw.pdf | 10 1 |  | 1" NPT X 1/2" N;PTREDUCER
22056_drw.pdf | 11 1 |  | 1/4" I;D10.75 LENGTH | R-801-4
22059_drw.pdf | 1 | 1 | PATE, OIL LEVEL SWITCH GAUGE, CFP23E | 22060
22059_drw.pdf | 2 | 1 | HALF COUPLING, 3/8", McMASTER-CARR | 4513K720
22059_drw.pdf |  |  | TIGHT
22069_drw.pdf | ITEM
22069_drw.pdf | 1 | 1 | HOSE, PARKER, 0.25 ID X 32.50 | 801-04-22
22069_drw.pdf | 2 | 1 | HOSE, PARKER, 0.38 ID X 19.00 | 801-06-39
22069_drw.pdf | 3
22069_drw.pdf | 4
22069_drw.pdf |  |  |  | 22068
22069_drw.pdf |  | 1
22070_drw.pdf | 1 | 1 | REWORK, RADIATOR, QSK23E | 22261
22070_drw.pdf | 2 | 3 | COUPLING, HALF, 1/4", STEEL, McMASTER-CARR | 4513K710_CCR
22070_drw.pdf | 3 | 1 | HALF COUPLING, 1/2" NPT, McMASTER-CARR | 4513K730_CCR
22070_drw.pdf | 4 | 1 | RADIATOR, QSK23 | A030S950
22079_drw.pdf | ITEM
22079_drw.pdf | 1 | 6 | VALVE,BL -8 LK HDL, BRASS,NPTFxNPTF | 16145-8
22079_drw.pdf | 2
22079_drw.pdf | 3 | 1 | TUBE,COOLANT CONNECTION, - | A042C968
22079_drw.pdf | 4 | 90 | SLEEVE,SPIRAL WRAP, 1.00 INCH DIA x LENGTH (INCHES) | 21157
22079_drw.pdf | 11
22079_drw.pdf | 12
22079_drw.pdf | 13
22079_drw.pdf | 14
22079_drw.pdf | 15
22079_drw.pdf |  |  |  | 13164-0250
22082_drw.pdf | ITEM
22082_drw.pdf | 1 | 2 | WRAP,SILENCER, GTA38/50 HOSPITAL | 18305
22082_drw.pdf | 2 | 1 | WRAP,EXHAUST, GTA38 HOSPITAL | 18306
22082_drw.pdf | 3 | 1 | WRAP,EXHAUST, GTA38 HOSPITAL | 18307
22082_drw.pdf | 4 | 8 | KIT,GASKET,NUT,BOLT, FULL FACE FIBER,8 | 23580_800
22082_drw.pdf |  |  | CAP, 8", GT EXHAUST 22-800 | 22-800
22082_drw.pdf |  |  | FLG X 5" ID CUFF X 19.50" | 6735-09
22082_drw.pdf |  |  |  | 15534
22082_drw.pdf | 11 | 2
22082_drw.pdf | 12 | 2 | CLAMP, EXHAUST, 5", RIKER
22084_drw.pdf | ITEM
22084_drw.pdf | 1 | 1 | MOUNT,PCC2100, - | 14788
22084_drw.pdf | 2 | 1 | LOUVER,CONDUIT BOX, UCI274/HCI4/HCI5 | 17310
22084_drw.pdf | 3 | 1 | PANEL,FLR,CONDUIT BOX, HCI5 C/D/E | 22088
22084_drw.pdf | 4 | 1 | PANEL,RR,CONDUIT BOX, UCI274/HCI4/I5 | 22090
22084_drw.pdf |  |  | PANEL,RIGHT SD,CND BX, UCI274/HCI4&15,320-1995 | 22094
22084_drw.pdf |  |  | UCI274/HCI4&15,320-1995 | 22096
22084_drw.pdf |  |  |  | 22098
22084_drw.pdf | 11 | 1
22084_drw.pdf | 12 | 1 | PANEL,TOP,CONDUIT BOX,
22084_drw.pdf |  | 12
22088_drw.pdf | ITEM
22088_drw.pdf | 1 | 3 | WELDNUT, 1/4"-20 NC, _ | 14520
22088_drw.pdf | 2 | 1 | SHEET,FLR,CONDUIT BOX, HCI5 C/D/E | 22089
22088_drw.pdf |  |  | 1
22088_drw.pdf |  |  | 1
22090_drw.pdf | ITEM
22090_drw.pdf | 1 | 18 | WELDNUT, 1/4"-20 NC, _ | 14520
22090_drw.pdf | 2 | 6 | NUT,WELD, 10-24 THRD, McMASTER-CARR: 94579A250 | 15392
22090_drw.pdf | 3 | 1 | BRKT,CONDUIT BOX, - | 17344
22090_drw.pdf | 4 | 1 | SHEET,COMPONENT MOUNT, - | 17361
22090_drw.pdf |  |  | SHEET,RR,CONDUIT BOX, UCI274/HCI4/I5 | 22093
22090_drw.pdf | PLCS
22090_drw.pdf |  |  | 1
22092_drw.pdf | ITEM
22092_drw.pdf | 1
22092_drw.pdf | 2 | 1 | PIPE, ELBOW, EXH., GTA38, STNL STL | 22220
22092_drw.pdf |  |  | 2
22094_drw.pdf | ITEM
22094_drw.pdf | 1 | 30 | WELDNUT, 1/4"-20 NC, _ | 14520
22094_drw.pdf | 2 | 1 | SHEET,SDE,BX,RT SIDE, UC274/HC14&15,320-1995 | 22095
22096_drw.pdf | 1 | 31 | WELDNUT, 1/4"-20 NC, _ | 14520
22096_drw.pdf | 2 | 1 | SHEET,SDE,BX,RT SIDE, UC274/HC14&15,320-1995 | 22097
22096_drw.pdf |  | 1 |  | 1
22096_drw.pdf |  | 1 |  | 1
22096_drw.pdf |  |  | 2
22096_drw.pdf |  |  |  | 1
22096_drw.pdf |  |  |  | 1
22096_drw.pdf |  |  | 1 | 1
22096_drw.pdf |  |  | 1
22096_drw.pdf |  |  |  | 1
22096_drw.pdf |  |  | 1 1 | 1
22098_drw.pdf | ITEM
22098_drw.pdf | 1 | 14 | WELDNUT, 1/4"-20 NC, _ | 14520
22098_drw.pdf | 2 | 1 | SHEET,FRNT,CONDUIT BOX, HCI5 | 22099
22101_drw.pdf | 1 | 1 | ENGINE, QST30, 1500HP, 1800RPM | 13207
22101_drw.pdf | 2 | 1 | SUPPORT, ENGINE, FRONT, CFP30E FIREPUMP | 13535
22101_drw.pdf | 3 | 1 | ASSEMBLY, TURBO GUARDS, CFP30E, - | 13545
22101_drw.pdf | 4 | 1 | ASSEMBLY, COOLANT HEATER, CFP30E FIREPUMP | 13568
22101_drw.pdf | 5 | 1 | ASSEMBLY, GUARDS, CFP30E | 13638
22101_drw.pdf | 6 | 1 | ASSEMBLY, HEAT EXCHANGER, SEA WATER, CFP30E | 13760
22101_drw.pdf | 7 | 1 | ASSEMBLY, OIL DRAIN W/ VALVE, CFP30E (OPTIONAL) | 15338
22101_drw.pdf | 8 | 1 | ASSEMBLY, OIL/AIR TEMPERATURE | 21477
22101_drw.pdf | 9
22101_drw.pdf | 10 | 1 | ASSEMBLY, DPEM AND HARNESS, GEN I | 21662
22101_drw.pdf | 11 | 1 | FRAME, FIREPUMP, CFP30E | 22173
22101_drw.pdf | 12 | 1 | ASSEMBLY, DUPLEX FUEL FILTER, CFP30E | 22184
22101_drw.pdf | 13 | 1 | ASSEMBLY, FUEL RESTRICTION GAUGE, CFP30E | 22194
22101_drw.pdf | 14 | 1 | ASSEMBLY, ACCESSORY MOUNTING, CFP30E | 22203
22101_drw.pdf | 15 | 1 | ASSEMBLY, JW COOLANT PRESSURE, CFP30E | 22230
22101_drw.pdf | 16 | 1 | ASSEMBLY, COOLANT LEVEL GAUGE, CFP30E | 22231
22102_drw.pdf | ITEM
22102_drw.pdf | 1 | 1 | GAUGE,NG LOW PRES;SW/THROTTLE PLUG XTU | 17929
22102_drw.pdf | 2 | 1 | SOLENOID,FUEL,2" 2;4VREF 3395606 | 18220
22102_drw.pdf | 3 | 1 | UNION,NPTF,BLAC;K2 INCH W/NUT | B150UK
22102_drw.pdf | 4 | 1 | ELBOW,PLAIN STREET PI;PE90DEG -4 NPT X -4 FNPT,S | 12195-4-4
22102_drw.pdf |  |  | EXT HEX -4 NPT,STEEL | 12210-4
22102_drw.pdf |  |  | NPT X -4 NPT,BRASS | 12529-4-4
22102_drw.pdf |  |  |  | 12800-06
22102_drw.pdf | 11 | 2
22102_drw.pdf | 12 | 1 | TEE,2NPT,W-1/2NPT-PO;RTSCH40
22102_drw.pdf | 13 | 2 | NIPPLE,1-1/2NPTx2-1/;2"SCH40 BLACK PIPE
22102_drw.pdf | 14 | 1 | BRKT,GAS-TRAI;N PNT-STL | 22104
22102_drw.pdf | 15 | 2 | CLAMP,U-BOLT,GUILLOTI;NE2.25" | 89542K
22105_drw.pdf | 1 | 1 | BOSS, 1" OD TAPPED 18mm x 1.5, BOSCH #4962 | 13529
22105_drw.pdf | 2 | 1 | TUBE,CORR,EXHAUST,3", 12'LG | 21617
22105_drw.pdf | 3 | 1 | FLANGE,EXHAUST,3", 8.8LCAC,CATALYST CONNECTION | 21640
22105_drw.pdf | 4 | 1 | ADAPTER,TURBO-CONN, MARMON STYLE,STEEL | 21926
22105_drw.pdf | contains of Cummins by | confidential LLC and is and retaining | trade secret information, is the given to the receiver in confidence. of the document accepts the CUMMINS NPOWER LLC CORPORATE OFFICE | CUSTOM DESIGN UPFIT CENTER
22105_drw.pdf | in confidence disclose to | and agrees ittrawdiellse(c1r)etnoitnfuosrematthieondotchuemreenitn,or(2a)nynoctopcyoptyhetrheeofdoocrumtehnet, either the | except as authorized in writing by 1600 BUERKLE ROAD document or the confidential or trade WHITE BEAR LAKE, MN | LAWRENCE DRIVE DEPERE, WISCONSIN
22105_drw.pdf | information dmoactuemreinatl,coorpiuepdonthdeermeafnrdo,m.retCuOrPnYRtIhGeHTdocCuummemnitn,s | and (4) dmoactuemreinatl,coorpiuepdonthdeermeafnrdo,m.retCuOrPnYRtIhGeHTdocCuummemnitn,s | upon completion of the need to retain aNlPlowceorpiLeLsC thereof, aTndUBE,EXHAUST,WLD-STL
22105_drw.pdf | OTHERWISE | SPECIFIED | ALL DIMENSION TOLERANCES8A.RE8LCAC,TURBO TO CAT
22105_drw.pdf | ANGLE | # | UNITS METRIC UNITS DWG UNITS: DRAWN BY: BOB KROPP M..AXXCXHI==NE##TOL00E..R42ANCES | 10APR2012
22105_drw.pdf |  |  | F..OXXRXM==TOL##ERA00N..C84ES SCALE: 0.188 SHEET DRAWING | NO:
22105_drw.pdf |  |  | F..AXXBXT==OLE##RAN10C..E58S EST WEIGHT: 42238.628 1 OF 1
22119_drw.pdf | ITEM
22119_drw.pdf | 1 | 1 | PLATE,RADIATOR-SPRT, 0.25"THK,855 & 19LITER | 22116
22119_drw.pdf | 2 | 1 | PLATE,RADIATOR-SPRT, 0.38"THK,855 & 19LITER | 22356
22142_drw.pdf | ITEM
22142_drw.pdf | 1 | 1 | HOSE, 1/4" ID, 16.50 LENGTH | R-801-4
22142_drw.pdf | 2 | 1 | HOSE, 1/4" ID, 15.50 LENGTH | R-801-4
22142_drw.pdf | 3
22142_drw.pdf | 4 | 1 | TEE, STREET, -2 NPT | R-801-4
22142_drw.pdf |  |  |  | 14992-04
22157_drw.pdf | ITEM
22157_drw.pdf | 1 | 2 | WELDNUT, 1/4"-20 NC, _ | 14520
22157_drw.pdf | 2 | 1 | BRKT,GUARD SUPPORT, HOLLAND | 22152
22157_drw.pdf |  |  | 2
22158_drw.pdf | ITEM
22158_drw.pdf | 1 | 2 | WELDNUT, 1/4"-20 NC, _ | 14520
22158_drw.pdf | 2 | 1 | BRKT,GUARD SUPPORT, HOLLAND | 22153
22158_drw.pdf |  |  | 1
22159_drw.pdf | ITEM
22159_drw.pdf | 1 | 6 | WELDNUT, 1/4"-20 NC, _ | 14520
22159_drw.pdf | 2 | 1 | SHEET,BELT GUARD, - | 22161
22159_drw.pdf |  |  | 2
22173_drw.pdf | 1 | 1 | CROSS MEMBER, ENGINE MOUNT | 22174
22173_drw.pdf | 2 | 1 | CHANNEL, LEFT SIDE | 22175
22173_drw.pdf | 3 | 1 | FRONT, FRAME | 22176
22173_drw.pdf | 4 | 2 | ANGLE, FORK POCKET | 22177
22173_drw.pdf | 5 | 1 | FLOOR, COOLING PACKAGE | 22178
22173_drw.pdf | 6 | 2 | BRACKET, LIFTING | 22179
22173_drw.pdf | 7 | 1 | ANGLE, REAR | 22180
22173_drw.pdf | 8 | 1 | CHANNEL, RIGHT SIDE | 22181
22173_drw.pdf | 9 | 4 | GUSSET | 22182
22173_drw.pdf | 10 | 1 | CROSS MEMBER, ENGINE MOUNT | A042D831
22183_drw.pdf | ITEM
22183_drw.pdf | 1 | 1 | BRACKET, DUPLEX FUEL FILTER, CFP30E | 22660
22183_drw.pdf | 2 | 1 | GUSSET, DUPLEX FUEL FILTER, CFP30E | 22661
22183_drw.pdf | 3 | 1 | GUSSET, DUPLEX FUEL FILTER, CFP30E | 22662
22183_drw.pdf | 4 | 1 | PLATE, DUPLEX FUEL FILTER, CFP30E | 22663
22183_drw.pdf |  |  | 2
22184_drw.pdf | ITEM
22184_drw.pdf | 1 | 1 | BRACKET, DUPLEX FUEL FILTER, CFP30E | 22183
22184_drw.pdf | 2 | 1 | HOSE, FUEL, VALVE TO FILTER | 22189
22184_drw.pdf | 3
22184_drw.pdf | 4
22184_drw.pdf |  |  | HEAD, FUEL FILTER | 3959568
22184_drw.pdf |  |  |  | FS1013
22186_drw.pdf | 1 | 5 | WELDNUT, 1/4"-20 NC, _ | 14520
22186_drw.pdf | 2 | 1 | BELT AND FAN HUB, GUARD,GTA8.3 | 22187
22188_drw.pdf | 1 | 1 | HEATER,ENGINE COOLANT; 1500W 120V 100-120F HOTSTART | 21978
22188_drw.pdf | 2 | 2 | COUPLING,PLAIN HOSE; -16 BEAD X -16 NPT,BRASS | 12545-16-16
22188_drw.pdf | 3 | 4 | CLAMP,WORM;1/2"BAND | 14990-16
22188_drw.pdf | 4 | 2 | COUPLING,ELBOW HOSE; 90DEG -16 BEAD X -12 NPT,S | 16899-16-12
22188_drw.pdf | 5 | 1 | BRACKET,GTA8.3 COOLANT; HTR HOTSTART CB SERIES
22188_drw.pdf |  |  | BALL; 3/4" NPT | FA60406
22188_drw.pdf | 9 | 2 | NIPPLE, BLK, 3/4x1-1/2 | LTL-CPN34
22188_drw.pdf | 10 | 1 | TEE, BLACK PIPE; NPT | LTL-ST34
22192_drw.pdf | 1
22192_drw.pdf | 2
22192_drw.pdf | 3
22192_drw.pdf | 4
22192_drw.pdf | 5
22192_drw.pdf | 6
22192_drw.pdf | 7
22192_drw.pdf | 8
22192_drw.pdf | 9
22192_drw.pdf | 10
22192_drw.pdf | 11
22192_drw.pdf | 12
22192_drw.pdf | 13
22192_drw.pdf | 14
22192_drw.pdf | 15
22192_drw.pdf | 16
22194_drw.pdf | ITEM
22194_drw.pdf | 1 | 1 | HOSE, CFP30E FUEL RESTRICTION | 22195
22194_drw.pdf | 2
22194_drw.pdf | 3
22194_drw.pdf | 4 | 1 | BRACKET, MTG, MURPHY GAUGE, CFP15E | 21389
22194_drw.pdf |  |  | GAUGE, VACUUM AND PRESSURE | 25317
22198_drw.pdf | ITEM
22198_drw.pdf | 1
22198_drw.pdf | 2 | 1 | TUBE,0.88 O.D. X 14GA., - | 22199
22203_drw.pdf | 1 | 1 | BRACKET, OPERATOR STATION, CFP30E | 22204
22203_drw.pdf | 2 | 1 | BATTERY ISOLATOR, FIRE PUMP | 8838
22203_drw.pdf | 3 | 1 | FACTORY SETTINGS TAG, FIREPUMP | 9526-02
22203_drw.pdf | 4 | 1 | FIELD SETTINGS TAG, FIREPUMP | 9526-03
22203_drw.pdf | 5 | 1 | DATA TAG, FIREPUMP | 9534
22203_drw.pdf | 6 | 4 | WASHER,FLAT, M5 | 20020-M5
22203_drw.pdf | 7 | 8 | WASHER,FLAT, M6 | 20020-M6
22203_drw.pdf | 8 | 4 | NUT,HEX, M5-0.80 | 20120-M5
22203_drw.pdf | 9 | 8 | NUT,HEX, M6-1.00 | 20120-M6
22203_drw.pdf | 10 | 4 | SCREW,HH, M5-0.80x16 | 20305-016
22204_drw.pdf | 1 | 1 | BRACKET, OPERATOR STATION, CFP23E | 22125
22204_drw.pdf | 2
22206_drw.pdf | ITEM
22206_drw.pdf | 1 | 2 | SOLENOID W/MANUAL THROW, 24V, PN: 535-0098 | 8824_24
22206_drw.pdf | 2 | 1 | ASSEMBLY, CONTACTOR BRACKET, CFP30E | 22211
22211_drw.pdf | ITEM
22211_drw.pdf | 1 | 1 | GUSSET, CONTACTOR BRACKET, CFP30E | 21866
22211_drw.pdf | 2 | 1 | BRACKET, STARTER CONTACTORS, CFP30E | 22207
22211_drw.pdf | 3 | 1 | GUSSET, CONTACTOR BRACKET, CFP30E | 22212
22211_drw.pdf | 4 | 1 | PLATE, HEATER BRACKET, CFP30E | 22297
22214_drw.pdf | IITTEEMM
22214_drw.pdf | 1 | 2 | WRAP,SILENCER, GTA38/50 HOSPITAL | 18305
22214_drw.pdf | 2 | 1 | WRAP,EXHAUST, GTA38 HOSPITAL | 18306
22214_drw.pdf | 3 | 1 | WRAP,EXHAUST, GTA38 HOSPITAL | 18307
22214_drw.pdf | 4 | 2 | PIPE, 90 DEG ELBOW EXH., GTA38, STNL STL | 22092
22214_drw.pdf |  |  | TUBE, EXHAUST, 304SS, 8" X 19.00"L | 23260
22214_drw.pdf |  |  | FULL FACE FIBER,8 | 23759_800
22214_drw.pdf |  |  |  | 24388
22216_drw.pdf | ITEM
22216_drw.pdf | 1
22216_drw.pdf | 2 | 1 | PIPE, 8IN, STNL STL, EXHAUST ASM, GTA38 | 22217
22216_drw.pdf |  |  | 2
22216_drw.pdf |  |  | 1
22218_drw.pdf | ITEM
22218_drw.pdf | 1
22218_drw.pdf | 2 | 1 | PIPE, 8IN, STNL STL, EXHAUST ASM, GTA38 | 22219
22230_drw.pdf | 1 | 1 | SENDER, PRESURE, DATCON #02504-00 | 8863
22230_drw.pdf | 2 | 1 |  | 12529-12-12
22230_drw.pdf | 3 | 1 | TEE, UNION, -12 NPT | 12531-12
22230_drw.pdf | 4 | 1 |  | 14783-12-2
22230_drw.pdf |  |  | 1
22230_drw.pdf |  |  | 4
22231_drw.pdf | ITEM
22231_drw.pdf | 1 | 1 | HOSE, PARKER, 0.25 ID X 9.00 | 801-04-024
22231_drw.pdf | 2 | 1 | HOSE, PARKER, 0.25 ID X 32.00 | 801-04-026
22231_drw.pdf | 3 | 1 | HOSE, PARKER, 0.25 ID X 9.00 | 801-04-027
22231_drw.pdf | 4 | 1 | HOSE, PARKER, 0.25 ID X 32.00 | 801-04-028
22231_drw.pdf |  |  |  | 22232
22231_drw.pdf | 11
22231_drw.pdf | 12
22231_drw.pdf | 13 | 8 | CLAMP, WORM, 1/4" I.D. 5/8" O.D. HOSE, .63 -
22231_drw.pdf | 14 | 2 | SWITCH GAUGE, LIQUID LEVEL | EL150K1
22236_drw.pdf | 1 | 1 | BRACKET, HIGH VIBRATION SWITCH, CFP30E | 22237
22236_drw.pdf | 2 | 1 | SWITCH, SHOCK & VIBRATION, MURPHY VS2 | 18536
22236_drw.pdf |  |  | 2
22237_drw.pdf | ITEM
22237_drw.pdf | 1 | 1 | TOP, HIGH VIBRATION SWITCH BRACKET, CFP30E | 22238
22237_drw.pdf | 2 | 1 | SIDE, HIGH VIBRATION SWITCH BRACKET, CFP30E | 22239
22237_drw.pdf | 3 | 1 | GUSSET, HIGH VIBRATION SWITCH BRACKET, CFP30E | 22240
22242_drw.pdf | 1
22242_drw.pdf | 2 | 1 | COUPLING, HALF, 1/4 NPT | HALF-COUPLING-025NPT
22242_drw.pdf |  |  | 2
22242_drw.pdf |  |  | 1
22242_drw.pdf |  |  | .12
22242_drw.pdf |  |  | NOTES:
22242_drw.pdf |  |  | 1. MATERIAL: PIPE NIPPLE, BLACK | 40.
22242_drw.pdf |  |  | 2. THREAD ENGAGEMENT .76 INCH
22242_drw.pdf |  |  | 3. INSTALL 1/4 COUPLING AT DIMENSIONS | SHOWN.
22242_drw.pdf | property The | of receiver, in | Cummins NPower LLC and is given to the receiver in confidence. by receiving and retaining of the document accepts the and agrees that, except as authorized in writing by CUMMINS NPOWER CORPORATE OFFICE | LLC CUSTOM DESIGN AND UPFIT CENTER
22242_drw.pdf | (3) | CcuomnmfiindsenNtPioawlero,r disclose | ittrawdiellse(c1r)etnoitnfuosrematthieondotchuemreenitn,or(2a)nynoctopcyoptyhetrheeofdoocrumtehnet, to others either the document or the confidential or trade WHITE BEAR LAKE, | MN DEPERE, WISCONSIN
22242_drw.pdf | secret | information | therein, and (4) upon completion of the need to retain
22245_drw.pdf | ITEM
22245_drw.pdf | 1
22245_drw.pdf | 2
22245_drw.pdf | 3
22245_drw.pdf | 4
22245_drw.pdf | 11
22245_drw.pdf | 12
22245_drw.pdf | 13
22245_drw.pdf | 14
22245_drw.pdf | 15
22246_drw.pdf | ITEM
22246_drw.pdf | 1 | 1 | PIPE, SCH 40, 2IN N OM, STEEL, GROOVE CONNECTION | 22247_00138
22246_drw.pdf | 2 | 1 | PIPE, SCH 40, 2IN N OM, STEEL, GROOVE CONNECTION | 22247_00450
22246_drw.pdf | 3 | 1 | ELBOW, 45 DEG WELD, 2.0" PIPE STEEL | 22248
22246_drw.pdf | 4 | 1 | ELBOW, 90 DEG WELD, 2.0"PIPE, STEEL | 22249
22246_drw.pdf |  |  | 1
22252_drw.pdf | ITEM
22252_drw.pdf | 1 | 2 | COUPLING, GRV, 2.00 GAS PIPE, USES TYPE T GASKET | 17274-0200
22252_drw.pdf | 2 | 1 | GAS VALVE MOUNT, GTA19 | 22361
22252_drw.pdf | 3 | 1 | REGULATOR, PRESS. REDUCING | 21877
22252_drw.pdf | 4 | 2 | PIPE, 2IN NOM, VIC x MNPT, STEEL | 22250
22252_drw.pdf |  |  | TUBE, REGULATOR , KTA19 | 22364
22253_drw.pdf | ITEM
22253_drw.pdf | 1 | 2 | COUPLING, GRV, 2.00 GAS PIPE, USES TYPE T GASKET | 17274-0200
22253_drw.pdf | 2 | 1 | WELDMT, REGULATOR PIPING, KTA19 | 22246
22253_drw.pdf | 3 | 1 | GAS VALVE MOUNT, GTA19 | 22361
22253_drw.pdf | 4 | 1 | REGULATOR, PRESS. REDUCING | 21877
22253_drw.pdf |  |  | PIPE, 2IN NOM, VIC x MNPT, STEEL | 22250
22255_drw.pdf | 1 2 | 2 4 | PLUG,PIPE; EXT HEX -8 NPT,STEEL T-BOL;T5.78-6.09 | 13164-0600
22255_drw.pdf | 3 | 6 | CLAMP, T-BOL;T6.50-6.81 | 13164-0675
22255_drw.pdf | 4 | 2 | CLAMP, T-BOL;T 8.50-8.81 | 13164-0875
22258_drw.pdf | 1 | 1 | BRACKET, AIR CLEANER, CFP30E | 22256
22258_drw.pdf | 2 | 2 | GUSSET, BRACKET HEAVY DUTY AIR CLEANER, CFP30E | 22257
22258_drw.pdf | 3 | 4 | WELDNUT, 3/8"-16 UNC, McMASTER-CARR 94579A600 | 22259
22261_drw.pdf | 1 | 1 | REWORK, RADIATOR, QSK23E | 22261
22261_drw.pdf | 2 | 3 | COUPLING, HALF, 1/4", STEEL, McMASTER-CARR | 4513K710_CCR
22261_drw.pdf | 3 | 1 | HALF COUPLING, 1/2" NPT, McMASTER-CARR | 4513K730_CCR
22261_drw.pdf | 4 | 1 | RADIATOR, QSK23 | A030S950
22263_drw.pdf | ITEM
22263_drw.pdf | 1 | 1 | BRKT,SWITCH MOUNT, HOLLAND | 22268
22263_drw.pdf | 2 | 1 | BOX,CIRCUIT BREAKER, HOLLAND, 30x30x12 | 22271
22263_drw.pdf | 3 | 1 | BRACKET,BREAKER MOUNT, QSX15,HOLLAND | A042B313
22263_drw.pdf | 4 | 2 | KIT, LUG,2/0-400MCM, BREAKER,TOP | K6TJ
22263_drw.pdf |  |  | CURRENT TRANSFORMER, - | 302-2055-13
22263_drw.pdf |  |  | ABB T6N600EW | 22272
22263_drw.pdf |  |  |  | 22491
22263_drw.pdf | 11 | 8 | LUG,
22263_drw.pdf | G
22268_drw.pdf | ITEM
22268_drw.pdf | 1 | 13 | WELDNUT, 1/4"-20 NC, _ | 14520
22268_drw.pdf | 2 | 1 | SHEET,SWITCH MOUNT, - | 22269
22276_drw.pdf | 1 | 1 | SIDE, FRAME LH, CFP59 | 22277
22276_drw.pdf | 2 | 1 | SIDE, FRAME RH, CFP59 | 22278
22276_drw.pdf | 3 | 3 | MEMBER, END CROSS, CFP59 | 22279
22276_drw.pdf | 4 | 1 | MOUNT, FRONT ENGINE, CFP59 | 22281
22276_drw.pdf | 5 | 1 | MOUNT, REAR ENGINE, CFP59 | 22282
22276_drw.pdf | 6 | 4 | GUSSET, ENGINE MOUNT, CFP59 | 22283
22276_drw.pdf | 7 | 2 | MOUNT, PUMP, CFP59 | 22293
22276_drw.pdf | 8 | 4 | HOOK, LIFTING, CFP59 | 22294
22276_drw.pdf | 9 | 2 | GUSSET, PUMP MOUNT, CFP59 | 22295
22276_drw.pdf | 10 | 1 | PLATE, CONTROLLER, CFP59 | 22296
22276_drw.pdf | 11 | 1 | MEMBER, ENCLOSURE REAR CROSS, CFP59 | 22374
22276_drw.pdf | 12 | 1 | MEMBER, ENCLOSURE FRONT CROSS, CFP59 | 22375
22286_drw.pdf | ITEM
22286_drw.pdf | 1 | 3 | LUMBER,4 X 6 X 144.00, HEAT TREATED,MARKED | 22286-01
22286_drw.pdf | 2 | 11 | LUMBER,2 X 6 X 66.00, HEAT TREATED,MARKED | 22286-02
22286_drw.pdf | 3 | 1 | LUMBER,2 X 6 X 36.00, HEAT TREATED,MARKED | 22286-03
22286_drw.pdf | 4 | 4 | LUMBER,2 X 6 X 5.50, HEAT TREATED,MARKED | 22286-04
22286_drw.pdf |  |  | LUMBER,2 X 4 X 66.50, HEAT TREATED,MARKED | 22286-05
22286_drw.pdf |  |  | TREATED,MARKED | 22286-06
22286_drw.pdf |  |  |  | 22286-07
22287_drw.pdf | ITEM
22287_drw.pdf | 1 | 2 | LUMBER,2 X 4 X 66.00, HEAT TREATED,MARKED | 22287-01
22287_drw.pdf | 2 | 2 | LUMBER,2 X 4 X 96.50, HEAT TREATED,MARKED | 22287-02
22287_drw.pdf | 3 | 2 | PLYWOOD,66.00 X 36.00 X 1/2", HEAT TREATED,MARKED | 22287-03
22287_drw.pdf | 4 | 1 | PLYWOOD,66.00 X 35.00 X 1/2", HEAT TREATED,MARKED | 22287-04
22287_drw.pdf |  |  | LUMBER,2 X 4 X 59.00, HEAT TREATED,MARKED | 22287-05
22288_drw.pdf | ITEM
22288_drw.pdf | 1 | 1 | LUMBER,2 X 4 X 141.00, HEAT TREATED,MARKED | 22288-01
22288_drw.pdf | 2 | 4 | LUMBER,2 X 4 X 97.00, HEAT TREATED,MARKED | 22288-02
22288_drw.pdf | 3 | 6 | PLYWOOD,55.25 X 48.00 X 1/2", HEAT TREATED,MARKED | 22288-03
22288_drw.pdf | 4 | 2 | LUMBER,2 X 4 X 41.25, HEAT TREATED,MARKED | 22288-04
22288_drw.pdf |  |  | LUMBER,2 X 6 X 141.00, HEAT TREATED,MARKED | 22288-05
22288_drw.pdf |  |  | HEAT TREATED,MARKED | 22288-06
22289_drw.pdf | ITEM
22289_drw.pdf | 1 | 3 | PLYWOOD,66.00 X 48.00 X 1/2", HEAT TREATED,MARKED | 22289-01
22289_drw.pdf | 2 | 2 | LUMBER,2 X 6 X 140.00, HEAT TREATED,MARKED | 22289-02
22289_drw.pdf | 3 | 4 | LUMBER,2 X 4 X 59.00, HEAT TREATED,MARKED | 22289-03
22299_drw.pdf | ITEM
22299_drw.pdf | 1 | 1 | EXHAUST, 90° HALF MARMON, 3" TURBO OUT, 4" 125LB ANSI | 8550_04
22299_drw.pdf | 4 | 1 | ASSEMBLY, SHAFT GUARD, TELESCOPING, SIZE 3-X, SHORT COUPLED | SHA1F4T144
22299_drw.pdf | 5 | 1 | ASSEMBLY, FUEL RAIL MODIFICATION, FIREPUMP, CFP7E | 14197
22299_drw.pdf | 6 | 1 | KIT, FUEL LINES, CFP7E, F10/20/30/40/50/60 - EXT ONLY | 15206
22299_drw.pdf | 7 | 1 | KIT, SENSORS & ADAPTERS, CFP7E | 15390
22299_drw.pdf | 8 | 1 | ENGINE, CFP7E RADIATOR COOLED SPEC | 22192
22299_drw.pdf | 11 | 1 | ASSEMBLY, OPERATOR STATION, CFP7E | 22317
22299_drw.pdf | 12 | 1 | ASSEMBLY, TURBO HEAT SHIELD, CFP7E | 22323
22299_drw.pdf | 13 | 1 | HEATER, COOLANT ASSEMBLY, 240VAC, CFP7E | 22329
22299_drw.pdf | 14 | 1 | DRIVE,FAN | FA9209
22299_drw.pdf | 17 | 1 | ADAPTER, U-JOINT 1610 | 16384
22299_drw.pdf | 18 | 1 | FILTER HEAD, CUMMINS | 142784-S
22299_drw.pdf | 19 | 1 | FITTING, QUICK DISCONNECT | 133042.000
22299_drw.pdf | 20 | 1 | ASSEMBLY, CPG COOLKIT | A035E355
22299_drw.pdf | 21 | 1 | FILTER, FUEL | FS1212
22299_drw.pdf | 12
22301_drw.pdf | ITEM
22301_drw.pdf | 1 | 1 | SKID,QSX15,ELTA, WOODEN SHIPPING | 22286
22301_drw.pdf | 2 | 2 | PANEL, CRATE END, SKID 22286 | 22287
22301_drw.pdf | 3 | 2 | PANEL, CRATE SIDE, SKID 22286 | 22288
22301_drw.pdf | 4 | 1 | PANEL,CRATE COVER, SKID 22286 | 22289
22303_drw.pdf | ITEM
22303_drw.pdf | 1 | 1 | LEG, FRONT, RH ENGINE MOUNT, CFP7E RADIATOR COOLED | 22305
22303_drw.pdf | 2 | 1 | FOOT, FRONT, ENGINE MOUNT, CFP7E RADIATOR COOLED | 22308
22303_drw.pdf | 3 | 1 | GUSSET, FRONT, ENGINE MOUNT, CFP7E RADIATOR COOLED | 22309
22304_drw.pdf | ITEM
22304_drw.pdf | 1 | 1 | LEG, FRONT, LH ENGINE MOUNT, CFP7E RADIATOR COOLED | 22307
22304_drw.pdf | 2 | 1 | FOOT, FRONT, ENGINE MOUNT, CFP7E RADIATOR COOLED | 22308
22304_drw.pdf | 3 | 1 | GUSSET, FRONT, ENGINE MOUNT, CFP7E RADIATOR COOLED | 22309
22310_drw.pdf | ITEM
22310_drw.pdf | 1 | 2 | LEG, ENGINE SUPPORT, REAR, CFP7E FIREPUMP | 12909
22310_drw.pdf | 2 | 1 | ASSEMBLY, FRONT, RH ENGINE MOUNT, CFP7E RADIATOR | COOLED22303
22310_drw.pdf | 3 | 1 | ASSEMBLY, FRONT, LH ENGINE MOUNT, CFP7E RADIATOR | COOLED22304
22310_drw.pdf | 4 | 1 | BRACKET, FUEL PREFILTER, CFP5E | 14370
22310_drw.pdf |  |  | SCREW,HH, 0.38-16x1.00 | 20238-100
22310_drw.pdf |  |  |  | 20312-025
22310_drw.pdf |  | 6
22311_drw.pdf |  |  |  | 13164-0450
22311_drw.pdf | 1 2 | 1 2 | T-BOL;T 4.28-4.59 T-BOL;T5.28-5.59 | 13164-0550
22311_drw.pdf | 3 | 1 | CLAMP, T-BOL;T7.28-7.59 | 13164-0750
22311_drw.pdf | 4 | 1 | TUBE, HIGH MOUNT HD AIR CLEA;NECRFP7E | 22322
22315_drw.pdf | 1 | 1 | PLATE, CONTACTOR MOUNTING, CFP7E | 22312
22315_drw.pdf | 2 | 1 | PLATE, AIR CLEANER MOUNTING, CFP7E | 22313
22315_drw.pdf | 3 | 1 | PLATE, MOUNTING BRACKET, CFP7E | 22314
22315_drw.pdf | 4 | 2 | GUSSET, OPERATOR STATION, CFP7E | 22316
22315_drw.pdf | 5 | 1 | GUSSET, OPERATOR STATION MOUNT, CFP7E | 22328
22317_drw.pdf | 1 | 1 | ASSEMBLY, OPERATOR STATION BRACKET, CFP7E | 22315
22317_drw.pdf | 2 | 1 | MOUNT, CONTROL PANEL, CFP POWER UNITS | 22318
22317_drw.pdf | 3 | 2 | CONTACTOR, MANUAL OVERIDE, CFP | 8824
22317_drw.pdf | 4 | 1 | BATTERY ISOLATOR, FIRE PUMP | 8838
22317_drw.pdf | 5 | 1 | FACTORY SETTINGS TAG, FIREPUMP | 9526-02
22317_drw.pdf | 6 | 1 | FIELD SETTINGS TAG, FIREPUMP | 9526-03
22317_drw.pdf | 7 | 1 | DATA TAG, FIREPUMP | 9534
22317_drw.pdf | 8 | 2 | ISOLATOR, PLATE MOUNT, 3 LB (YELLOW MARK) | 15400
22317_drw.pdf | 9 | 2 | ISOLATOR, PLATE MOUNT, 6 LB (RED MARK) | 15412
22317_drw.pdf | 10 | 12 | RIVET, ALUMINUM, 0.187 DIA., 0.25-0.38 GRIP | 15413
22317_drw.pdf | 11 | 12 | RIVET, ALUMINUM, STEEL SHANK, 0.156 DIA, 0.25-0.38 | 15414
22317_drw.pdf | 12 | 2 | FENDER WASHER, 0.281 X 1.25 | 15421
22317_drw.pdf | 13 | 4 | SCREW, SELF LOCKING, 0.25-20 X 1.00, PH OR BH | 15422
22317_drw.pdf | 14 | 3 | GROMMET, 0.25 GRIP, 1.50 DIA X 0.94 SLOT | 15653
22317_drw.pdf | 15
22317_drw.pdf | 16 | 4 | WASHER,FLAT, M12 | 20020-M12
22318_drw.pdf | 1 | 2 | TAB, OPERATOR STATION MOUNTING BRACKET | 15249
22318_drw.pdf | 2 | 1 | ANGLE, OPERATOR STATION MOUNTING BRACKET | 15491
22318_drw.pdf | 3 | 1 | TUBE, OPERATOR STATION MOUNT, CFP7E | 22319
22323_drw.pdf | ITEM
22323_drw.pdf | 1 | 1 | BRACKET, FRONT TURBO HEAT SHIELD, CFP7E | 22302
22323_drw.pdf | 2 | 1 | BRACKET, REAR TURBO HEAT SHIELD, CFP7E | 22326
22323_drw.pdf | 3 | 1 | SHIELD, TURBO HEAT, CFP7E | 22327
22323_drw.pdf |  |  | 3
22329_drw.pdf | 1 | 1 | HOSE, HEATER, 3/4" I.D. x 12" | 80242GL
22329_drw.pdf | 2 | 1 | HOSE, HEATER, 3/4" I.D. x 16" | 80242GL
22329_drw.pdf | 3
22357_drw.pdf | ITEM
22357_drw.pdf | 1 | 1 | PLATE,RADIATOR-SPRT, .25"THK, GTA28 | 22117
22357_drw.pdf | 2 | 1 | PLATE,RADIATOR-SPRT, 0.38"THK,855 & 19LITER | 22356
22361_drw.pdf | ITEM
22361_drw.pdf | 1 | 1 | PLATE, GUSSET, GAS VALVE SUPT, GTA19 | 22362
22361_drw.pdf | 2 | 1 | BRACKET, GAS VALVE SUPT, GTA19 | DEL_22363
22361_drw.pdf |  |  | 1
22370_drw.pdf | ITEM
22370_drw.pdf | 1 | 1 | ENCLOSURE,BASE,GTA38, STEEL | 17823
22370_drw.pdf | 2 | 1 | OUTLET,SURROUND,GTA38, STEEL | 17826
22370_drw.pdf | 3 | 1 | INLET,LOUVERED,GTA38, STEEL | 17832
22370_drw.pdf |  |  | 27.40 REF
22376_drw.pdf | ITEM
22376_drw.pdf | 1 | 1 | TUBE,DOOR FRAME, - | 22377
22376_drw.pdf | 2 | 1 | PLATE,LATCH STRIKER MOUNT, - | 22378
22376_drw.pdf | 3 | 2 | PLATE,DOOR BUMPER, - | 22379
22376_drw.pdf | 4 | 1 | PLATE,TUBE END, - | 22381
22384_drw.pdf | ITEM
22384_drw.pdf | 1 | 1 | TUBE,DOOR FRAME, - | 22377
22384_drw.pdf | 2 | 1 | PLATE,LATCH STRIKER MOUNT, - | 22378
22384_drw.pdf | 3 | 2 | PLATE,DOOR BUMPER, - | 22379
22384_drw.pdf | 4 | 1 | PLATE,TUBE END, - | 22381
22388_drw.pdf | 1 | 1 | COLLAR, 4.5" RAIN SHIELD | 22389
22388_drw.pdf | 2 | 1 | TOP, 4.5" RAIN SHIELD | 22390
22388_drw.pdf | 3 | 1 | FLANGE, 4.5" RAIN SHIELD | 22391
22388_drw.pdf |  |  |  | 1
22388_drw.pdf |  |  |  | 2
22388_drw.pdf |  |  | 4.50 I.D.
22388_drw.pdf |  |  | SCALE 0.188
22388_drw.pdf |  |  |  | 3
22394_drw.pdf | ITEM | QTY
22394_drw.pdf | 1
22396_drw.pdf | ITEM | QTY
22396_drw.pdf | 2 | 1
22396_drw.pdf | 3 | 2 | MOUNT,MOTOR, BADGER | 300-0563
22396_drw.pdf | 4 | 1 | COOLING PACKAGE, QSB4.5 & QSB6.7, WATER/CAC/OIL | 11272
22396_drw.pdf | 7 | 1 | TUBE,CAC,3"DIA,LH, BADGER QSB4.5 | 23393
22396_drw.pdf | 8 | 1 | TUBE,CAC,3"DIA,RH, BADGER QSB4.5 | 23394
22396_drw.pdf |  |  | REDUCER | 23399
22396_drw.pdf | 11 | 1 | BRKT,AIR CLEANER, BADGER QSB4.5 | 23424
22396_drw.pdf | 12 | 1 | COOLER, TRANS | 55824
22396_drw.pdf |  |  |  | 782100-648
22396_drw.pdf | 15 | 1 | WELDMENT,EXHAUST,BRACKET, QSB4.5T3,BADGER EQUIP | A042C283
22396_drw.pdf | 16 | 1 | MUFFLER, DONALDSON, M091048 | M091048
22396_drw.pdf |  |  |  | RS-6684AC
22396_drw.pdf | 19
22396_drw.pdf | 20 | 2 | BAR, RAD BRACE, BADGER | 300-0502
22396_drw.pdf |  |  | CLEANER, BADGER | 300-0532
22396_drw.pdf | 23 | 2 | BRKT,A/C CONDENSER, BADGER | 300-0703
22396_drw.pdf | 24 | 1 | BRKT, FUEL WATER SEPARATOR, BADGER | 300-0714
22397_drw.pdf | ITEM
22397_drw.pdf | 1
22397_drw.pdf | 2
22397_drw.pdf | 3
22397_drw.pdf | 4
22397_drw.pdf | 11
22397_drw.pdf | 12
22397_drw.pdf | 13
22397_drw.pdf | 14
22397_drw.pdf | 15
22408_drw.pdf | 1 | 1 | HOSE, FUEL, LIFT PUMP OUT TO PRMY FILTER IN | 21582
22408_drw.pdf | 2 | 1 | HOSE, FUEL, F-R PUMP OUT TO TANK IN | 21583
22408_drw.pdf | 3 | 1 | HOSE, FUEL, SEC'DY FILTER OUT TO PUMP IN | 21584
22408_drw.pdf | 4 | 1 | HOSE, FUEL, PUMP OUT TO SEC'DY FILTER IN | 21585
22408_drw.pdf | 5 | 1 | HOSE, FUEL , PRMY FILTER OUT TO PUMP IN | 22086
22408_drw.pdf | 6 | 1 | HOSE, FUEL, FUEL TANK OUT TO LIFT PUMP IN | 22503
22417_drw.pdf | 1 | 1 |  | 12529-12-12
22417_drw.pdf | 2 | 1 | TEE, UNION, -12 NPT | 12531-12
22417_drw.pdf | 3 | 1 |  | 14783-12-8
22417_drw.pdf | 4 | 1 | SWITCH, LOW COOLANT TEMP, 110° F SET POINT | 18105
22417_drw.pdf |  |  | 4
22417_drw.pdf |  |  | 3
22440_drw.pdf | ITEM | QTY
22440_drw.pdf | 1 | 1 | EXHAUST,L 90 HALF MARMON, 6" 125# ANSI FLANGE | 9514-06
22440_drw.pdf | 4 | 1 | KIT, SENSOR & ADAPTER, CFP15E | 15604
22440_drw.pdf | 5 | 1 | ASSEMBLY, SECONDARY ECM, CFP15E | 15617
22440_drw.pdf | 6 | 1 | ASSY, FRT ENG SUPT, CFP15E RADIATOR COOLED | 17259
22440_drw.pdf | 7 | 1 | TUBE, CAC, TURBO SIDE, CFP15E FIREPUMP | 17261
22440_drw.pdf | 8
22440_drw.pdf | 10 | 1 | ASSY, GUARDING CFP15E, RAD. COOLED, HD AIR CLEANER | 18200
22440_drw.pdf | 11 | 1 | ASSEMBLY, FUEL VALVE AND BYPASS | 18501
22440_drw.pdf | 12 | 1 | BRACKET, DPEM LOWER MTG, CFP15E | 19850
22440_drw.pdf | 13 | 1 | ASSY FRAME, VERT., CFP15E, SPP | 21024
22440_drw.pdf | 14 | 1 | KIT, CFP15E FUEL LINE, RAD COOLED | 21086
22440_drw.pdf | 17 | 1 | ASSEMBLY, OIL/AIR TEMPERATURE | 21477
22440_drw.pdf | 18 | 1 | ASSEMBLY, DPEM AND HARNESS, GEN I | 21662
22440_drw.pdf | 19 | 1 | ASSY, OP STATION, HD MID MOUNT AIR CLEANER, CFP15E | 22643
22440_drw.pdf | 20 | 1 | ASSEMBLY, FUEL RAIL PRESSURE, CFP15E | 22722
22440_drw.pdf | 23 | 1 | HOSE, HOSE CAC 4 TO 4.5, FLEX FAB P/N FLX7735 | 10459
22440_drw.pdf | 24 | 1 | PLATE, BLOCK OFF, CFP15E-F30 | 11717
22440_drw.pdf | 25 | 1 | ADAPTER, U-JOINT, SAE#1 FW, 1710/1810/U3172/ DRIVESHAFTS | 12578
22440_drw.pdf | 26 | 1 | BRACKET, CAC SUPPORT, CFP15E LOW HORSE POWER | 12886
22446_drw.pdf | IITTEEMM
22446_drw.pdf | 11 | 11 | PPLLAATTEE,, OOIILL FFIILLLL,, MMNNTT,, MMCC | 1199110000
22446_drw.pdf | 22 | 11 | TTUUBBEE,,OOIILL--FFIILLLL,, MMCC,,1188000000 | 2222444455
22447_drw.pdf | ITEM
22447_drw.pdf | 1 | 1 | ASSY,OIL-FILL, MC,18000 | 22446
22447_drw.pdf | 2 | 1 | TUBE,OIL FILL, QSX15 4I | 23348
22447_drw.pdf | 3 | 1 | HOSE,FLEX-N-FIT, 1-1/2x12"LONG | 25474
22447_drw.pdf | 4 | 2 | CLAMP, WORM, 1 1/2" I.D. 1 7/8" O.D. HOSE, 1.25 - | 2.0104990-24
22447_drw.pdf |  |  | STOPPER,OIL-FILL, 1-1/2"TUBE | 200284
22454_drw.pdf | ITEM
22454_drw.pdf | 1 | 1 | SHEET,AIR CLEANER STAND, - | 22455
22454_drw.pdf | 2 | 2 | SHEET,AIR CLEANER STAND, - | 22456
22454_drw.pdf | 3 | 2 | PLATE,THREADED, - | 22457
22454_drw.pdf |  |  | 10.00
22463_drw.pdf | 1 | 1 | TUBE, OIL FILLER | 3930774
22465_drw.pdf | ITEM
22465_drw.pdf | 1 | 1 | TUBE, EXHAUST, W/FLEX | 22467
22465_drw.pdf | 2 | 2 | CLAMP, MUFFLER, - | 3918197S
22465_drw.pdf | 3 | 1 | DEVICE,AFTERTREATMENT, - | A040N988
22472_drw.pdf | ITEM
22472_drw.pdf | 1 | 1 | PLATE, INTAKE MOUNTING | 15956
22472_drw.pdf | 2 | 1 | TUBE, INTAKE | 15958
22472_drw.pdf | 3 | 1 | TUBE, INTAKE, - | 22473
22486_drw.pdf | ITEM
22486_drw.pdf | 1 | 4 | NUT, WELD, 5/8-UNC11, SQUARE, STEEL | 24029
22486_drw.pdf | 2
22486_drw.pdf | 3
22486_drw.pdf | 4
22486_drw.pdf | 11
22486_drw.pdf | 12
22486_drw.pdf | 13
22486_drw.pdf | 14
22486_drw.pdf | 15
22488_drw.pdf | ITEM
22488_drw.pdf | 1 | 16 | LUMBER,1.5x6x46"LG, HEAT TREATED & MARKED | 22488_01
22488_drw.pdf | 2 | 2 | LUMBER,3-3/4x6x168"LG, HEAT TREATED & MARKED | 22488_05
22488_drw.pdf | 3 | 2 | LUMBER,2X4X46, - | 22488_07
22498_drw.pdf | ITEM
22498_drw.pdf | 1 | 1 | BRACKET, DOC SUPT, - | 22499
22498_drw.pdf | 2 | 2 | PLATE, GUSSET, DOC SUPT, - | 22565
22513_drw.pdf | ITEM
22513_drw.pdf | 1 | 1 | HOSE, PARKER, 0.25 ID X 9.00 | 801-04-23
22513_drw.pdf | 2 | 1 | HOSE, PARKER, 0.38 ID X 9.00 | 801-06-40
22513_drw.pdf | 3 | 1 | ASSEMBLY, COOLANT LEVEL GAUGE BRACKET, CFP59 | 22514
22513_drw.pdf | 4 | 1 | TEE, STREET, -12 NPT | 12534-12
22513_drw.pdf |  |  | STREET, -4 NPT | 12534-4
22513_drw.pdf | 11 | 1
22513_drw.pdf | 12 | 1 | SWITCH GAUGE, LIQUID LEVEL
22514_drw.pdf | ITEM
22514_drw.pdf | 1 | 1 | FOOT, COOLANT LEVEL GAUGE BRACKET, CFP59 | 22515
22514_drw.pdf | 2 | 1 | VERTICAL, COOLANT LEVEL GAUGE BRACKET, CFP59 | 22516
22514_drw.pdf | 3 | 1 | PLATE, COOLANT LEVEL GAUGE BRACKET, CFP59 | 22517
22514_drw.pdf |  |  | 3
22518_drw.pdf | 1 | 1 | SENDER, PRESURE, DATCON #02504-00 | 8863
22518_drw.pdf | 2 | 1 | TEE, STREET, -4 NPT | 12534-4
22518_drw.pdf | 3 | 1 |  | 14783-4-2
22518_drw.pdf | 4 | 1 | SNUBBER, OIL PRESSURE, 1/8" NPT | 22690
22519_drw.pdf | 1 | 1 | HOSE, PARKER, 0.38 ID X 5.00 | 801-06-41
22519_drw.pdf | 2 | 1 | HOSE, PARKER, 0.38 ID X 9.00 | 801-06-42
22519_drw.pdf | 3 | 2 | SENDER, PRESURE, DATCON #02504-00 | 8863
22519_drw.pdf | 4
22519_drw.pdf | 5
22519_drw.pdf | 6 | 4 | CLAMP, WORM, .39-.87 | 14990-06
22519_drw.pdf | 7 | 1 | BRACKET, FUEL FILTER RESTRICTION, CFP59 | 22520
22519_drw.pdf | 8 | 2 | BOLT, M12-1.5 DOUBLE BANJO, PARKER AM-06 | 22532
22519_drw.pdf | 9 | 2 | SNUBBER, OIL PRESSURE, 1/8" NPT | 22690
22519_drw.pdf | 10
22519_drw.pdf | 11 | 2 | FITTING, BANJO, 12MM x HOSE BARB | D42403
22519_drw.pdf | 9 |  | 3
22522_drw.pdf | ITEM
22522_drw.pdf | 1 | 1 | DOC MOUNT, WELDMT, ECOPOWER | 22563
22522_drw.pdf | 2 | 3 | CLAMP, BAND, 3"I.D. TUBE, ACCUSEAL, ALUMINZED STEEL | 21940-0300
22522_drw.pdf | 3 | 1 | TUBE, EXHAUST, OFFSET | 22536
22522_drw.pdf | 4 | 1 | TUBE, ADAPTER, DOC, - | 22537
22522_drw.pdf |  |  | CLAMP, MUFFLER, - | 3918197S
22522_drw.pdf |  |  | 3.00" | 89545K
22522_drw.pdf |  |  |  | A040N988
22523_drw.pdf | ITEM
22523_drw.pdf | 1 | 1 | HOSE,LOW PRESSURE, 5/8" ID X 12.00 LG | 13062
22523_drw.pdf | 2 | 1 | ENGINE, QSB5, TIER 4 | 21125
22523_drw.pdf | 3 | 1 | GENERATOR, REWORK | 21468
22523_drw.pdf | 4 | 1 | TURBO SHIELD, MI-JACK | 21697
22523_drw.pdf |  |  | FRAME, ENG./GEN./RAD. SUPT | 22044
22523_drw.pdf |  |  |  | 22054
22523_drw.pdf |  |  |  | 22055
22523_drw.pdf | 11 | 4 | WSHR,
22523_drw.pdf | 12 | 1 | DECAL,JW DRAIN LABEL, -
22523_drw.pdf | 13 | 1 | DECAL,ENGINE OIL DRAIN LABEL
22523_drw.pdf | 14 | 1 | VALVE, OIL DRAIN, M22-1.5 WITH L SHAPE NIPPLE | 17226
22524_drw.pdf | ITEM
22524_drw.pdf | 1 | 1 | KIT, FUEL HOSE, QSB5, ECOPOWER | 22525
22524_drw.pdf | 2 | 3 | WASHER,FLAT, 0.25 | 20000-025
22524_drw.pdf | 3 | 8 | WASHER,FLAT, 0.38 | 20000-038
22524_drw.pdf | 4 | 4 | WASHER,FLAT, M12 | 20020-M12
22524_drw.pdf |  |  | NUT,HEX,PT, .25-20 | 20130-025
22524_drw.pdf |  |  |  | 20130-038
22524_drw.pdf |  |  |  | 20238-100
22524_drw.pdf | 11 | 1
22525_drw.pdf | 1 | 1 | HOSE, FUEL, F-R PUMP OUT TO TANK IN | 22526
22525_drw.pdf | 2 | 1 | HOSE, FUEL, TANK OUT TO LIFT PUMP IN | 22527
22525_drw.pdf | 3 | 1 | HOSE, FUEL, PUMP OUT TO PRMY FILTER IN | 22529
22525_drw.pdf | 4 | 1 | HOSE, FUEL, PRMY FILTER OUT TO PUMP IN | 22533
22525_drw.pdf | 5 | 1 | HOSE, FUEL, SECDY FILTER OUT TO PUMP IN | 22534
22525_drw.pdf | 6 | 1 | HOSE, FUEL, PUMP OUT TO SECDY FILTER IN | 22538
22525_drw.pdf | 7
22558_drw.pdf | 1 | 1 | SWITCH, WATER TEMP, 200F SETTING, #3408632 | 8860
22558_drw.pdf | 2 | 1 |  | 12181-M22-8
22563_drw.pdf | ITEM
22563_drw.pdf | 1 | 2 | PLATE, GUSSET, DOC, ECOPOWER | 22541
22563_drw.pdf | 2 | 1 | BRACKET, DOC SUPT, ECOPOWER | 22564
22582_drw.pdf | 1 | 1 | TUBE,HEATER, V28 | 7886
22582_drw.pdf | 2 | 1 | TUBE,BLOCK HEATER, GTA28 | 9487
22582_drw.pdf | 3 | 1 | HEATER,COOLANT,4000W, KIM | 21185
22582_drw.pdf | 4
22582_drw.pdf | 5
22582_drw.pdf | 6 | 8 | CLAMP, WORM, .81 - 1.50 | 14990-16
22582_drw.pdf | 7 | 1 | CLAMP,CSHN, 1.00 ID | 16164-16
22582_drw.pdf | 8 | 1 | BRACKET,COOLANT HTR, GTA28 KIM HOTSTART | 22581
22582_drw.pdf | 9 | 1 | BRACKET, HEAT TUBE SUPT, GTA28 | 25116
22582_drw.pdf | 10 | 1 | HOSE,1.00 IN IDx36IN, CUT TO 5.00 INCHES LONG | A042F061
22582_drw.pdf | 11 | 2 | HOSE,1.00 IN IDx36IN SILICONE, CUT TO 4.00 INCHES | A042F061
22582_drw.pdf | 12 | 1 | HOSE,1.00 IN IDx36IN SILICONE, CUT TO 6.00 INCHES | A042F061
22582_drw.pdf | 13 | 2 | VALVE, BALL, 3/4" NPT | FA60406
22582_drw.pdf | 14 | 1 | NIPPLE, BLK, 3/4x1-1/2 | LTL-CPN34
22582_drw.pdf | 15 | 1 | NIPPLE,PIPE,0.75 NPT X 2.00, - | LTL-CPN342
22582_drw.pdf | 16 | 1 | ELBOW, STREET, 90 DEG 3/4NPT, PER SAE NO. 130239 | LTL-SE3490
22584_drw.pdf | 1 2 | 1 1 | VALVE,BALL,NPTFxNP;TFBRASS W/LOCKING HANDLE LOW PRES;SW/THROTTLE PLUG XTU | 17929
22584_drw.pdf | 3 | 1 | KIT,ASCO CONN HDWR ;W/O-RING FOR 8214 280 | 22585
22584_drw.pdf | 4 | 1 | NIPPLE,PIPE,ASM BL;KWITH 2 .25" COUPLINGS | 22588
22588_drw.pdf | 1
22588_drw.pdf | 2 | 2 | COUPLING, HALF, 1/4 NPT | HALF-COUPLING-025NPT
22588_drw.pdf |  |  | 1
22588_drw.pdf |  |  | 2
22588_drw.pdf |  |  | NOTES:
22588_drw.pdf |  |  | 1. MATERIAL: PIPE NIPPLE, BLACK | 40.
22588_drw.pdf |  |  | 2. THREAD ENGAGEMENT .76 INCH
22588_drw.pdf |  |  | 3. INSTALL 1/4 COUPLINGS AT | SHOWN.
22588_drw.pdf | property The | of receiver, in | Cummins NPower LLC and is given to the receiver in confidence. by receiving and retaining of the document accepts the and agrees that, except as authorized in writing by CUMMINS NPOWER CORPORATE OFFICE | LLC CUSTOM DESIGN AND UPFIT CENTER
22588_drw.pdf | (3) | CcuomnmfiindsenNtPioawlero,r disclose | ittrawdiellse(c1r)etnoitnfuosrematthieondotchuemreenitn,or(2a)nynoctopcyoptyhetrheeofdoocrumtehnet, to others either the document or the confidential or trade WHITE BEAR LAKE, | MN DEPERE, WISCONSIN
22588_drw.pdf | secret | information | therein, and (4) upon completion of the need to retain
22591_drw.pdf | ITEM
22591_drw.pdf | 1 | 32 | WELDNUT, 1/4"-20 NC, _ | 14520
22591_drw.pdf | 2 | 1 | SHEET,SD,CON BOX,CB, MT HIGH,UC274/HC4&5 | 22592
22591_drw.pdf | 32X
22622_drw.pdf | 1 | 1 | HOSE, PARKER, 0.38 ID X 10.00 | 801-06-43
22622_drw.pdf | 2
22622_drw.pdf | 3 | 2 | CLAMP, WORM, .39-.87 | 14990-06
22622_drw.pdf | 4 | 1 | BRACKET, MTG, MURPHY GAUGE, CFP15E | 21389
22622_drw.pdf |  |  |  | D42403
22622_drw.pdf | to the document as authorized | in accepts the in | confidence. by CUMMINS FIRE POWER LLC CORPORATE OFFICE | DESIGN UPFIT CENTER
22622_drw.pdf | ittrawdiellse(c1r)etnoitnfuosrematthieondotchuemreenitn,or(2a)nynoctopcyoptyhetrheeofdoocrumtehnet, or the | ittrawdiellse(c1r)etnoitnfuosrematthieondotchuemreenitn,or(2a)nynoctopcyoptyhetrheeofdoocrumtehnet, | or trade WHITE BEAR LAKE, MN WWW.CUMMINSFIREPOWER.COM | DEPERE, WISCONSIN
22622_drw.pdf |  | cPoopwieersLtLhCereof, | andASSEMBLY, FUEL FILTER RESTRICTION
22622_drw.pdf | DIMENSION |  | ACREFP59
22622_drw.pdf | IMUPNEIRTISAL |  | DWG UNITS: DRAWN BY: PBS | 17FEB2012
22630_drw.pdf | 1 | 1 | PLATE, OIL LEVEL SWITCH, CFP11E | 21904
22630_drw.pdf | 2 | 1 | HOSE, 5/8" ID, 13.00" LENGTH | 80231GL
22630_drw.pdf | 3 | 1 | HOSE, 1/4" ID, 4.00" LENGTH | R-801-4
22630_drw.pdf | 4
22630_drw.pdf |  |  |  | 14990-10
22630_drw.pdf | 9 | 2 | CLAMP, WORM, .25 - .63 | 14992-04
22630_drw.pdf | 10 | 1 | BRACKET, LOW OIL LEVEL | 15347
22630_drw.pdf | 11 | 1 | SWITCH GAUGE, LIQUID LEVEL | EL150K1
22630_drw.pdf | to the document as authorized | in accepts the in | confidence. by CUMMINS FIRE POWER LLC CORPORATE OFFICE | DESIGN UPFIT CENTER
22630_drw.pdf | ittrawdiellse(c1r)etnoitnfuosrematthieondotchuemreenitn,or(2a)nynoctopcyoptyhetrheeofdoocrumtehnet, or the | ittrawdiellse(c1r)etnoitnfuosrematthieondotchuemreenitn,or(2a)nynoctopcyoptyhetrheeofdoocrumtehnet, | or trade WHITE BEAR LAKE, MN WWW.CUMMINSFIREPOWER.COM | DEPERE, WISCONSIN
22630_drw.pdf |  | cPoopwieersLtLhCereof, | and ASSEMBLY, OIL LEVEL GAUGE
22630_drw.pdf | DIMENSION |  | ACREFP11E
22630_drw.pdf | IMUPNEIRTISAL |  | DWG UNITS: DRAWN BY: PBS | 02AUG2012
22643_drw.pdf | ITEM
22643_drw.pdf | 1 | 1 | WELDMENT, OPERATOR STATION MOUNTING, CFP5E | 15075
22643_drw.pdf | 4 | 1 | ASSEMBLY, DIGITAL CONTROL PANEL, ELECTRONIC CFP ENGINES | 21315
22643_drw.pdf | 5 | 2 | CONTACTOR, MANUAL OVERIDE, CFP | 8824
22643_drw.pdf | 6 | 1 | BATTERY ISOLATOR, FIRE PUMP | 8838
22643_drw.pdf | 7 | 1 | FACTORY SETTINGS TAG, FIREPUMP | 9526-02
22643_drw.pdf | 8 | 1 | FIELD SETTINGS TAG, FIREPUMP | 9526-03
22643_drw.pdf |  |  |  | 15400
22643_drw.pdf | 11 | 2 | ISOLATOR, PLATE MOUNT, 6 LB (RED MARK) | 15412
22643_drw.pdf | 12 | 12 | RIVET, ALUMINUM, STEEL SHANK, 0.156 DIA, 0.25-0.38 GRIP | 15414
22643_drw.pdf | 13 | 2 | FENDER WASHER, 0.281 X 1.25 | 15421
22643_drw.pdf | 14 | 4 | SCREW, SELF LOCKING, 0.25-20 X 1.00, PH OR BH | 15422
22643_drw.pdf | 17 | 1 | WASHER,FLAT, M12 | 20020-M12
22643_drw.pdf | 18 | 4 | WASHER,FLAT, M5 | 20020-M5
22643_drw.pdf | 19 | 8 | WASHER,FLAT, M6 | 20020-M6
22643_drw.pdf | 20 | 8 | NUT,HEX, 0.25-20 | 20100-025
22643_drw.pdf | 21 | 4 | NUT,HEX, M5-0.80 | 20120-M5
22643_drw.pdf | 24 | 8 | SCREW,HH, 0.25-20x1.00 | 20225-100
22643_drw.pdf | 25 | 3 | SCREW,HH, 0.38-16x1.25 | 20238-125
22643_drw.pdf | 26 | 4 | SCREW,HH, 0.50-13x1.25 | 20250-125
22657_drw.pdf | ITEM
22657_drw.pdf | 1 | 16 | WELDNUT, 1/4"-20 NC, _ | 14520
22657_drw.pdf | 2 | 1 | SHEET,GUARD, - | 21645
22657_drw.pdf | 3 | 1 | SHEET,GUARD, - | 22658
22657_drw.pdf | 4 | 1 | SHEET,GUARD, - | 22666
22673_drw.pdf | 1 | 1 | HEATER, COOLANT, ESPAR, HYDRONIC D5 SCB24V | 13475
22673_drw.pdf | 3 | 1 | KIT, COMPRESSOR, FLEXXAIR, W/ VALVE | 22616
22673_drw.pdf | 4 | 1 | PUMP DRIVE, 3 PAD | 22617
22673_drw.pdf | 6 | 1 | FAN, FLEXXAIR, - | 22678
22673_drw.pdf | 7 | 1 | BRACE, EXHAUST STACK, - | 22781
22673_drw.pdf | 9 | 1 | 24V COMPRESSOR, AIR CONDITIONING | BT5-4271
22673_drw.pdf | 10 | 1 | BRACKET, ELECTRICAL MNT, 600250 | 13501
22673_drw.pdf | 12 | 2 | PLATE, LIFTING LUG, QSB6.7 TIER 3 | 22836
22673_drw.pdf | 13 | 1 | CLAMP, U-BOLT, GUILLOTINE, 4.00", PLATED | 89548K
22673_drw.pdf | 15 | 1 | DECAL, DATATAG / BELT ROUTING (IH), NORDCO | 317503A60742H270
22673_drw.pdf | 16 | 4 | VALVE, 1/2" FNPT, WATTS | FA60204
22673_drw.pdf | 18 | 1 | ELBOW, STREET, 1/2", - | LTL-SE1245
22673_drw.pdf | 19 | 1 | STREET ELBOW,BLK,1/2" NPT | LTL-SE1290
22673_drw.pdf | 21 | 1 | CIRCUIT BREAKER,80A, SDLM,KLIXON,STYLE S | SDLM-80
22673_drw.pdf | QTY |  | DESCRIPTION | PART NUMBER
22673_drw.pdf | 5 | FC | EG PM COOL | CC2743
22673_drw.pdf | 1 | ELBOW, | 90 $ ,JIC X ORR | 12275-12-M27
22673_drw.pdf | 1 | BELT, | V, COMPRESSOR | 17420
22673_drw.pdf |  | QSC/QSL9
22674_drw.pdf | 1 | 1 | BRACKET, ESPAR | 22676
22674_drw.pdf | 2 | 1 | PLATE, GUSSET | 22677
22679_drw.pdf | ITEM
22679_drw.pdf | 1 | 1 | BASE/ENGINE/FAN, DEMO TRAILER MNT | 22831
22679_drw.pdf | 2 | 1 | AIR FILTER/ EXHAUST SUPT, DEMO TRAILER MNT | 22832
22679_drw.pdf | 3 | 1 | COOLING PACKAGE, CAC TUBES, DEMO TRAILER MNT | 22833
22679_drw.pdf | 4 | 1 | ADAPTER, EXH. TURBO WELDMT, QSF2.8 DEMO | 23418
22679_drw.pdf | 5 | 1 | EXHAUST, FLEX, WELDMT, QSF2.8 DEMO | 23422
22679_drw.pdf | 6 | 1 | CONNECTION,EXHAUST OUTLET | XS9137
22680_drw.pdf | ITEM
22680_drw.pdf | 1 | 1 | BLOCK,CYLINDER | BB9376
22680_drw.pdf | 2 | 1 | HOUSING,REAR GEAR | BB9385
22680_drw.pdf | 3 | 1 | BREATHER,CRANKCASE | BR9361
22680_drw.pdf | 4 | 1 | AID,COO HEATER STARTING | CH9115
22680_drw.pdf |  |  | CLUTCH,REAR | CL9118
22680_drw.pdf |  |  |  | CP9799
22680_drw.pdf |  |  |  | DA9374
22680_drw.pdf | 11 | 1
22680_drw.pdf | 12 | 1 | HOUSING,FLYWHEEL
22680_drw.pdf | 13 | 1 | PUMP,FUEL
22680_drw.pdf | 14 | 1 | PLUMBING,FUEL | FT9351
22680_drw.pdf | 15 | 1 | COVER,FRONT GEAR | GG9904
22691_drw.pdf | ITEM
22691_drw.pdf | 1 | 1 | ENCLOSURE,BASE,GTA28, STEEL | 18280
22691_drw.pdf | 2 | 1 | OUTLET,HOOD,GTA28, STEEL | 18286
22691_drw.pdf | 3 | 1 | INLET HOOD W/SOLID, DOORS STEEL,GTA28 | 18292
22691_drw.pdf | 4 | 2 | COVER,RADIATOR, ACCESS HOLE | 7292
22692_drw.pdf | ITEM
22692_drw.pdf | 1 | 1 | BASE,CONTROL-PANEL, 14GA,PNT-STL | 21933
22692_drw.pdf | 2 | 1 | WIREWAY,1.5x3TALL, LIGHT GRAY PVC | G15X3LG6
22692_drw.pdf | 3 | 3 | FUSE, 1-1/4" X 1/4" GLASS, 10 AMP, FAST ACTING | 19232-022
22692_drw.pdf | 4 | 2 | END CAP, DIN RAIL, PHEONIX CONTACT | 1206560
22692_drw.pdf |  |  | FUSE-BLOCK,TERM-BLK, PHOENIX CONTACT, UK6,3-HESI | 3004171
22692_drw.pdf |  |  |  | 3030161
22692_drw.pdf | 11
22692_drw.pdf | 12 | 1 | RAIL,TERMINAL BLOCK, 210mm
22692_drw.pdf | 13 | 3 | RELAY, SPDT, 24VDC, 12A, CNP NUMBER 17031
22692_drw.pdf | 14 | 3 | SOCKET, RELAY, DPDT, 8A, CNP NUMBER 12094 | SJ2S-05B
22693_drw.pdf | ITEM
22693_drw.pdf | 1 | 1 | CONTROL, GENSET, 1302, - | 0300-6014
22693_drw.pdf | 2 | 2 | HOLE PLUG, - | 517-0131
22693_drw.pdf | 3 | 1 | HOLE PLUG, - | 517-0132
22693_drw.pdf | 4 | 1 | SWITCH, E-STOP | 12078
22693_drw.pdf |  |  | LABEL, PUSH BUTTON, EMERGENCY STOP | 12081
22693_drw.pdf |  |  |  | 21616
22693_drw.pdf |  |  |  | 22653
22694_drw.pdf | 1 | 1 | CONDUIT,SQUARE,BASE, PANDUIT G1.5x3LGGS | 22694_BASE
22694_drw.pdf | 2 | 1 | WIRE DUCT COVER, PANDUIT | 22694_CVR
22695_drw.pdf | ITEM
22695_drw.pdf | 1 | 1 | ALARM_MODULE_ASSY | 0300-3998-02
22695_drw.pdf | 2 | 1 | DISPLAY-CONTROL, (BG1000) | 0300-6050
22695_drw.pdf | 3 | 2 | HOLE PLUG, - | 517-0131
22695_drw.pdf | 4 | 1 | HOLE PLUG, - | 517-0132
22695_drw.pdf |  |  | SWITCH, E-STOP | 12078
22695_drw.pdf |  |  | EMERGENCY STOP | 12081
22695_drw.pdf |  |  |  | 21615
22697_drw.pdf | ITEM
22697_drw.pdf | 1 | 1 | ASSY,CONTROL,COVER, - | 22693
22697_drw.pdf | 2 | 1 | DISPLAY-CONTROL, (BG1000) | 0300-6050
22701_drw.pdf | 1 | 1 | PLATE, AIR CLEANER MOUNT, CFP9E | 22702
22701_drw.pdf | 2 | 1 | BRACKET, AIR CLEANER MOUNT, CFP9E | 22703
22701_drw.pdf | 3 | 1 | BRACKET, AIR CLEANER MOUNT, CFP9E | 22704
22701_drw.pdf | 4 | 1 | BRACKET, HEAT EXCHANGER MOUNT, CFP9E | 22712
22701_drw.pdf | 5 | 2 | LINER, HEAT EXCHANGER MOUNT, CFP9E | 22716
22701_drw.pdf | 6 | 1 | LINER, HEAT EXCHANGER MOUNT, CFP9E | 22717
22701_drw.pdf | 7 | 2 | LINER, HD AIR CLEANER MOUNT, CFP9E | 22718
22721_drw.pdf | 1 | 1 | ASSEMBLY, AIR CLEANER MOUNT, CFP9E | 22701
22721_drw.pdf | 2 | 1 | TUBE, INTAKE, HEAVY DUTY AIR CLEANER, CFP9E | A042H215
22721_drw.pdf | 3 | 1 | CLAMP, T-BOLT, 4.28-4.59 | 13164-0450
22721_drw.pdf | 4 | 2 | CLAMP, T-BOLT, 5.28-5.59 | 13164-0550
22721_drw.pdf | 5 | 1 | CLAMP, T-BOLT, 6.28-6.59 | 13164-0650
22721_drw.pdf | 6
22721_drw.pdf | 7 | 2 | CLAMP, HEAT EXCHANGER, CFP9E | 22713
22721_drw.pdf | 8
22721_drw.pdf | 9 | 1 | GUSSET, HD AIR CLEANER, CFP9E | 22715
22721_drw.pdf | 10 | 2 | HOSE, CAC, 3.5" I.D. X 6.0" LG, 500F RATING,, CFP9E
22722_drw.pdf | 1 | 1 | HOSE, FUEL PRESSURE, CFP15E LH CONTROLS | 19842
22722_drw.pdf | 2
22722_drw.pdf | 3
22722_drw.pdf | 4 | 1 | GAUGE, PRESSURE, 0-400 PSI, MURPHY | 19838
22722_drw.pdf | to the document as authorized | in accepts the in | confidence. by CUMMINS FIRE POWER LLC CORPORATE OFFICE | DESIGN UPFIT CENTER
22722_drw.pdf | ittrawdiellse(c1r)etnoitnfuosrematthieondotchuemreenitn,or(2a)nynoctopcyoptyhetrheeofdoocrumtehnet, or the | ittrawdiellse(c1r)etnoitnfuosrematthieondotchuemreenitn,or(2a)nynoctopcyoptyhetrheeofdoocrumtehnet, | or trade WHITE BEAR LAKE, MN WWW.CUMMINSFIREPOWER.COM | DEPERE, WISCONSIN
22722_drw.pdf |  | cPoopwieersLtLhCereof, | andASSEMBLY, FUEL RAIL PRESSURE
22722_drw.pdf | DIMENSION |  | ACREFP15E
22722_drw.pdf | IMUPNEIRTISAL |  | DWG UNITS: DRAWN BY: PBS | 16AUG2012
22723_drw.pdf | ITEM
22723_drw.pdf | 1 | 1 | TUBE, CAC INTAKE, QSC/QSLT3 FIREPUMP | 10517
22723_drw.pdf | 2 | 1 | COOLER, CHARGE AIR, 6" DIAMETER, 4-PASS W/ RAW WATER | DRA8I9N66
22723_drw.pdf | 3 | 4 | CLAMP, T-BOLT, 3.53-3.84 | 13164-0375
22723_drw.pdf | 4 | 1 | CLAMP, HALF MARMON | 3905216
22723_drw.pdf |  |  | COUPLING, RUBBER, 3-1/2", CUMMINS 3071050 | IC9159
22724_drw.pdf | ITEM | QTY
22724_drw.pdf | 1 | 1 | ASSEMBLY, ENGINE, QSL9 | 8739
22724_drw.pdf | 2 | 1 | EXHAUST, 90 HALF MARMON, 4" TURBO OUT, 5" 125LB ANSI FLANGE | 8780_04
22724_drw.pdf | 7
22724_drw.pdf | 8 | 1 | KIT, FUEL LINES, CFP9E, F10/20/30/40/50/60 - EXT ONLY | 15208
22724_drw.pdf | 9 | 1 | KIT, SENSOR & ADAPTER, CFP9E | 15602
22724_drw.pdf | 10 | 1 | ASSEMBLY, HEAT EXCHANGER SUPPORT, CFP9E | 15612
22724_drw.pdf | 11 | 1 | ASSEMBLY, SECONDARY ECM, CFP9E | 15613
22724_drw.pdf | 12 | 1 | GUARD,RAIN,12 OD, 5.00 PIPE,2 PC, STL | 16008
22724_drw.pdf | 13 | 1 | COOLING LOOP, 1"DIA,W/MNTS, CPF9, SEA WATER, 12V | 17140
22724_drw.pdf | 14 | 1 | ASSEMBLY, SHAFT GUARD, NON-SPARKING, SIZE 3-X, LONG | 17445
22724_drw.pdf | 15 | 1 | KIT, WIRE HARNESS, CFP9E | 21222
22724_drw.pdf | 20 | 1 | STRAP, GROUNDING, 4 AWG, 12", 1/2" STUD, WC90397-1 | 9757
22724_drw.pdf | 21 | 1 | COMP FLANGE, 2.250 / .500x.250, 1810 / 3172 DRIVESHAFTS | 10015-10
22724_drw.pdf | 22 | 1 | CLAMP, T-BOLT, 5.50-5.81 | 13164-0575
22724_drw.pdf | 23 | 2 | CLAMP, T-BOLT, 6.00-6.31 | 13164-0625
22724_drw.pdf | 24 | 1 | DRIVESHAFT, 1810, SHORT COUPLED, UL LISTED | 13422
22724_drw.pdf | 25 | 1 | BRACKET, COOLING LOOP SUPPORT, UPPER, CFP9E | 13583
22724_drw.pdf | 26 | 1 | ADAPTER, U-JOINT 5" SPACER, 1810 DRIVE SHAFT | 13898
22724_drw.pdf | 27 | 1 | HEAT SHIELD, CFP59 | 15383
22724_drw.pdf | 28 | 1 | BRACKET, HEAT SHIELD | 15431
22729_drw.pdf | ITEM
22729_drw.pdf | 1 | 1 | TUBE, INTAKE | 15962
22729_drw.pdf | 2 | 1 | TUBE, INTAKE | 15963
22729_drw.pdf | 3 | 1 | ELBOW, MITERED, FLEX, EXHAUST | 15969
22729_drw.pdf | 4 | 1 | TUBE, INTAKE | 16060
22729_drw.pdf |  |  | TUBE, INTAKE | 16841
22729_drw.pdf |  |  | EXHAUST | 16919
22729_drw.pdf |  |  |  | 13164-0625
22729_drw.pdf | 11 | 4
22729_drw.pdf | 12 | 4 | BRACKET, TUBE CLAMP
22729_drw.pdf | 13 | 1 | WRAP, EXHAUST
22729_drw.pdf | 14 | 1 | WRAP, EXHAUST | 17295
22729_drw.pdf | 15 | 4 | HUMP HOSE, REDUCING, 8" X 7" | 3316627-S
22730_drw.pdf | ITEM
22730_drw.pdf | 1 | 1 | TUBE, INTAKE | 15961
22730_drw.pdf | 2 | 1 | TUBE, INTAKE | 15962
22730_drw.pdf | 3 | 1 | TUBE, INTAKE | 15963
22730_drw.pdf | 4 | 2 | ELBOW, MITERED, FLEX, EXHAUST | 15969
22730_drw.pdf |  |  | TUBE, INTAKE | A042A097
22730_drw.pdf |  |  |  | 13164-0625
22730_drw.pdf |  |  |  | 13164-0750
22730_drw.pdf | 11 | 4
22730_drw.pdf | 12 | 2 | WRAP, EXHAUST
22730_drw.pdf | 13 | 4 | HUMP HOSE, REDUCING, 8" X 7"
22730_drw.pdf | 14 | 4 | ELBOW, REDUCING 90 DEGREE, 7.00 X 5.50, REF 89832K | 3316592S
22731_drw.pdf | 1 | 1 | ASSEMBLY, ENGINE, QSL9 | 8739
22731_drw.pdf | 2 | 1 | EXHAUST, 90 HALF MARMON, 4" TURBO OUT, 5" 125LB ANSI | FLANGE8780_04
22731_drw.pdf | 3 | 1 | ASSEMBLY, HEAT EXCHANGER, CFP9E | 8944
22731_drw.pdf | 4 | 1 | ASSEMBLY, CAC PLUMBING, CFP9E, FIREPUMP | 10765
22731_drw.pdf | 5 | 1 | ASSEMBLY, GUARD, PULLEY, CFP9E | 10920
22731_drw.pdf | 6 | 1 | ASSEMBLY, VALVE COVER MODIFICATION, FIREPUMP, CFP9E | 11917
22731_drw.pdf | 7 | 1 | KIT, SENSOR & ADAPTER, CFP9E | 15602
22731_drw.pdf | 8 | 1 | ASSEMBLY, SECONDARY ECM, CFP9E | 15613
22731_drw.pdf | 9 | 1 | KIT, WIRE HARNESS, CFP9E | 21222
22731_drw.pdf | 10 | 1 | ASSEMBLY, HD AIR CLEANER, CFP9E | 22721
22731_drw.pdf | 16 | 1 | SUPPORT, FRONT RIGHT ENGINE, CFP9E | 22900
22731_drw.pdf | 17 | 1 | ASSEMBLY, DUPLEX LUBE OIL, CFP9E | 22925
22736_drw.pdf | ITEM
22736_drw.pdf | 1 | 2 | ANGLE, BASE SIDE RAIL, DEMO TRAILER MNT | 22737
22736_drw.pdf | 2 | 2 | PLATE, BASE , DEMO TRAILER MNT | 22738
22736_drw.pdf | 3 | 2 | ANGLE, ENGINE MNT, DEMO TRAILER MNT | 22739
22736_drw.pdf | 4 | 2 | ANGLE, COOLING PACK, MNT, DEMO TRAILER MNT | 22740
22736_drw.pdf |  |  | BRACKET, COOL PACK SUPT, DEMO TRAILER MNT | 22785
22751_drw.pdf | ITEM
22751_drw.pdf | 1 | 1 | PANEL, BELT GUARD, RH, DEMO TRAILER MNT | 22788
22752_drw.pdf | ITEM
22752_drw.pdf | 1 | 1 | PANEL, BELT GUARD, LH, DEMO TRAILER MNT | 22789
22756_drw.pdf | 1 | 1 | ENGINE, QSX15-C665, SPEC CFP15E F10-F40 | 8742
22756_drw.pdf | 2 | 1 | EXHAUST,L 90 HALF MARMON, 8" (13-1/2" OD) 125# ANSI | FLANGE9514-07
22756_drw.pdf | 3 | 1 | ASSEMBLY, SUPPORT, CFP15E FIRE PUMP | 10835
22756_drw.pdf | 4 | 1 | ASSEMBLY, COOLANT HEATER, 3KW ADJ VOLTAGE, CFP15E | 10849
22756_drw.pdf | 5 | 1 | ASSEMBLY, FUEL PLUMBING, CFP15E | 15210
22756_drw.pdf | 6 | 1 | KIT, SENSOR & ADAPTER, CFP15E | 15604
22756_drw.pdf | 7 | 1 | ASSEMBLY, SECONDARY ECM, CFP15E | 15617
22756_drw.pdf | 8 | 1 | ASSEMBLY, GUARDING, CFP15E | 16707
22756_drw.pdf | 9 | 1 | OBSOLETE ASSY, SHAFT GUARD, NON-SPARKING, USE 17436 | 17219
22756_drw.pdf | 10 | 1 | DUPLEX FUEL FILTER, FF4093 | 17437
22756_drw.pdf | 16
22756_drw.pdf | 17 | 1 | BRACKET, RADIATOR TUBE | 11581
22758_drw.pdf | 1 2 | 1 1 | COOLER, JACKET WAT;ERCFP15E EXCHANGER, CA;C,CFP15E | 10848
22758_drw.pdf | 3 | 1 | TUBE, COOLANT, LOW;ERCFP15E | 10891
22758_drw.pdf | 4 | 1 | TUBE, COOLANT, UPP;ERCFP15E FIREPUMP | 10892
22759_drw.pdf | 1 | 1 | HOSE,PARKER, 1/4 INCH ID, 14.00 LG | 801-04_029
22759_drw.pdf | 2 | 1 | HOSE,PARKER, 1/4 INCH ID, 14.00 LG | 801-04
22759_drw.pdf | 3 | 1 | TUBE,JW IN, SULLIVAN PALATEK 375D | 22760
22759_drw.pdf | 4 | 1 | TUBE,JW OUT, SULLIVAN PALATEK 375D | 22761
22759_drw.pdf | 5 | 1 | TUBE,CAC OUT TO COOLER, SULLIVAN PALATEK 375D | 22762
22759_drw.pdf | 6 | 1 | TUBE,CAC IN TO ENG, SULLIVAN PALATEK 375D | 22763
22759_drw.pdf | 7 | 1 | MOUNT,FRONT ENGINE,LH, SULLIVAN PALATEK 375D | 22764
22759_drw.pdf | 8 | 1 | MOUNT,FRONT ENGINE,RH, SULLIVAN PALATEK 375D | 22765
22759_drw.pdf | 9 | 1 | TUBE,AIR INTAKE, SULLIVAN PALATEK 375D | 22775
22764_drw.pdf | ITEM
22764_drw.pdf | 1 | 3 | WELDNUT, 1/4"-20 NC, _ | 14520
22764_drw.pdf | 2 | 1 | PLATE,ENG MOUNT,LH, - | 22766
22764_drw.pdf | 3 | 1 | GUSSET,ENG MOUNT, - | 22768
22764_drw.pdf | 4 | 1 | GUSSET,ENG MOUNT, - | 22769
22765_drw.pdf | ITEM
22765_drw.pdf | 1 | 3 | WELDNUT, 1/4"-20 NC, _ | 14520
22765_drw.pdf | 2 | 1 | PLATE,ENG MOUNT,RH, - | 22767
22765_drw.pdf | 3 | 1 | GUSSET,ENG MOUNT, - | 22768
22765_drw.pdf | 4 | 1 | GUSSET,ENG MOUNT, - | 22769
22771_drw.pdf | ITEM
22771_drw.pdf | 1
22771_drw.pdf | 2 | 1 | BULKHEAD, REAR, CFP59 | 22770
22773_drw.pdf | ITEM
22773_drw.pdf | 1
22773_drw.pdf | 2 | 1 | BRACKET, FRONT BULKHEAD, CFP59 | 22772
22773_drw.pdf | 3 | 2 | TUBE, CONDUIT, CFP59 | 22774
22773_drw.pdf |  | 1
22776_drw.pdf | ITEM
22776_drw.pdf | 1 | 1 | PLATE,AIR CLEANER, - | 22777
22776_drw.pdf | 2 | 1 | PLATE,AIR CLEANER, - | 22778
22776_drw.pdf | 3 | 1 | GUSSET,AIR CLEANER, - | 22779
22776_drw.pdf | 4 | 1 | GUSSET,AIR CLEANER, - | 22780
22776_drw.pdf |  | 1
22781_drw.pdf | ITEM
22781_drw.pdf | 1 | 1 | BRKET, EXHAUST, UPPER SUPT, NORDCO | 22783
22781_drw.pdf | 2 | 1 | CLAMP, U-BOLT, GUILLOTINE, 4.00", PLATED | 89548K
22791_drw.pdf | 1 | 1 | ASSY,BULKHEAD WIRING, DIGITAL PANEL, BULKHEAD TO POWER PCB | 15156
22791_drw.pdf | 2 | 1 | CABLE, DIGITAL PANEL, POWER PCB TO DISPLAY PCB | 15157
22791_drw.pdf | 3 | 1 | CABLE, DIGITAL PANEL, POWER PCB TO ECM SWITCH PCB | 15158
22791_drw.pdf | 4 | 1 | ASSY, WIRING, DIGITAL PANEL, ENGINE STOP SWITCH | 15160
22791_drw.pdf | 5 | 1 | DIAGNOSTICS, DIGITAL PANEL, RECEPTACLE AND CABLE | 15161
22791_drw.pdf | 6 | 1 | WELDMT, DIGITAL PANEL, BOX, ELECTRONIC | 15569
22791_drw.pdf | 7 | 1 | ASSEMBLY, DOOR, CONTROL PANEL | 15575
22791_drw.pdf | 8 | 1 | POWER PCB, DIGITAL PANEL, ELECTRONIC | 15153
22791_drw.pdf | 9 | 1 | SWITCH PCB, DIGITAL PANEL, MODULE, ECM | 15154
22791_drw.pdf | 10 | 1 | POWER MODULE ECM , DIGITAL PANEL, ELECTRONIC | 15155
22791_drw.pdf | 11 | 2 | HINGE, ASSEMBLY W/PIN, MILD STEEL, EMKA 1069-U2 | 15573_02
22791_drw.pdf | 12 | 9 | STANDOFF HEX M/F, 8-32, BRASS .63"L | 15579
22791_drw.pdf | 13 | 9 | NUT, 8-32, W/TOOTH WASHER, ZNC -PLTD | 15582
22791_drw.pdf | 14 | 2 | WASHER, 5/32"I.D x 5/16"O.D. x .02TK, STNL STL | 15588
22791_drw.pdf | 15 | 2 | SCREW, 6-19 x 3/8"L, FH PHILIPS HD, STNL STL | 15590
22791_drw.pdf | 16 | 16 | SCREW, SELF TAPPING, STNL STL | 15591
22791_drw.pdf | 17 | 1 | RECEPTACLE, W/FLANGE 50 PIN,BLACK, CRC SERIES, DEUTSCH, | 15593
22791_drw.pdf | 18 | 1 | RECEPTACLE, PCB MOUNT, 12 PINS STRAIGHT DT-SERIES, DEUTSCH, | 15594
22791_drw.pdf | 19 | 1 | CONNECTOR, RECEPTACLE SQ. FLANGE HD10 SERIES, DEUTSCH, | 15596
22791_drw.pdf | 20 | 1 | RECEPTACLE, W/FLANGE 50 PIN,BLACK, CRC SERIES, DEUTSCH, | 15599
22791_drw.pdf | 21 | 1 | PLUG, LIQUID TIGHT, HEYCO, 3837 | 15645
22791_drw.pdf | 22 | 1 | RECEPTACLE, W/FLANGE 50 PIN,BLACK, CRC SERIES, DEUTSCH, | 15657
22791_drw.pdf | 23 | 4 | NUT, ACORN,SELF-LOCKING, 8-32, 18-8 STNL STL | 17149
22792_drw.pdf | 1 | 1 | ASSY,BULKHEAD WIRING, DIGITAL PANEL, BULKHEAD TO POWER PCB | 15156
22792_drw.pdf | 2 | 1 | CABLE, DIGITAL PANEL, POWER PCB TO DISPLAY PCB | 15157
22792_drw.pdf | 3 | 1 | CABLE, DIGITAL PANEL, POWER PCB TO ECM SWITCH PCB | 15158
22792_drw.pdf | 6 | 1 | WELDMT, DIGITAL PANEL, BOX, 316 STNL STL, ELECTRONIC | 15675
22792_drw.pdf | 7 | 1 | ASSEMBLY, CONTROL PANEL, DOOR, 316 STNL STL, _ | 15677
22792_drw.pdf | 8 | 1 | POWER PCB, DIGITAL PANEL, ELECTRONIC | 15153
22792_drw.pdf | 9 | 1 | SWITCH PCB, DIGITAL PANEL, MODULE, ECM | 15154
22792_drw.pdf | 10 | 1 | POWER MODULE ECM , DIGITAL PANEL, ELECTRONIC | 15155
22792_drw.pdf | 11 | 2 | HINGE, ASSEMBLY W/PIN, MILD STEEL, EMKA 1069-U2 | 15573_02
22792_drw.pdf | 12 | 9 | NUT, 8-32, W/TOOTH WASHER, ZNC -PLTD | 15582
22792_drw.pdf | 15 | 2 | SCREW, 6-19 x 3/8"L, FH PHILIPS HD, STNL STL | 15590
22792_drw.pdf | 16 | 16 | SCREW, SELF TAPPING, STNL STL | 15591
22792_drw.pdf | 17 | 1 | RECEPTACLE, W/FLANGE 50 PIN,BLACK, CRC SERIES, DEUTSCH, | DRC22-50P0115593
22792_drw.pdf | 18 | 1 | RECEPTACLE, PCB MOUNT, 12 PINS STRAIGHT DT-SERIES, DEUTSCH, | DT15-1125P594
22792_drw.pdf |  |  |  | HD10-9-19391P5596
22793_drw.pdf | ITEM
22793_drw.pdf | 1 | 1 | ASSY,BULKHEAD WIRING, DIGITAL PANEL, BULKHEAD TO | P1C5B156
22793_drw.pdf | 2 | 1 | CABLE, DIGITAL PANEL, POWER PCB TO DISPLAY PCB | 15157
22793_drw.pdf | 3 | 1 | CABLE, DIGITAL PANEL, POWER PCB TO ECM SWITCH PCB | 15158
22793_drw.pdf | 4 | 1 | ASSY, WIRING, DIGITAL PANEL, ENGINE STOP SWITCH | 15160
22793_drw.pdf | 5 | 1 | ASSEMBLY,
22793_drw.pdf |  |  | ELECTRONIC | 15153
22793_drw.pdf | 8 | 2 | HINGE, ASSEMBLY W/PIN, MILD STEEL, EMKA 1069-U2 | 15573_02
22793_drw.pdf | 9 | 6 | NUT, 8-32, W/TOOTH WASHER, ZNC -PLTD | 15582
22793_drw.pdf | 10 | 6 | STANDOFF HEX M/F,8-32, .63"L, ALUM, DIGI-KEY 8428K-ND | 15587
22793_drw.pdf | 11 | 1 | PLUG, LIQUID TIGHT, HEYCO, 3837 | 15645
22793_drw.pdf | 12 | 1 | COVER, DOOR PANEL | 16889
22793_drw.pdf | 13 | 4 | NUT, ACORN,SELF-LOCKING, 8-32, 18-8 STNL STL
22793_drw.pdf | 14 | 1 | LABEL,
22794_drw.pdf | 1 | 1 | ASSY,BULKHEAD WIRING, DIGITAL PANEL, BULKHEAD TO POWER | PC1B5156
22794_drw.pdf | 2 | 1 | CABLE, DIGITAL PANEL, POWER PCB TO DISPLAY PCB | 15157
22794_drw.pdf | 3 | 1 | CABLE, DIGITAL PANEL, POWER PCB TO ECM SWITCH PCB | 15158
22794_drw.pdf | 4 | 1 | ASSY, WIRING, DIGITAL PANEL, ENGINE STOP SWITCH | 15160
22794_drw.pdf | 5 | 1 | ASSEMBLY, CONTROL PANEL, DOOR, 316 STNL STL, _ | 15677
22794_drw.pdf | 6 | 1 | WELDMT, DIGITAL PANEL, BOX, 316 STNL STL, MECHANICAL | 15680
22794_drw.pdf | 7 | 1 | POWER PCB, DIGITAL PANEL, ELECTRONIC | 15153
22794_drw.pdf | 8 | 2 | HINGE, ASSEMBLY W/PIN, MILD STEEL, EMKA 1069-U2 | 15573_02
22794_drw.pdf | 9 | 6 | NUT, 8-32, W/TOOTH WASHER, ZNC -PLTD | 15582
22794_drw.pdf | 10 | 6 | STANDOFF HEX M/F,8-32, .63"L, ALUM, DIGI-KEY 8428K-ND | 15587
22794_drw.pdf | 11 | 1 | PLUG, LIQUID TIGHT, HEYCO, 3837 | 15645
22794_drw.pdf | 12 | 4 | NUT, ACORN,SELF-LOCKING, 8-32, 18-8 STNL STL | 17149
22800_drw.pdf |  |  |  | 0541-1414-02
22800_drw.pdf | 1 2 | 1 1 | CONTROL KIT,PCC1302 ASM,CONTROL-BOX,BA;SE8.8LITER,LEFTHAND MNT | 22692
22800_drw.pdf | 3 | 1 | HARNESS,LOWER ALTERNAT;ORPCC1302 & PCC2300 | A042H180
22800_drw.pdf | 4 | 2 | CABLE,2/0 355A @12;5C(PER FOOT) | A042H237
22802_drw.pdf | ITEM
22802_drw.pdf | 1 | 2 | CLAMP, U-BOLT, 1.63" OD, ZINC PLATED STEEL, 5/16"-18 | UAN0C42A562
22802_drw.pdf | 2 | 1 | VALVE-SOLENOID | 307-2885
22802_drw.pdf | 3 | 1 | ELBOW,1-1/4NPT,45DEG, BLACK PIPE | 22799
22802_drw.pdf | 4
22802_drw.pdf |  |  |  | A042D841
22802_master_drw.pdf | ITEM
22802_master_drw.pdf | 1 | 2 | CLAMP, U-BOLT, 1.63" OD, ZINC PLATED STEEL, 5/16"-18 | UAN0C42A562
22802_master_drw.pdf | 2 | 2 | VALVE-SOLENOID | 307-2885
22802_master_drw.pdf | 3 | 1 | ELBOW,1-1/4NPT,45DEG, BLACK PIPE | 22799
22802_master_drw.pdf | 4 | 1 | REGULATOR,NG/PV, MAXITROL RV61,1-1/4NPT | 23469
22802_master_drw.pdf |  |  | VENT,CAP,1/8NPT, GRAINGER 1EJT5 | 23471
22802_master_drw.pdf | 11 | 1
22802_master_drw.pdf | 12 | 1 | SPACER,BRKTS,FUEL TRAIN,3/8",
22802_master_drw.pdf | 13 | 2 | UNION, 1 1/4" NPT, BLK STEEL
22802_master_drw.pdf | 14 | 1 | ELBOW,STREET1-1/4NPT, BLACK-PIPE | LTL-SE11490
22804_drw.pdf | 1 | 1 | COOLANT-HEATER-TUBE, BENT-TUBE,5/8"DIA | 23021
22804_drw.pdf | 2 | 1 | HOSE,5/8"IDx25FT, CUT TO 36"LONG | A042F070
22804_drw.pdf | 3 | 1 | HEATER,COOLANT,120V, - | 0333_0588_3
22804_drw.pdf | 4 | 1 | BRACKET, MOUNTING, GUARD, FIREPUMP | 8592
22804_drw.pdf | 5
22804_drw.pdf | 6
22804_drw.pdf | 7
22804_drw.pdf | 8 | 4 | CLAMP, WORM, .38 - 1.06 | 14992-10
22804_drw.pdf | 9 | 1 | BRKT,COOLANT-HEATER, 8.8L | 23227
22804_drw.pdf |  |  | 1/2" ID X 24"L | 24522_24
22805_drw.pdf | ITEM
22805_drw.pdf | 1 | 1 | TUBE,EXHAUST,WLD-STL, 8.8LCAC,TURBO TO CAT | 22105
22805_drw.pdf | 2 | 2 | SLEEVE, INSULATED KNITTED , EXHAUST,8.8L | 26664
22805_drw.pdf | 3 | 1 | FLANGE,EXHAUST,3", 8.8LCAC,CATALYST CONNECTION | 21640
22805_drw.pdf | 4 | 1 | BRKT,CATALYST-MNT, 8.8LITER | 22553
22805_drw.pdf |  |  | GASKET,EXHAUST,8.8L, CATALYST/MUFFLER | 22828
22805_drw.pdf |  |  | DUAL CHAMBER | A042D418
22806_drw.pdf | 1 | 1 | TUBE,COOLANT-HTR,2", 16GA,ALUMINIZED STEEL | 22998
22806_drw.pdf | 2 | 1 | COUPLING, HALF, 3/8 NPT | HALF-COUPLING-038NPT
22806_drw.pdf | of receiver, | receiving | LLC and is given to the receiver in confidence. and retaining of the document accepts the CUMMINS NPOWER LLC CORPORATE OFFICE | CUSTOM DESIGN AND UPFIT CENTER
22806_drw.pdf | dCoucmummiennstNiPnowceorn,fiidtenwciellan(d1)agnroetesustehatth,e | dCoucmummiennstNiPnowceorn,fiidtenwciellan(d1)agnroetesustehatth,e
22807_drw.pdf | ITEM
22807_drw.pdf | 1 | 1 | ALTERNATOR PART, NEWAGE | UCI274
22807_drw.pdf | 2 | 2 | ISOLATOR,VIBRATION, 50DUROMETER,1000LBS | 0402-0779-05
22807_drw.pdf | 3 | 1 | STRAP,GROUNDING,9", 1"WIDE | 7510
22807_drw.pdf | 4 | 1 | HOSE,PARKER 836, 1/2" ID X 24"L | 24522_24
22807_drw.pdf |  |  | HOSE,PARKER 836, 1/2" ID X 36"L | 24522_36
22807_drw.pdf |  |  | TO 4"LG | A042F070
22808_drw.pdf | ITEM
22808_drw.pdf | 1 | 1 | CONTROL_HSG_KIT, PCC2100 ONLY | 0300-5328-01
22808_drw.pdf | 2 | 1 | CB ENCLOSURE KIT, ONAN ASSEMBLY | 0320-1982
22808_drw.pdf | 3 | 1 | COVER,TERMINAL-BOX, REAR,14GA,PNT-STL | 21937
22809_drw.pdf | 1 | 1 | HOLD-DOWN,BATTERY, GRP 31 HARDWARE | 17493
22809_drw.pdf | 2 | 1 | ENGINE,8.8LCAC,NG/PV, CERTIFIED,FLEX-FUEL | 21193
22809_drw.pdf | 3 | 1 | FRAME,150KW-GENSET, WELDED,PNT-STL | 21612
22809_drw.pdf | 4 | 1 | MOUNT,AIR-CLEANER, 8.8LCAC-ENGINE | 21631
22809_drw.pdf | 5 | 1 | HOLD-DOWN, BATTERY, GRP 31 FRAME & CLIP | A042C206
22809_drw.pdf | 6
22809_drw.pdf | 7 | 1 | BUSHING,HOSE-ADAPTER, 2"OD X1-3/4ID,BLK-RBR | 902
22809_drw.pdf | 8 | 2 | BRACE,RADIATOR,FLAT, CUMMINS BLACK | 6441-08
22809_drw.pdf | 9 | 2 | ISOLATOR, DOME STYLE | 8954-2
22809_drw.pdf |  |  | 1"WIDE | 9757_001
22810_drw.pdf | 1 2 | 1 1 | ASM,CONTROL-BOX,BA;SE8.8LITER,LEFTHAND MNT ALTERNAT;ORPCC1302 & PCC2300 | A042H180
22810_drw.pdf | 3 | 2 | CABLE,2/0 355A @12;5C(PER FOOT) | A042H237
22810_drw.pdf | 4 | 2 | HOLE PLUG; - | 517-0131
22816_drw.pdf | 1 | 1 | 10626-4-6, FEMALE JIC, PARKER OR EQUIVALENT, DO NOT USE | 10626-4-6
22816_drw.pdf | 2 | 1 | 13926-6-6,FEMALE JIC 37° SWIVEL, 90° ELBOW, PARKER OR | EQUIV1A3L9E2N6T-6-6_CCR
22816_drw.pdf | 3 | 1 | 221FR-6 X 42.0" LG | 22816-001
22817_drw.pdf | ITEM
22817_drw.pdf | 1 | 1 | FTG, 10626-4-5, FEMALE JIC, PARKER OR EQUIVALENT | 16826-4-5
22817_drw.pdf | 2 | 1 | HOSE, 221FR-5 X 39.0" LG | 22817-001
22818_drw.pdf | ITEM
22818_drw.pdf | 1 | 1 | CIRCUIT BREAKER BOX, REFERENCE ASM | 0320-1995
22818_drw.pdf | 2 | 1 | ASSEMBLY,ENGINE TO FRAME, GTA28 ENCLOSED | 14301
22818_drw.pdf | 3
22818_drw.pdf | 4 | 1 | PANEL,SD,CON BOX,CB, MT HIGH,UC274/HC4&5 | 22591
22818_drw.pdf |  |  | ENCLOSURE,ASM GTA28, LV2, W/GAS PIPE EXIT HOLE | 22691
22818_drw.pdf |  |  | GTA8 ENCLOSED | 14303REF
22818_drw.pdf |  |  |  | 14628REF
22831_drw.pdf | ITEM
22831_drw.pdf | 1 | 1 | ENGINE, COOLING PACKAGE, ISF2.8s3, CAC, DEMO TRAILER | MNT22680
22831_drw.pdf | 2 | 1 | FAN, 20IN DIA W/CLUTCH / FLANGE | 22735
22831_drw.pdf | 3 | 1 | BASE, ISF2.8s3, CAC, DEMO TRAILER MNT | 22736
22831_drw.pdf | 4 | 4 | ISOLATOR, DOME STYLE | 8954-1
22831_drw.pdf |  |  | WASHER,FLAT, 0.50 | 8954-1
22831_drw.pdf |  |  |  | 20020-M12
22831_drw.pdf |  |  |  | 20100-050
22831_drw.pdf | 11 | 1
22831_drw.pdf | 12 | 1 | CLAMP, U-BOLT, 2.50"
22832_drw.pdf | 1 | 1 | TUBE, EXHAUST, DOC INLET, DEMO TRAILER MNT | 22745
22832_drw.pdf | 2 | 1 | 800 SERIES AIR CLEANER | 780053N
22832_drw.pdf | 3 | 3 | CLAMP, T-BOLT, 2.78-3.09 | 13164-0300
22832_drw.pdf | 4 | 2 | CLAMP, T-BOLT, 4.28-4.59 | 13164-0450
22832_drw.pdf | 5 | 32 | WASHER,FLAT, 0.38 | 20000-038
22832_drw.pdf | 6 | 4 | WASHER,FLAT, 0.50 | 20000-050
22832_drw.pdf |  |  | M12 | 20020-M12
22832_drw.pdf | 14 | 1 | PLATE, CONTROL / ECM MNT, DEMO TRAIL MNT
22832_drw.pdf | 15 | 1 | BRACKET, REAR ENG MNT, DEMO TRAILER MNT | 22742
22833_drw.pdf | ITEM
22833_drw.pdf | 1 | 1 | COOLING PACKAGE, POWER UNIT, ISF2.8s3, RICHARDSON | 22734
22833_drw.pdf | 2 | 1 | GUARD, BELT, RH, DEMO TRAIL MNT | 22751
22833_drw.pdf | 3 | 1 | GUARD, BELT, LH, DEMO TRAIL MNT | 22752
22833_drw.pdf | 4 | 1 | HOSE,HUMP, 2.50", CAC | 3641-250-600
22833_drw.pdf |  |  | HOSE,HUMP, 2.50", CAC | 3641-250-600
22833_drw.pdf |  |  | T-BOLT, 2.78-3.08 | 12975-0300
22833_drw.pdf |  |  |  | 12975-0350
22833_drw.pdf | 11 | 4
22833_drw.pdf | 12 | 6 | SCREW,HH, 0.38-16x1.25
22833_drw.pdf | 13 | 6 | SCREW,HH, M8-1.25x20
22833_drw.pdf | 14 | 8 | SCREW,HH, M8-1.25x25 | 20308-025
22833_drw.pdf | 15 | 1 | TUBE, CAC, AIR INTAKE, DEMO TRAIL MNT | 22748
22834_drw.pdf | 1 | 1 | FRAME, WELDMENT, LRG, MID RISE, CFP5.9/7E,
22834_drw.pdf | 3 | 2 | PLATE, PUMP BRACE, .25" x 1.50" x 22.00" | 12506-03
22834_drw.pdf | 4 | 1 | CENTER OF GRAVITY, DELETE FROM BOM | CENTER-OF-GRAVITY
22834_drw.pdf | 4.00
22834_drw.pdf | 10.00
22834_drw.pdf |  | 20.00
22834_drw.pdf |  |  | .25
22834_drw.pdf |  |  | .25
22834_drw.pdf | 1.81
22834_drw.pdf | 8.00
22834_drw.pdf |  |  | 31.00
22835_drw.pdf | 1 | 1 | ASSEMBLY, POWER MODULE, CFP9E-F10/20/30/40/50/60 | 15550
22835_drw.pdf | 2 | 1 | FRAME, GOULDS 8x10-21_3410, CFP9E, 3172 - UL LISTED | 22834
22835_drw.pdf | 3 | 1 | COMP FLANGE, 2.125 / .500x.250, 1810 / 3172
22835_drw.pdf | 4 | 1 | ADAPTER, U-JOINT, SAE#3, 1710/1810 | 13350
22835_drw.pdf | 5 | 1 | SHAFT, U3172, SHORT COUPLED | 13430
22835_drw.pdf | 6
22835_drw.pdf | 7 | 1 | PUMP, ITT/GOULDS | 8X10-21_3410
22840_drw.pdf | 1 | 1 | VALVE,BL -32 LK HDL, BRASS,NPTFxNPTF | 16145-32
22840_drw.pdf | 2 | 1 | GAUGE,NG LOW PRESS, W/THROTTLE PLUG XTU | 17929
22840_drw.pdf | 3 | 1 | KIT,ASCO CONN HDWR W/, O-RING FOR 8214 280 | 22585
22840_drw.pdf | 4 | 2 | UNION,NPTF,BLACK, 2 INCH W/NUT | B150UK
22840_drw.pdf | 5
22840_drw.pdf | 6
22840_drw.pdf | 7
22840_drw.pdf | 8
22840_drw.pdf | 9 | 5 | BRACKET,PIPE SUPPORT, 2.88 CTR TO CTR U250 | 17482
22841_drw.pdf | ITEM
22841_drw.pdf | 1 | 1 | CIRCUIT BREAKER BOX, REFERENCE ASM | 0320-1995
22841_drw.pdf | 2 | 1 | EXTENSION, FLANGED EXHAUST, KTA19 WITH FLANGED TURBO | OUT1L3E0T49
22841_drw.pdf | 3 | 1 | RACK, DUAL 8D BATTERY | 14150
22841_drw.pdf | 4 | 1 | ASSY,GEN TO FRAME,HC434, GTA855/GTA19/KTA19SLB | 14176
22841_drw.pdf |  |  | PCC2X | 18716
22841_drw.pdf |  |  |  | 22839
22843_drw.pdf | ITEM
22843_drw.pdf | 1 | 32 | WELDNUT, 1/4"-20 NC, _ | 14520
22843_drw.pdf | 2 | 1 | SHEET,SIDE,COND BX, HC4&5,1982 NO CNTRL | 22842
22843_drw.pdf | 3 | 1 | BRKT,CONDUIT BOX, 320-1982 MNT NO CNTRL | 23366
22844_drw.pdf | 1 | 4 | RAIL,4 X 6 (NOMINAL) X 180.0" LG, (3.5 x 6" ACTUAL) | 22844-01
22844_drw.pdf | 2 | 2 | XMBR,4 X 6 (NOMINAL) X 81.5" LG, (3.5 x 6" ACTUAL) | 22844-02
22844_drw.pdf | 3 | 5 | XMBR,2 X 6 (NOMINAL) X 81.5" LG, (1.75 x 6" ACTUAL) | 22844-03
22844_drw.pdf | C'BORE
22845_drw.pdf | 1 | 26 | WELDNUT, 1/4"-20 NC, _ | 14520
22845_drw.pdf | 2 | 1 | SHEET,SIDE,COND BOX, HC6 NO CNTR,320-1995 | 22846
22847_drw.pdf | ITEM
22847_drw.pdf | 1 | 1 | PLATE,ENG MOUNT,LH, - | 22849
22847_drw.pdf | 2 | 1 | GUSSET,ENG MOUNT, - | 22851
22847_drw.pdf | 3 | 1 | GUSSET,ENG MOUNT, - | 22852
22848_drw.pdf | ITEM
22848_drw.pdf | 1 | 1 | PLATE,ENG MOUNT,RH, - | 22850
22848_drw.pdf | 2 | 2 | GUSSET,ENG MOUNT, - | 22852
22868_drw.pdf | ITEM
22868_drw.pdf | 1 | 4 | WELDNUT, 1/4"-20 NC, _ | 14520
22868_drw.pdf | 2 | 1 | SHEET,GUARD, - | 22869
22871_drw.pdf | ITEM
22871_drw.pdf | 1 | 1 | SHEET,GUARD, - | 22872
22871_drw.pdf | 2 | 1 | SHEET,GUARD, - | 22873
22871_drw.pdf |  |  | TYP
22876_drw.pdf | ITEM
22876_drw.pdf | 1 | 1 | PLATE, MOUNTING | 18233
22876_drw.pdf | 2 | 2 | BRACE | 18238
22876_drw.pdf | 3 | 1 | PLATE, SIDE | 22877
22876_drw.pdf | 4 | 1 | PLATE, SIDE | 22878
22876_drw.pdf |  |  | GUSSET | 22879
22876_drw.pdf |  |  |  | 22897
22876_drw.pdf |  |  | 1
22876_drw.pdf |  |  | DCA
22876_drw.pdf |  |  | 3
22880_drw.pdf | ITEM
22880_drw.pdf | 1 | 1 | LEG, MOUNTING | 22884
22880_drw.pdf | 2 | 1 | PAD, MOUNTING | 22885
22880_drw.pdf |  |  | 1
22881_drw.pdf | ITEM
22881_drw.pdf | 1 | 1 | LEG, MOUNTING | 22882
22881_drw.pdf | 2 | 1 | PAD, MOUNTING | 22883
22888_drw.pdf | 1 | 1 | SIDE, MOUNTING BRACKET | 22886
22888_drw.pdf | 2 | 1 | BACK, MOUNTING BRACKET | 22887
22888_drw.pdf | 3 | 1 | GUSSET, MOUNTING, OPERATORS STATION, CFP9E | 23495
22889_drw.pdf | ITEM
22889_drw.pdf | 1 | 2 | WELDNUT, 1/4"-20 NC, _ | 14520
22889_drw.pdf | 2 | 1 | FLAT,BRKT, - | 22890
22891_drw.pdf | ITEM
22891_drw.pdf | 1 | 2 | WELDNUT, 1/4"-20 NC, _ | 14520
22891_drw.pdf | 2 | 1 | FLAT,BRKT, - | 22892
22893_drw.pdf | 1 | 1 | BRACKET, MOUNTING, OPERATORS STATION, CFP9E | 22888
22893_drw.pdf | 2 | 2 | GROMMET, 1.5 x 2.75 OVAL | 508-1057
22893_drw.pdf | 3 | 2 | CONTACTOR, MANUAL OVERIDE, CFP | 8824
22893_drw.pdf | 4 | 1 | BATTERY ISOLATOR, FIRE PUMP | 8838
22893_drw.pdf | 5 | 1 | FACTORY SETTINGS TAG, FIREPUMP | 9526-02
22893_drw.pdf | 6 | 1 | FIELD SETTINGS TAG, FIREPUMP | 9526-03
22893_drw.pdf | 7 | 1 | DATA TAG, FIREPUMP | 9534
22893_drw.pdf | 8 | 12 | RIVET, ALUMINUM, 0.187 DIA., 0.25-0.38 GRIP | 15413
22893_drw.pdf | 9 | 1 | BRACKET, OPERATOR STATION | 15480
22893_drw.pdf | 10
22893_drw.pdf | 11 | 2 | WASHER,FLAT, M10 | 20020-M10
22893_drw.pdf | 12 | 4 | WASHER,FLAT, M12 | 20020-M12
22893_drw.pdf | 13 | 4 | WASHER,FLAT, M5 | 20020-M5
22893_drw.pdf | 14 | 8 | WASHER,FLAT, M6 | 20020-M6
22893_drw.pdf | 15 | 8 | NUT,HEX, 0.25-20 | 20100-025
22893_drw.pdf | 16 | 4 | NUT,HEX, M5-0.80 | 20120-M5
22898_drw.pdf | ITEM
22898_drw.pdf | 1 | 1 | PLATE, MOUNTING | 18233
22898_drw.pdf | 2 | 2 | BRACE | 18238
22898_drw.pdf | 3 | 2 | PLATE, SIDE | 22442
22898_drw.pdf | 4 | 1 | FOOT, MOUNTING | 22897
22898_drw.pdf |  |  | PLATE, MOUNTING | 22926
22898_drw.pdf |  |  | 1
22898_drw.pdf | (3.50)
22898_drw.pdf |  |  | 5
22899_drw.pdf | ITEM
22899_drw.pdf | 1 | 1 | LEG, MOUNTING | 22882
22899_drw.pdf | 2 | 1 | FOOT, MOUNTING | 22901
22899_drw.pdf |  |  | 1
22900_drw.pdf | ITEM
22900_drw.pdf | 1 | 1 | LEG, MOUNTING | 22884
22900_drw.pdf | 2 | 1 | FOOT, MOUNTING | 22902
22903_drw.pdf | ITEM
22903_drw.pdf | 1 | 1 | BASE,CONTROL-PANEL, 14GA,PNT-STL | 21933
22903_drw.pdf | 2 | 1 | WIREWAY,1.5x3TALL, LIGHT GRAY PVC | G15X3LG6
22903_drw.pdf | 3 | 3 | FUSE, 1-1/4" X 1/4" GLASS, 10 AMP, FAST ACTING | 19232-022
22903_drw.pdf | 4 | 1 | PLUG,.875"HOLE,PLSTC, HEYCO-3997,GRAY | 22554
22903_drw.pdf |  |  | CAP, DIN RAIL, PHEONIX CONTACT | 1206560
22903_drw.pdf |  |  | PHOENIX CONTACT, UK6,3-HESI | 3004171
22903_drw.pdf | 11
22903_drw.pdf | 12
22903_drw.pdf | 13 | 1 | RAIL,TERMINAL BLOCK, 210mm LG
22903_drw.pdf | 14 | 2 | -, - | HD34-24_CCR
22903_drw.pdf | 15 | 3 | RELAY, SPDT, 24VDC, 12A, CNP NUMBER 17031 | RJ2S-CD-D24
22904_drw.pdf | 1 | 1 | HOLD-DOWN,BATTERY, GRP 31 HARDWARE | 17493
22904_drw.pdf | 2 | 1 | ENGINE,8.8LCAC,NG/PV, CERTIFIED,FLEX-FUEL | 21193
22904_drw.pdf | 3 | 1 | FRAME,150KW-GENSET, WELDED,PNT-STL | 21612
22904_drw.pdf | 4 | 1 | MOUNT,AIR-CLEANER, 8.8LCAC-ENGINE | 21631
22904_drw.pdf | 5 | 1 | HOLD-DOWN, BATTERY, GRP 31 FRAME & CLIP | A042C206
22904_drw.pdf | 6
22904_drw.pdf | 7 | 1 | BUSHING,HOSE-ADAPTER, 2"OD X1-3/4ID,BLK-RBR | 902
22904_drw.pdf | 8 | 2 | BRACE,RADIATOR,FLAT, CUMMINS BLACK | 6441-08
22904_drw.pdf | 9 | 2 | ISOLATOR, DOME STYLE | 8954-2
22904_drw.pdf | 10 | 1 | STRAP,GROUNDING,12", 1"WIDE | 9757_001
22904_drw.pdf | 11
22904_drw.pdf | 12
22904_drw.pdf | 13 | 1 | T-BOLT, 4.28-4.59 | 13164-0450
22904_drw.pdf |  |  |  | 14992-06
22909_drw.pdf |  |  |  | 0541-1414-02
22909_drw.pdf | 1 2 | 1 1 | CONTROL KIT,PCC1302 ASM,CONTROL-BOX,BA;SE8.8LITER,LEFTHAND MNT | 22903
22909_drw.pdf | 3 | 1 | HARNESS,LOWER ALTERNAT;ORPCC1302 & PCC2300 | A042H180
22909_drw.pdf | 4 | 2 | CABLE,2/0 355A @12;5C(PER FOOT) | A042H237
22910_drw.pdf | 1 2 | 1 1 | ASM,CONTROL-BOX,BA;SE8.8LITER,LEFTHAND MNT ALTERNAT;ORPCC1302 & PCC2300 | A042H180
22910_drw.pdf | 3 | 2 | CABLE,2/0 355A @12;5C(PER FOOT) | A042H237
22910_drw.pdf | 4 | 2 | HOLE PLUG; - | 517-0131
22912_drw.pdf | ITEM
22912_drw.pdf | 1 | 1 | ANGLE, STRUCTURAL, ESPAR HEATER | 22913
22912_drw.pdf | 2 | 2 | BAR, MOUNT, ESPAR HEATER | 22914
22912_drw.pdf | 3 | 1 | PLATE, SPACER, ESPAR HEATER | 22915
22912_drw.pdf |  |  | 2
22912_drw.pdf |  |  |  | 2
22925_drw.pdf |  |  |  | 12268-16-16
22925_drw.pdf | 1 2 | 2 1 | ELBOW,MALE UNIO;N90DEG -16 JIC X -16 ORB,S UNIO;N90D -16 ORB X -16 ORFS,S | 12352-16-16
22925_drw.pdf | 3 | 1 | ELBOW,MALE UNIO;N90D -20 ORB X -16 ORFS,S | 12352-16-20
22925_drw.pdf | 4 | 4 | WASHER,PLAI;N 0.50, B18.21.1 TYPE B,REG | 20000-050
22927_drw.pdf | ITEM
22927_drw.pdf | 1 | 2 | HOSE END, FEMALE JIC SWIVEL, PARKER OR EQUIVALENT | 10626-16-16
22927_drw.pdf | 2 | 1 | HOSE, PARKER 206PKR, 36.0" LG | 22927-001
22928_drw.pdf | ITEM
22928_drw.pdf | 1 | 1 | HOSE, PARKER 206PKR, 31.0" LG | 22928-001
22928_drw.pdf | 2 | 2 | HOSE END, ORFS, 7/8" HOSE (-16) | 1JC26-16-16
22929_drw.pdf | ITEM
22929_drw.pdf | 1
22929_drw.pdf | 2 | 1 | HOSE, DUPLEX FUEL SUPPLY, CFP9E | 22930
22929_drw.pdf | 3 | 1 | HOSE, DUPLEX FUEL RETURN, CFP9E | 22931
22929_drw.pdf | 4 | 1 | ASSEMBLY, BRACKET, DUPLEX FUEL, CFP9E | 22932
22929_drw.pdf | 11
22929_drw.pdf | 12 | 1 | WASHER,FLAT, M10
22929_drw.pdf | 13 | 4 | NUT,HEX,PT, .50-13
22929_drw.pdf | 14 | 4 | SCREW,HH, 0.50-13x1.50 | 20250-150
22929_drw.pdf | 15 | 1 | SCREW,HH, M10-1.50x30 | 20310-030
22930_drw.pdf | ITEM | QTY
22930_drw.pdf | 1 | 1 | FTG, 13926-10-10,FEMALE JIC 37° SWIVEL, 90° ELBOW, | PARKER13O9R26E-Q1U0I-V1A0L_ECNCTR
22930_drw.pdf | 3 | 1 | HOSE, PARKER 206PKR, 38.0" LG | 22930-001
22931_drw.pdf | ITEM | QTY
22931_drw.pdf | 1 | 2 | HOSE END, 16826-10-10, FEMALE | 16826-10-10_CCR
22932_drw.pdf | 1 | 1 | PLATE, MOUNTING | 22933
22932_drw.pdf | 2 | 1 | PLATE, MOUNTING | 22934
22932_drw.pdf | 3 | 1 | BRACKET, ANGLE | 22935
22932_drw.pdf | 4 | 1 | TUBE, BRACKET | 22936
22937_drw.pdf | ITEM
22937_drw.pdf | 1 | 1 | TUBE,EXHAUST, - | 22938
22937_drw.pdf | 2 | 1 | TUBE,EXHAUST OUTLET, _ | 3903552
22941_drw.pdf | ITEM
22941_drw.pdf | 1 | 4 | WELDNUT, 1/4"-20 NC, _ | 14520
22941_drw.pdf | 2 | 1 | PLATE,STAND, - | 22942
22941_drw.pdf | 3 | 1 | GUSSET,STAND, - | 22943
22941_drw.pdf | 4 | 1 | PLATE,STAND, - | 22944
22941_drw.pdf |  |  | TUBE,STAND, - | 22945
22946_drw.pdf | ITEM
22946_drw.pdf | 1 | 14 | WELDNUT, 1/4"-20 NC, _ | 14520
22946_drw.pdf | 2 | 1 | SHEET,MOUNT, - | 22947
22948_drw.pdf | ITEM
22948_drw.pdf | 1 | 1 | SHEET,MOUNT, - | 22949
22948_drw.pdf | 2 | 1 | SHEET,MOUNT, - | 22950
22951_drw.pdf | ITEM
22951_drw.pdf | 1 | 3 | WELDNUT, 1/4"-20 NC, _ | 14520
22951_drw.pdf | 2 | 1 | SHEET,EXHAUST SHIELD, - | 22952
22953_drw.pdf | ITEM
22953_drw.pdf | 1 | 3 | WELDNUT, 1/4"-20 NC, _ | 14520
22953_drw.pdf | 2 | 1 | SHEET,EXHAUST SHIELD, - | 22954
22957_drw.pdf | ITEM
22957_drw.pdf | 1 | 1 | PLATE,SUPPORT, - | 22958
22957_drw.pdf | 2 | 1 | GUSSET,SUPPORT, - | 22959
22960_drw.pdf | ITEM
22960_drw.pdf | 1 | 1 | BRACKET, COOLANT HEATER, CFP9E | 13584
22960_drw.pdf | 2 | 1 | HOSE, SILICONE, 3/4" ID, 9.00" | 14194
22960_drw.pdf | 3 | 1 | HOSE, SILICONE, 3/4" ID, 22.50" | 14194
22960_drw.pdf | 4
22960_drw.pdf | 5
22960_drw.pdf | 6
22960_drw.pdf | 7
22960_drw.pdf | 8
22960_drw.pdf | 9 | 4 | ISOLATOR, STUD MOUNT, 1/4-20, TECH PRODUCTS #51201 | 13102
22960_drw.pdf | 10
22960_drw.pdf | 11 | 4 | CLAMP, WORM, .69-1.25 | 14990-12
22960_drw.pdf | 12 | 2 | NIPPLE, MARINE GRADE, 3/4" X 1-3/8" | 15761
22960_drw.pdf | 13
22960_drw.pdf | 14 | 4 | NUT,HEX, 0.25-20 | 20100-025
22960_drw.pdf | 15 | 4 | SCREW,HH, 0.25-20x0.50 | 20225-050
22960_drw.pdf | 16 | 2 | SCREW,HH, M8-1.25x40 | 20308-040
22961_drw.pdf | ITEM
22961_drw.pdf | 1 | 1 | PLATE,CROSSMEMBER LINER, - | 22962
22963_drw.pdf | 1 | 1 | WELDMENT, OPERATOR STATION MTG, CFP9E | 15073
22963_drw.pdf | 2 | 1 | TUBE, AIR CLEANER, CFP9E | 15481
22963_drw.pdf | 3 | 1 | ASSEMBLY, AIR CLEANER MOUNT, CFP9E | 22701
22963_drw.pdf | 4 | 1 | CLAMP, T-BOLT, 4.28-4.59 | 13164-0450
22963_drw.pdf | 5 | 2 | CLAMP, T-BOLT, 5.28-5.59 | 13164-0550
22963_drw.pdf | 6 | 1 | CLAMP, T-BOLT, 6.28-6.59 | 13164-0650
22963_drw.pdf | 7 | 2 | ISOLATOR, PLATE MOUNT, 3 LB (YELLOW MARK) | 15400
22963_drw.pdf | 8 | 2 | ISOLATOR, PLATE MOUNT, 6 LB (RED MARK) | 15412
22963_drw.pdf | 9 | 12 | RIVET, ALUMINUM, STEEL SHANK, 0.156 DIA, 0.25-0.38 | 15414
22963_drw.pdf | 10 | 2 | FENDER WASHER, 0.281 X 1.25 | 15421
22963_drw.pdf | 11 | 4 | SCREW, SELF LOCKING, 0.25-20 X 1.00, PH OR BH | 15422
22963_drw.pdf | 12 | 1 | BRACE, KNEE | 15479
22963_drw.pdf | 13 | 1 | EDGING, VINYL W/ METAL CORE, 0.25" GRIP, 11" LONG | 15690
22963_drw.pdf | 14 | 2 | WASHER, RETAINING, M10 | 16662-13
22963_drw.pdf | 15
22963_drw.pdf | 16 | 17 | WASHER,FLAT, M10 | 20020-M10
22967_drw.pdf | ITEM
22967_drw.pdf | 1 | 1 | WLDMNT,SHIELD,REAR, TIMBERPRO | 22968
22967_drw.pdf | 2 | 1 | WLDMNT,BRKT,MTG,FRT, TIMBERPRO | 22971
22967_drw.pdf | 3 | 1 | WLDMNT,SHIELD,FRONT, TIMBERPRO | 22973
22967_drw.pdf | 4 | 2 | WASHER,FLAT, 0.38 | 20000-038
22967_drw.pdf |  |  | WASHER,FLAT, M10 | 20020-M10
22967_drw.pdf |  |  |  | 20308-020
22967_drw.pdf |  |  |  | 20310-060
22968_drw.pdf | ITEM
22968_drw.pdf | 1 | 1 | SHIELD,REAR, TIMBERPRO | 22969
22968_drw.pdf | 2 | 2 | SPACER,1.00"X1.63", TIMBERPRO | 22970
22968_drw.pdf | 3 | 1 | DEFLECTOR,SHIELD, TIMBERPRO | 22976
22971_drw.pdf | ITEM
22971_drw.pdf | 1 | 1 | NUT, WELD OFFSET HOLE, 8MM X 1.25, - | 13110
22971_drw.pdf | 2 | 1 | BRKT, MTG, FRONT, TIMBERPRO | 22972
22973_drw.pdf | ITEM
22973_drw.pdf | 1 | 1 | NUT, WELD OFFSET HOLE, 8MM X 1.25, - | 13110
22973_drw.pdf | 2 | 1 | SHIELD,FRONT, TIMBERPRO | 22974
22977_drw.pdf | ITEM
22977_drw.pdf | 1 | 4 | WELDNUT, 1/4"-20 NC, _ | 14520
22977_drw.pdf | 2 | 1 | GUARD,RAIN 6" TUBE | 23002
22977_drw.pdf | 3 | 1 | GUARD,RAIN 6" TUBE | 23003
22978_drw.pdf | ITEM
22978_drw.pdf | 1 | 2 | PLATE,BRACE, - | 22979
22978_drw.pdf | 2 | 1 | CHANNEL,BRACE, - | 22980
22984_drw.pdf | ITEM
22984_drw.pdf | 1 | 1 | PLATE,BRACE, - | 22985
22984_drw.pdf | 2 | 1 | GUSSET,BRACE, - | 22986
22987_drw.pdf | ITEM
22987_drw.pdf | 1 | 1 | PLATE,BRACE, - | 22988
22987_drw.pdf | 2 | 1 | PLATE,BRACE, - | 22989
22987_drw.pdf | 3 | 1 | GUSSET,BRACE, - | 22990
22995_drw.pdf | IITTEEMM
22995_drw.pdf | 11 | 22 | CCLLAAMMPP,, UU--BBOOLLTT,, 11..6633"" OODD,, ZZIINNCC PPLLAATTEEDD SSTTEEEELL,, 55//1166""--1188 | UUAANN00CC4422AA556622
22995_drw.pdf | 22 | 11 | CCLLAAMMPP,,MMUUFFFFLLEERR,,11..5500 NNOOMM,, 55//1166--1188 TTHHDD | 00115555--11223399
22995_drw.pdf | 33 | 11 | SSOOLLEENNOOIIDD VVAALLVVEE KKIITT | 330077--22889900
22995_drw.pdf | 44 | 11 | SSWWIITTCCHH--LLOOWW__PPRREESSSSUURREE,, 33"" WWCC CCLLOOSSEE OONN DDEECCRREEAASSEE | 330099--00666699--0011
22995_drw.pdf |  |  | EELLBBOOWW,, 9900°°,, 11"" NNPPTTFF,, BBLLKK IIRROONN | LLTTLL--EE119900
22995_drw.pdf |  |  | BBLLAACCKK PPIIPPEE | 2222779999
22995_drw.pdf |  |  |  | 2222999999
22996_drw.pdf | ITEM
22996_drw.pdf | 1 | 1 | KIT,8.8L,LIQUID(LP), VAPORIZER,PSI#39300123 | 23229
22996_drw.pdf | 2 | 1 | HOSE, FUEL 3/4" ID, 20"LONG | 26601
22996_drw.pdf | 3 | 1 | FITTING, TUBE, 3/4", BENT-TUBE,5/8"DIA | A042F244
22996_drw.pdf | 4 | 1 | SOLENOID VALVE KIT | 307-2890
22996_drw.pdf | 11 | 1 | CLAMP,
22996_drw.pdf | 12 | 2 | CLAMP, WORM, .81 - 1.50
22996_drw.pdf | 13
22996_drw.pdf | 14 | 1 | BRKT,FUEL-VAPORIZER, 8.8L, LIQUID PROPANE | 23027
22996_drw.pdf | 15 | 1 | CLAMP, LOOM, 1.25 ID | 26963-20
22997_drw.pdf | ITEM
22997_drw.pdf | 1 | 1 | KIT,8.8L,LIQUID(LP), VAPORIZER,PSI#39300123 | 23229
22997_drw.pdf | 2 | 2 | CLAMP, U-BOLT, 1.63" OD, ZINC PLATED STEEL, 5/16"-18 | UAN0C42A562
22997_drw.pdf | 3 | 1 | FITTING, TUBE, 3/4", BENT-TUBE,5/8"DIA | A042F244
22997_drw.pdf | 4 | 1 | SOLENOID VALVE KIT | 307-2890
22997_drw.pdf |  |  | SWITCH-LOW_PRESSURE, 3" WC CLOSE ON DECREASE | 309-0669-01
22997_drw.pdf | 11 | 1 | CLAMP,
22997_drw.pdf | 12 | 2 | CLAMP, WORM, .81 - 1.50
22997_drw.pdf | 13
22997_drw.pdf | 14 | 1 | BRKT,L-SHAPE,FLT-BAR, 8.8L,GAS PIPE BRACE | 22999
22997_drw.pdf | 15 | 1 | BRKT,FUEL-VAPORIZER, 8.8L, LIQUID PROPANE | 23027
23001_drw.pdf | ITEM
23001_drw.pdf | 1 | 1 | PLATE,BRACE, - | 22992
23001_drw.pdf | 2 | 1 | PLATE,BRACE, - | 22993
23004_drw.pdf | ITEM
23004_drw.pdf | 1 | 1 | COVER,TURBO, TIMBERPRO, SUB ASSY | 23005
23004_drw.pdf | 2 | 1 | WASHER,FLAT, 0.38 | 20000-038
23004_drw.pdf | 3 | 1 | SCREW,HH, M8-1.25x20 | 20308-020
23004_drw.pdf | 4 | 1 | COVER,TURBO,REAR, TIMBERPRO | 23006
23005_drw.pdf | ITEM
23005_drw.pdf | 1 | 1 | NUT, WELD OFFSET HOLE, 8MM X 1.25, - | 13110
23005_drw.pdf | 2 | 1 | COVER,TURBO,FRONT, TIMBERPRO | 23008
23005_drw.pdf |  |  | 1
23009_drw.pdf | ITEM
23009_drw.pdf | 1 | 1 | PLATE,BRACE, - | 22993
23009_drw.pdf | 2 | 1 | PLATE,BRACE, - | 23010
23009_drw.pdf | 3 | 1 | PLATE,BRACE, - | 23011
23012_drw.pdf | ITEM
23012_drw.pdf | 1 | 1 | PLATE,BRACE, - | 22993
23012_drw.pdf | 2 | 1 | PLATE,BRACE, - | 23011
23012_drw.pdf | 3 | 1 | PLATE,BRACE, - | 23013
23016_drw.pdf | 1 | 1 | RAD/LTA,QST30-G5 HORIZ W/FAN,MOTOR & SURGE, TANK,L&M PACKAGE,LORAM | RG331 R1E9P1O17
23019_drw.pdf | 1 2 | 1 1 | ASSEMBLY, ELECTRIC;ALRAIL GRINDER QST30 ENCLOSURE,RAD,SEC;TLORAM,RS300/400 | 19488
23019_drw.pdf | 3 | 1 | ENCLOSURE, ENG SEC;TLORAM RS300/400 | 19489
23019_drw.pdf | 4 | 1 | ASSY,ENGINE TO FRA;MEQST30 | 19669
23030_drw.pdf | ITEM
23030_drw.pdf | 1 | 1 | TUBE,EXHAUST,WLD-STL, 8.8LCAC,TURBO TO CAT | 22105
23030_drw.pdf | 2 | 2 | SLEEVE, INSULATED KNITTED , EXHAUST,8.8L | 26664
23030_drw.pdf | 3 | 1 | BRKT,CATALYST-MNT, 8.8LITER | 22553
23030_drw.pdf | 4 | 2 | GASKET,EXHAUST,8.8L, CATALYST/MUFFLER | 22828
23030_drw.pdf |  |  | MUFFLER, 10" DIA x 36", 8.8L, CRITICAL GRADE | 23028
23030_drw.pdf |  |  | 89435A | 89435A
23030_drw.pdf |  |  |  | A042D418
23051_drw.pdf | 1 | 2 | VALVE,BL -32 LK HDL, BRASS,NPTFxNPTF | 16145-32
23051_drw.pdf | 2 | 2 | UNION,NPTF,BLACK, 2 INCH W/NUT | B150UK
23051_drw.pdf | 3
23051_drw.pdf | 4
23051_drw.pdf | 5 | 1 | VALVE, BALL, 1/4" NPT FEMALE | FA60204-1
23051_drw.pdf | 6
23051_drw.pdf | 7
23051_drw.pdf | 8 | 2 | REGULATOR/STRAINER, 2" NPT, SEA WATER COMPATIBLE | 13684
23051_drw.pdf | 9 | 1 | VALVE, SOLENOID, 2" NPT, 24VDC, 5-150 PSI | 13904
23051_drw.pdf | 10
23051_drw.pdf | 11
23051_drw.pdf | 12
23051_drw.pdf | 13
23051_drw.pdf | 14
23051_drw.pdf | 15 | 1 | BUSHING,RED HEX BLK, 2" FEM TO 3" MALE NPT | 17866
23051_drw.pdf | 16 | 2 | VALVE,CHECK,2.00 FNPTxFNPT | 19834
23052_drw.pdf | 1 | 1 | HOSE,PARKER, 801, 1/4" ID, PUSH-LOC,41.75LG | 801-04-032
23052_drw.pdf | 2 | 1 | HOSE,PARKER 801, 1/4" ID, PUSH-LOC,38.06LG | 801-04_033
23052_drw.pdf | 3 | 2 | HOSE,PARKER,801, 1/4" ID,PUSH-LOC,58.75LG | 801-04_034
23052_drw.pdf | 4 | 1 | GUARD,BELT, GTA855/E | 18262
23052_drw.pdf | 5 | 1 | FRAME WLDMNT,SG TANK, GTA855E HX | 23713
23052_drw.pdf | 6 | 1 | HEAT EXCHANGER,AC, ROCORE CC-1224-D6-2 | 23798
23052_drw.pdf | 7 | 1 | HEAT EXCHANGER,JW, ROCORE CC-1224-D6-1 | 23799
23052_drw.pdf | 8 | 1 | ELBOW,HOSE,2-1/2" ID, TRIM TO DIM LENGHT | ELBOW_21115-01
23052_drw.pdf | 9 | 1 | PIPE NIPPLE, 1 X 5, BLK STL | 56-107
23052_drw.pdf | 10 | 1 | HOSE, 801 , PARKER, 24" LONG | 801-16
23052_drw.pdf | 11 | 1 | ADAPTER,HOSE,2.25-2.00, - | 903
23052_drw.pdf | 12
23052_drw.pdf | 13
23052_drw.pdf | 14 | 1 | TEE, UNION, -32 FNPT,STEEL | 12205-32
23052_drw.pdf | 15
23052_drw.pdf | 16
23054_drw.pdf | ITEM
23054_drw.pdf | 1 | 1 | AGENCY APPROVAL | AP5050
23054_drw.pdf | 2 | 1 | BASE COMPONENT | BC5004
23054_drw.pdf | 3 | 1 | VIBRATION DAMPER | DA5080
23054_drw.pdf | 4 | 1 | DRAIN LOCATION | DL5010
23054_drw.pdf |  |  | CUSTOMER INTERFACE SOFTWARE | DO5067
23054_drw.pdf |  |  |  | EA5011
23054_drw.pdf |  |  |  | EE5067
23054_drw.pdf | 11 | 1
23054_drw.pdf | 12 | 1 | FUEL RATING
23054_drw.pdf | 13 | 1 | CHECK VALVE
23054_drw.pdf | 14 | 1 | FUEL SHUTOFF VALVE | FV5002
23054_drw.pdf | 15 | 1 | FLYWHEEL | FW5050
23055_drw.pdf | ITEM
23055_drw.pdf | 1 | 1 | AGENCY APPROVAL | AP5034
23055_drw.pdf | 2 | 1 | BASE COMPONENT | BC5004
23055_drw.pdf | 3 | 1 | VIBRATION DAMPER | DA5080
23055_drw.pdf | 4 | 1 | DRAIN LOCATION | DL5010
23055_drw.pdf |  |  | CUSTOMER INTERFACE SOFTWARE | DO5067
23055_drw.pdf |  |  |  | EA5011
23055_drw.pdf |  |  |  | EE5067
23055_drw.pdf | 11 | 1
23055_drw.pdf | 12 | 1 | FUEL RATING
23055_drw.pdf | 13 | 1 | CHECK VALVE
23055_drw.pdf | 14 | 1 | FUEL SHUTOFF VALVE | FV5002
23055_drw.pdf | 15 | 1 | FLYWHEEL | FW5050
23079_drw.pdf | ITEM
23080_drw.pdf | ITEM
23080_drw.pdf | 1 | 1 | HEADER, COOLING LOOP, CFP30E | 23056
23080_drw.pdf | 2 | 2 | COUPLING, COOLING LOOP HEADER, CFP30E | 23057
23080_drw.pdf | 3 | 1 | CAP, COOLING LOOP HEADER, CFP30E | 23058
23080_drw.pdf | 4 | 1 | HALF COUPLING 1/4", McMASTER-CARR | 45005K212
23087_drw.pdf | ITEM
23087_drw.pdf | 1 | 1 | PLATE,SIDE-MNT, RELOCATE PCC2100 | 23086
23087_drw.pdf | 2 | 1 | BRKT,CONTROL-BOX-MNT, RELOCATE PCC2100,LFT | 23088
23087_drw.pdf | 3 | 1 | BRKT,CONTROL-BOX-MNT, RELOCATE PCC2100,RHT | 23089
23090_drw.pdf | ITEM
23090_drw.pdf | 1 | 1 | GENSET,8.8L, TERMINAL BOX/CONTROL HSG | 22808
23090_drw.pdf | 2 | 1 | BRKT,CONTROL-BOX SPRT, 150KW,NO CIRCUIT BRK BOX | 23085
23090_drw.pdf | 3 | 1 | HOSE,PARKER 836, 1/2" ID X 24"L | 24522_24
23090_drw.pdf | 4 | 1 | HOSE,PARKER 836, 1/2" ID X 36"L | 24522_36
23090_drw.pdf |  |  | TO 4"LG | A042F070
23091_drw.pdf | 1 | 1 | ASSEMBLY, POWER MODULE, CFP7E-F10/20/30/40/50/60 | 15547
23091_drw.pdf | 2 | 1 | FRAME, AURORA PUMP #124, CFP7E | 23092
23091_drw.pdf | 3 | 1 | EXHAUST, 90* HALF MARMON, 3" TURBO OUT, 3" NPT | 23112
23092_drw.pdf | 1 | 2 | SIDE, FRAME, CFP7E | 23093
23092_drw.pdf | 2 | 1 | END, FRAME FRONT, CFP7E | 23094
23092_drw.pdf | 3 | 1 | END, FRAME REAR, CFP7E | 23095
23092_drw.pdf | 4 | 4 | BAR, FRAME, CFP7E | 23096
23092_drw.pdf | 5
23092_drw.pdf | 6 | 1 | SUPPORT, REAR ENGINE, CFP7E | 23098
23092_drw.pdf | 7 | 2 | SUPPORT, PUMP, CFP7E | 23100
23092_drw.pdf | 8 | 2 | GUSSET, PUMP SUPPORT, CFP7E | 23101
23092_drw.pdf | 9 | 4 | GUSSET, ENGINE SUPPORT, CFP7E | 23102
23107_drw.pdf | ITEM
23107_drw.pdf | 1 | 1 | LOAD BANK,100KW 480V, 3 PH 60 HZ SIMPLEX | 23053
23107_drw.pdf | 2 | 8 | WELDNUT, 1/4"-20 NC, _ | 14520
23107_drw.pdf | 3 | 2 | BRACKET,ANGLE LOAD, BANK VERT MOUNTING | 23103
23107_drw.pdf | 4 | 2 | BRACKET,FLAT DUCT, LOAD BANK MOUNTING | 23104
23107_drw.pdf |  |  | BRACKET,LOAD BANK, MAIN SUPPORT ARM | 23105
23107_drw.pdf |  |  | THROUGH
23110_drw.pdf | ITEM
23110_drw.pdf | 1 | 1 | TANK,DEF RESERVOIR, NIPPON SHARYO | 23059
23110_drw.pdf | 2 | 2 | HEAD UNIT, DEF MULTIFUNCTION, QUALITY SENSOR | 22626
23110_drw.pdf | 3 | 1 | FILL NECK,BOLT ON, - | 22627
23110_drw.pdf | 4 | 1 | CAP.DEF TANK FILL, - | 22628
23110_drw.pdf |  |  | RING,MOUNTING,STAINLESS, - | 22795
23110_drw.pdf |  |  | SS, - | 22796
23112_drw.pdf | ITEM
23112_drw.pdf | 1 | 1 | ELBOW, 3" EXHAUST | 23114
23114_drw.pdf | 1 | 1 | ELBOW, FORMED, 90 DEG, 3.00 O.D., GTE INDUSTRIES | 57-300
23114_drw.pdf | 2 | 1 | MARMON. 3" | 23113
23114_drw.pdf | 3 | 1 | COUPLING, HALF, 1/4", STEEL, McMASTER-CARR | 4513K710_CCR
23114_drw.pdf |  |  | 3
23115_drw.pdf | 1 | 1 | ASSEMBLY, SHAFT GUARD, SAE #3, FIREPUMP | 9494
23115_drw.pdf | 2 | 1 | FRAME, AMERICAN MARSH 4X5X18, CFP5.9, 1610 DRIVESHAFT | 12434-01
23115_drw.pdf | 3 | 1 | ASSEMBLY, POWER UNIT, RADIATOR COOLED, CFP5.9 F10-50 | 17976
23115_drw.pdf | 4
23115_drw.pdf | 5 | 1 | ADAPTER, U-JOINT, 1480, 1550, 1610 | 12604
23115_drw.pdf | 6 | 1 | DRIVESHAFT, 1610 SHORT COUPLED, UL LISTED | 13420
23115_drw.pdf | 7 | 1 | PUMP, AMERICAN MARSH | 5x6x15
23115_drw.pdf | 7
23116_drw.pdf | ITEM
23116_drw.pdf | 1 | 1 | TUBE,DIPSTICK GUIDE, NIPPON SHARYO | A042C811
23116_drw.pdf | 2 | 1 | PLATE,OIL FILL, - | 23117
23116_drw.pdf | 3 | 1 | TUBE,OIL FILL, - | 23118
23116_drw.pdf | 4 | 1 | COUPLING,HALF,ORB, M18 X 1.5 | 23119
23116_drw.pdf |  |  | TUBE,OIL DRAIN, NIPPON SHARYO | 23120
23116_drw.pdf |  |  | 1/16-12 UN-2B,CECO | 4967711
23123_drw.pdf | ITEM
23123_drw.pdf | 1
23123_drw.pdf | 2 | 1 | HOSE,FUEL,NG,45.0 IN, - | 15109
23123_drw.pdf | 3 | 1 | BRACKET, PRESSURE REGULATOR, GTA855E | 24373
23123_drw.pdf | 4 | 1 | UNION,NPTF,BLACK, 2 INCH W/NUT | B150UK
23123_drw.pdf | 11 | 2
23140_drw.pdf | ITEM
23156_drw.pdf | 1 | 1 | HEATER, ENGINE COOLANT, 2500W / 240V / HOTSTART | 23155
23156_drw.pdf | 2 | 1 | HOSE,1 IN ID,HEATER HOSE, 20 INCHES LONG | A042F071
23156_drw.pdf | 3 | 1 | HOSE,1 IN ID,HEATER HOSE, 17 INCHES LONG | A042F071
23156_drw.pdf | 4
23156_drw.pdf | 5 | 1 | NIPPLE, 1" NPT x 2-1/2", 316 SS | 13035
23156_drw.pdf | 6 | 4 | CLAMP, WORM, .81 - 1.50 | 14990-16
23156_drw.pdf | 7 | 1 | BRKT,COOLANT-HTR-MNT, KIM BRAND HEATER STY CB/CL/WL | 21187
23156_drw.pdf | 8 | 1 | PLATE,SPACER, COOLANT HEATER BRKT | 23457
23156_drw.pdf | 9 | 1 | NIPPLE,1.00" NPT PIPE, 1.50" LONG | 26969_0150
23156_drw.pdf | 10
23156_drw.pdf | 11 | 1 | ELBOW, 45 DEG, 1.00" STREET | LTL-SE145
23158_drw.pdf | ITEM
23159_drw.pdf | ITEM
23159_drw.pdf | 16.20
23162_drw.pdf | 1 2 | 2 2 | GASKET,EXHAUST,CERAM;ICANSI 8" FLANGE 1.56" OD,0.39" ID, 0.09" THK | 0181
23162_drw.pdf | 3 | 8 | WASHER,SNUBBIN;GTECH PRODUCTS CORP | 0182
23162_drw.pdf | 4 | 16 | WASHER, SNUBBIN;GTECH PRODUCTS 0184 | 0184
23162_drw.pdf |  |  |  | 337-3587-01
23164_drw.pdf | ITEM
23164_drw.pdf | 1 | 1 | BRKT,SWITCH MOUNT, HOLLAND | 22268
23164_drw.pdf | 2 | 1 | BOX, 316SS, CKT BRKR, HOLLAND, 30x30x12 | 23157
23164_drw.pdf | 3 | 1 | BRACKET,BREAKER MOUNT, QSX15,HOLLAND | A042B313
23164_drw.pdf | 4 | 2 | KIT, LUG,2/0-400MCM, BREAKER,TOP | K6TJ
23164_drw.pdf |  |  | CURRENT TRANSFORMER, - | 302-2055-13
23164_drw.pdf |  |  | ABB T6N600EW | 22272
23164_drw.pdf |  |  |  | 22491
23164_drw.pdf | 11 | 8 | LUG,
23166_drw.pdf | 1 2 | 1 1 | COOLER, COPPER NICK;EL3" DIA, 2" NPT ENDS, FP23E MODULE, 2" NPT, 3 ANODES | 15804
23166_drw.pdf | 3 | 2 | GROUND STRAP, 1/4" BRA;ID24" LONG, 1/4" & 1/2" TERMINALS | 15843
23166_drw.pdf | 4 | 1 | GROUND STRAP, 1/4" BRA;ID12" LONG, 1/4" & 1/2" TERMINALS | 15813
23169_drw.pdf | ITEM
23169_drw.pdf | 1 | 1 | HEATER,OIL PAN, 1" NPT, 300W, 240V | 3825423
23169_drw.pdf | 2 | 1 | CORD, OIL HEATER Y W/ TSTAT, 1/2" NPT, 240V, 100 - | 1203F980620
23169_drw.pdf | 3 | 1 | BUSHING, 1" NPT X 1/2" NPT, REDUCER | LTL-SRB112
23170_drw.pdf | ITEM
23170_drw.pdf | 1 | 1 | HEATER,OIL PAN, 1" NPT, 300W, 120V | 3825417-C
23170_drw.pdf | 2 | 1 | CORD, OIL HEATER Y W/ TSTAT, 1/2" NPT, 120V, 100 - | 1203F825424
23170_drw.pdf | 3 | 2 | ADAPTER,1/2 NPT TO 1.06 ORB FM, STEEL | FF63153
23171_drw.pdf | ITEM
23171_drw.pdf | 1 | 1 | HEATER,OIL PAN, 1" NPT, 300W, 240V | 3825423
23171_drw.pdf | 2 | 1 | CORD, OIL HEATER Y W/ TSTAT, 1/2" NPT, 240V, 100 - | 1203F980620
23171_drw.pdf | 3 | 2 | ADAPTER,1/2 NPT TO 1.06 ORB FM, STEEL | FF63153
23176_drw.pdf | ITEM
23176_drw.pdf | 1
23176_drw.pdf | 2 | 1 | HEATER,OIL PAN, 1" NPT, 300W, 120V | 3825417-C
23176_drw.pdf | 3 | 1 | CORD, OIL HEATER Y W/ TSTAT, 1/2" NPT, 120V, 100 - | 1203F825424
23177_drw.pdf | ITEM
23177_drw.pdf | 1
23177_drw.pdf | 2 | 1 | HEATER,OIL PAN, 1" NPT, 300W, 240V | 3825423
23177_drw.pdf | 3 | 1 | CORD, OIL HEATER Y W/ TSTAT, 1/2" NPT, 240V, 100 - | 1203F980620
23179_drw.pdf | 1 | 1 | PLATE, CENTER, CFP23E | 23172
23179_drw.pdf | 2 | 2 | CAP, STRUT, CFP23E | 23173
23179_drw.pdf | 3 | 2 | STRUT, CFP23E | 23174
23179_drw.pdf | 4 | 1 | STRUT, PLATE, CFP23E | 23175
23179_drw.pdf | 5 | 2 | PLATE, SIDE, CFP23E | 23207
23179_drw.pdf | 6 | 2 | TAB, CFP23E | 23239
23179_drw.pdf | 7 | 1 | TAB, CFP23E | 23296
23179_drw.pdf | 8 | 1 | TAB, CFP23E | 23298
23179_drw.pdf | 9 | 1 | BRACKET, INTAKE TUBE, CFP23E | 23299
23179_drw.pdf | 10 | 1 | BRACKET, INTAKE TUBE, CFP23E | 23300
23179_drw.pdf | 11 | 2 | TAB, FUEL COOLER MOUNTING, CFP23E | 23304
23202_drw.pdf |  |  | BLACK URETHANE FACING
23202_drw.pdf |  | EQUIVALENT
23202_drw.pdf | DENSITY | U.L.
23203_drw.pdf | ACOUSTICAL
23203_drw.pdf |  | POLYESTER | FACING
23203_drw.pdf | POLYETHER
23204_drw.pdf | PERFORATED |  | PANELS
23204_drw.pdf | MORE
23205_drw.pdf | STEEL, | LIFT | OFF
23205_drw.pdf | EZ | 30
23205_drw.pdf |  |  | SPRING TENSION
23205_drw.pdf |  | POINT | T- HANDLE
23205_drw.pdf | SINGLE ALIKE | POINT
23215_drw.pdf | 1 | 1 | BRACKET,VERT.PUMP,SIDE, CFP5.9/7E/9E | 15687
23215_drw.pdf | 2 | 2 | BRACKET,VERT.PUMP,END, CFP5.9/7E/9E | 15688
23215_drw.pdf | 3
23215_drw.pdf |  |  | TYP. .25
23215_drw.pdf |  |  | TYP. .25
23215_drw.pdf |  |  | SCALE | 0.100
23215_drw.pdf |  | DETAILA
23215_drw.pdf |  |  | .25
23215_drw.pdf |  |  | .25
23215_drw.pdf |  |  | .25
23215_drw.pdf | DETAILB
23215_drw.pdf |  |  |  | B
23215_drw.pdf |  |  | SCALE | 0.100
23215_drw.pdf | to the document as authorized | in accepts the in | confidence. by CUMMINS FIRE POWER LLC CORPORATE OFFICE | DESIGN UPFIT CENTER
23215_drw.pdf | ittrawdiellse(c1r)etnoitnfuosrematthieondotchuemreenitn,or(2a)nynoctopcyoptyhetrheeofdoocrumtehnet, or the | ittrawdiellse(c1r)etnoitnfuosrematthieondotchuemreenitn,or(2a)nynoctopcyoptyhetrheeofdoocrumtehnet, | or trade WHITE BEAR LAKE, MN WWW.CUMMINSFIREPOWER.COM | DEPERE, WISCONSIN
23215_drw.pdf | all Fire Power | thereof, LLC | and ***
23215_drw.pdf | DIMENSION |  | A*RE**
23215_drw.pdf | IMUPNEIRTISAL |  | DWG UNITS: DRAWN BY: S DUBICK | 27-JUN-13
23230_001_drw.pdf | ITEM
23230_001_drw.pdf | 1 | 1 | SHROUD,RADIATOR,TOP, 8.8LITER GAS | 22648
23230_001_drw.pdf | 2 | 1 | GRILL,RADIATOR-GUARD, 8.8LITER-GAS | 22650
23230_001_drw.pdf | 3 | 1 | SHROUD,RADIATOR,RIGHT, 8.8LITER GAS | 22651
23230_001_drw.pdf | 4 | 1 | SHROUD,RADIATOR,LEFT, 8.8LITER GAS | 22652
23230_drw.pdf | ITEM
23230_drw.pdf | 1 | 1 | BUSHING,HOSE-ADAPTER, 2"OD X1-3/4ID,BLK-RBR | 902
23230_drw.pdf | 2 | 2 | ISOLATOR, DOME STYLE | 8954-2
23230_drw.pdf | 3
23230_drw.pdf | 4
23230_drw.pdf |  |  |  | 14992-06
23230_drw.pdf |  |  | LONG | 21157
23230_drw.pdf | 11 | 1
23230_drw.pdf | 12 | 1 | HEATSHIELD,.75DIA, 5 FEET
23230_drw.pdf | 13 | 2 | HOSE,PARKER 836, 1/2" ID X 12"L
23230_drw.pdf | 14 | 1 | HOSE,PARKER 836, 1/2" ID X 24"L | 24522_24
23230_drw.pdf | 15 | 1 | HOSE,PARKER 836, 1/2" ID X 36"L | 24522_36
23230_drw.pdf |  |  |  | PN2572159719
23234_drw.pdf | ITEM
23234_drw.pdf |  |  | 24.13
23236_drw.pdf | ITEM
23236_drw.pdf | 1 | 1 | BRACKET, HEAT EXCHANGER STAND, CFP23E | 23237
23236_drw.pdf | 2 | 1 | GUSSET, HEAT EXCHANGER STAND, CFP23E | 23238
23236_drw.pdf |  |  | 1.37
23240_drw.pdf | ITEM
23246_drw.pdf | ITEM
23246_drw.pdf | 1
23246_drw.pdf | 2 | 2 | FLEX TUBE, FLANGE EXH., STYLE 2, STNL STL | 6735_02
23246_drw.pdf | 3 | 2 | WRAP,SILENCER, GTA38/50 HOSPITAL | 18305
23246_drw.pdf | 4 | 1 | WRAP, EXHAUST, GTA50 HOSPITAL | 18308
23246_drw.pdf |  |  | WRAP, EXHAUST, GTA50, HOSPITAL | 18309
23246_drw.pdf |  |  | FULL FACE FIBER,8" | 23760_800
23246_drw.pdf |  |  |  | 24393
23246_drw.pdf | 11 | 2
23246_drw.pdf | 12 | 2 | CLAMP, EXHAUST, 6", RIKER
23249_drw.pdf | ITEM
23257_drw.pdf | IITTEEMM
23257_drw.pdf | 1 | 2 | WRAP,SILENCER, GTA38/50 HOSPITAL | 18305
23257_drw.pdf | 2 | 1 | WRAP,EXHAUST, GTA38 HOSPITAL | 18306
23257_drw.pdf | 3 | 1 | WRAP,EXHAUST, GTA38 HOSPITAL | 18307
23257_drw.pdf | 4 | 2 | PIPE, EXHAUST 90, 316SS, 8.63" OD | 23258
23257_drw.pdf |  |  | TUBE, EXHAUST, 316SS, 8" X 19.00"L | 23261
23257_drw.pdf |  |  | FULL FACE FIBER,8" | 23760_800
23257_drw.pdf |  |  |  | 24396
23258_drw.pdf | ITEM
23258_drw.pdf | 1
23258_drw.pdf | 2 | 1 | PIPE, EXHAUST 90, 316SS, 8.63' OD | 23259
23258_drw.pdf |  |  | 2
23260_drw.pdf | ITEM
23260_drw.pdf | 1 | 2 | FLANGE,EXHAUST,8" NON PIPE ASA 125#, - | 6449-05_OLD
23260_drw.pdf | 2 | 1 | PIPE,EXHAUST 304SS, 18.5"L 8" | 23240-01850
23261_drw.pdf | ITEM
23261_drw.pdf | 1 | 2 | FLANGE,EXHAUST,8" NON PIPE ASA 125#, - | 6449-05_OLD
23261_drw.pdf | 2 | 1 | PIPE,EXHAUST 316SS, 18.50" L 8" | 23249-01850
23265_drw.pdf | 1 2 | 1 1 | EXTENSION, FLANGED EXHAU;STKTA19 WITH FLANGED TURBO OUTLET NUT/BO;LTFULL FACE FIBER | 23760_500
23265_drw.pdf | 3 | 2 | KIT,GASKET,316SS NUT/BO;LTFULL FACE FIBER | 23760_800
23265_drw.pdf | 4 | 1 | FLEX, EXHAUST,8" A;SAFLG X 5 ID CF X 12 L | 6735-66
23266_drw.pdf | ITEM
23266_drw.pdf | AIR | TIGHT
23266_drw.pdf |  |  | SEE NOTE #2
23267_drw.pdf | ITEM
23268_drw.pdf | ITEM
23268_drw.pdf | 1 | 1 | FLEX TUBE, FLANGE EXH., STYLE 2, STNL STL | 6735_83
23268_drw.pdf | 2 | 2 | FLANGED ADPTR 6" ANSI, TO 4" OD TUBE 304 SS | 18971
23268_drw.pdf | 3 | 4 | KIT,GASKET,316SS NUT/BOLT, FULL FACE FIBER,6" | 23760_600
23268_drw.pdf | 4 | 1 | WRAP, SILENCER, GTA855/855E CRITICAL | 17007
23268_drw.pdf |  |  | WRAP, EXHAUST, GTA855/855E CRITICAL | 17034
23268_drw.pdf |  |  | STAINLESS STEEL | 17521-600
23268_drw.pdf |  |  | STEEL | 21940-0400
23268_drw.pdf | 11 | 1 | CLAMP,
23269_drw.pdf | ITEM
23272_drw.pdf | ITEM
23273_drw.pdf | ITEM
23274_drw.pdf | ITEM
23274_drw.pdf |  |  | 20.63
23274_drw.pdf |  |  | (1.67)
23275_drw.pdf | ITEM
23275_drw.pdf |  |  | 20.63
23275_drw.pdf |  |  | (1.67)
23277_drw.pdf | ITEM
23277_drw.pdf | 1
23277_drw.pdf | 2 | 4 | KIT,GASKET,316SS NUT/BOLT, FULL FACE FIBER,8" | 23760_800
23277_drw.pdf | 3 | 1 | RAINCAP, 8", GTE IND 304SST | 22-800-S
23277_drw.pdf | 4 | 1 | FLEX, EXHAUST, 8" ASA FLG X 5" ID CUFF X 13.50" | 6735-65
23277_drw.pdf |  |  | WRAP,SILENCER, GTA19/KTA19 CRITICAL | 17039
23277_drw.pdf |  |  | CRITICAL | 17042
23279_drw.pdf | ITEM
23280_drw.pdf | ITEM
23281_drw.pdf | ITEM
23282_drw.pdf | ITEM
23283_drw.pdf | ITEM
23283_drw.pdf | 1 | 1 | FLEX TUBE, FLANGE EXH., STYLE 2, STNL STL | 6735_83
23283_drw.pdf | 2 | 4 | KIT,GASKET,304SS NUT/BOLT, FULL FACE FIBER,6 | 23759_600
23283_drw.pdf | 3 | 1 | WRAP, SILENCER, GTA855/855E CRITICAL | 17007
23283_drw.pdf | 4 | 1 | WRAP, EXHAUST, GTA855/855E CRITICAL | 17034
23283_drw.pdf |  |  | RAINCAP, LIGHT WEIGHT, STAINLESS STEEL | 17521-600
23283_drw.pdf |  |  | 304 SS, GTA855/855E | 18967
23283_drw.pdf |  |  |  | 23279
23284_drw.pdf | ITEM
23284_drw.pdf | 1 | 1 | FLEX TUBE, FLANGE EXH., STYLE 2, STNL STL | 6735_83
23284_drw.pdf | 2 | 4 | KIT,GASKET,316SS NUT/BOLT, FULL FACE FIBER,6" | 23760_600
23284_drw.pdf | 3 | 1 | WRAP, SILENCER, GTA855/855E CRITICAL | 17007
23284_drw.pdf | 4 | 1 | WRAP, EXHAUST, GTA855/855E CRITICAL | 17034
23284_drw.pdf |  |  | RAINCAP, LIGHT WEIGHT, STAINLESS STEEL | 17521-600
23284_drw.pdf |  |  | 316 SS, GTA855/855E | 23269
23284_drw.pdf |  |  |  | 23280
23285_drw.pdf | ITEM
23285_drw.pdf |  | 22.13
23286_drw.pdf | ITEM
23286_drw.pdf |  | 22.13
23287_drw.pdf | 1 | 6 | WELDNUT, 1/4"-20 NC, _ | 14520
23287_drw.pdf | 2 | 1 | GUARD, CFP23E | 23245
23288_drw.pdf | ITEM
23288_drw.pdf | 1 | 2 | WELDNUT, 1/4"-20 NC, _ | 14520
23288_drw.pdf | 2 | 1 | GUARD, ENGINE, CFP23E | 23244
23288_drw.pdf |  |  | TYP
23289_drw.pdf | ITEM
23289_drw.pdf | 1 | 6 | WELDNUT, 1/4"-20 NC, _ | 14520
23289_drw.pdf | 2 | 1 | GUARD, CFP23E | 23251
23290_drw.pdf | ITEM
23290_drw.pdf | 1 | 5 | WELDNUT, 1/4"-20 NC, _ | 14520
23290_drw.pdf | 2 | 1 | GUARD, TOP, CFP23E | 23253
23291_drw.pdf | ITEM
23291_drw.pdf | 1 | 8 | WELDNUT, 1/4"-20 NC, _ | 14520
23291_drw.pdf | 2 | 1 | GUARD, CFP23E | 23252
23293_drw.pdf | 1 | 2 | BRACKET, HEAT SHEILD MOUNT, CFP23E | 13134
23293_drw.pdf | 2 | 1 | GUARD, CFP23E | 23287
23293_drw.pdf | 3 | 1 | GUARD, CFP23E | 23289
23293_drw.pdf | 4 | 1 | GUARD, TOP, CFP23E | 23290
23293_drw.pdf | 5 | 1 | GUARD, CFP23E | 23291
23293_drw.pdf | 6 | 1 | GUARD, ENGINE, CFP23E | A042A015
23293_drw.pdf | 7 | 1 | HEAT SHIELD, CFP23E | 13135
23293_drw.pdf | 8 | 6 | WASHER, RETAINING, 1/4" | 16662-04
23293_drw.pdf | 9
23293_drw.pdf | 10 | 6 | NUT,HEX, 0.25-20 | 20100-025
23293_drw.pdf | 11 | 26 | SCREW,HH, 0.25-20x0.50 | 20225-050
23293_drw.pdf | 12 | 6 | SCREW,HH, 0.25-20x1.00 | 20225-100
23293_drw.pdf | 13 | 6 | SCREW,HH, M10-1.50x20 | 20310-020
23293_drw.pdf | 14 | 4 | SCREW,HH, M12-1.75x25 | 20312-025
23293_drw.pdf | 15 | 1 | COVER, BELT, CFP23E | 23254
23293_drw.pdf | 16 | 1 | GUARD, REAR BELT, CFP23E | 23255
23306_drw.pdf | ITEM
23306_drw.pdf | 1
23306_drw.pdf | 2 | 4 | FLEX TUBE, FLANGE EXH., STYLE 2, STNL STL | 6735_02
23306_drw.pdf | 3 | 2 | WRAP,SILENCER, GTA38/50 CRITICAL | 16337
23306_drw.pdf | 4 | 1 | WRAP, EXHAUST, GTA50, CRITICAL | 16346
23306_drw.pdf |  |  | WRAP, EXHAUST, GTA50 CRITICAL | 16582
23306_drw.pdf |  |  | FULL FACE FIBER,8 | 23759_800
23306_drw.pdf |  |  |  | 24387
23306_drw.pdf | 11 | 2
23306_drw.pdf | 12 | 2 | CLAMP, EXHAUST, 6", RIKER
23307_drw.pdf | ITEM
23307_drw.pdf | 1
23307_drw.pdf | 2 | 2 | FLEX TUBE, FLANGE EXH., STYLE 2, STNL STL | 6735_02
23307_drw.pdf | 3 | 2 | WRAP,SILENCER, GTA38/50 CRITICAL | 16337
23307_drw.pdf | 4 | 1 | WRAP, EXHAUST, GTA50, CRITICAL | 16346
23307_drw.pdf |  |  | WRAP, EXHAUST, GTA50 CRITICAL | 16582
23307_drw.pdf |  |  | FULL FACE FIBER,8" | 23760_800
23307_drw.pdf |  |  |  | 24395
23307_drw.pdf | 11 | 2
23307_drw.pdf | 12 | 2 | CLAMP, EXHAUST, 6", RIKER
23308_drw.pdf | IITTEEMM
23308_drw.pdf | 1 | 2 | WRAP,SILENCER, GTA38/50 CRITICAL | 16337
23308_drw.pdf | 2 | 1 | WRAP,EXHAUST, GTA38 CRITICAL | 16344
23308_drw.pdf | 3 | 1 | WRAP,EXHAUST, GTA38 CRITICAL | 16345
23308_drw.pdf | 4 | 2 | PIPE, 90 DEG ELBOW EXH., GTA38, STNL STL | 22092
23308_drw.pdf |  |  | PIPE,EXHAUST, LONG, GTA38 STNL STL | 22216
23308_drw.pdf |  |  | GTA38 STNL STL | 22218
23308_drw.pdf |  |  |  | 23759_800
23309_drw.pdf | IITTEEMM
23309_drw.pdf | 1 | 2 | WRAP,SILENCER, GTA38/50 CRITICAL | 16337
23309_drw.pdf | 2 | 1 | WRAP,EXHAUST, GTA38 CRITICAL | 16344
23309_drw.pdf | 3 | 1 | WRAP,EXHAUST, GTA38 CRITICAL | 16345
23309_drw.pdf | 4 | 2 | PIPE, EXHAUST 90, 316SS, 8.63" OD | 23258
23309_drw.pdf |  |  | KIT,GASKET,316SS NUT/BOLT, FULL FACE FIBER,8" | 23760_800
23309_drw.pdf |  |  | 8" X 22.00"L | 24392
23309_drw.pdf |  |  |  | 24397
23313_drw.pdf | ITEM
23313_drw.pdf | 1 | 1 | FLEX TUBE, FLANGE EXH., STYLE 2, STNL STL | 6735_83
23313_drw.pdf | 2 | 2 | FLANGED ADPTR 6" ANSI, TO 4" OD TUBE 304 SS | 18971
23313_drw.pdf | 3 | 4 | KIT,GASKET,304SS NUT/BOLT, FULL FACE FIBER,6 | 23759_600
23313_drw.pdf | 4 | 1 | RAINCAP, LIGHT WEIGHT, STAINLESS STEEL | 17521-600
23313_drw.pdf |  |  | WRAP, SILENCER, GTA855/855E HOSPITAL | 18300
23313_drw.pdf |  |  | HOSPITAL | 18302
23313_drw.pdf |  |  |  | 18968
23313_drw.pdf | 11 | 1 | CLAMP,
23314_drw.pdf | ITEM
23314_drw.pdf | 1 | 1 | FLEX TUBE, FLANGE EXH., STYLE 2, STNL STL | 6735_83
23314_drw.pdf | 2 | 2 | FLANGED ADPTR 6" ANSI, TO 4" OD TUBE 304 SS | 18971
23314_drw.pdf | 3 | 4 | KIT,GASKET,316SS NUT/BOLT, FULL FACE FIBER,6" | 23760_600
23314_drw.pdf | 4 | 1 | RAINCAP, LIGHT WEIGHT, STAINLESS STEEL | 17521-600
23314_drw.pdf |  |  | WRAP, SILENCER, GTA855/855E HOSPITAL | 18300
23314_drw.pdf |  |  | HOSPITAL | 18302
23314_drw.pdf |  |  | STEEL | 21940-0400
23314_drw.pdf | 11 | 1 | CLAMP,
23315_drw.pdf | ITEM
23315_drw.pdf | 1 | 1 | FLEX TUBE, FLANGE EXH., STYLE 2, STNL STL | 6735_83
23315_drw.pdf | 2 | 4 | KIT,GASKET,304SS NUT/BOLT, FULL FACE FIBER,6 | 23759_600
23315_drw.pdf | 3 | 1 | RAINCAP, LIGHT WEIGHT, STAINLESS STEEL | 17521-600
23315_drw.pdf | 4 | 1 | WRAP, SILENCER, GTA855/855E HOSPITAL | 18300
23315_drw.pdf |  |  | WRAP, EXHAUST, GTA855/855E HOSPITAL | 18302
23315_drw.pdf |  |  | 6" | 23281
23315_drw.pdf |  |  |  | 23285
23316_drw.pdf | ITEM
23316_drw.pdf | 1 | 1 | FLEX TUBE, FLANGE EXH., STYLE 2, STNL STL | 6735_83
23316_drw.pdf | 2 | 4 | KIT,GASKET,316SS NUT/BOLT, FULL FACE FIBER,6" | 23760_600
23316_drw.pdf | 3 | 1 | RAINCAP, LIGHT WEIGHT, STAINLESS STEEL | 17521-600
23316_drw.pdf | 4 | 1 | WRAP, SILENCER, GTA855/855E HOSPITAL | 18300
23316_drw.pdf |  |  | WRAP, EXHAUST, GTA855/855E HOSPITAL | 18302
23316_drw.pdf |  |  | 6" | 23282
23316_drw.pdf |  |  |  | 23286
23318_drw.pdf | ITEM
23319_drw.pdf | ITEM
23320_drw.pdf | ITEM
23321_drw.pdf | ITEM
23322_drw.pdf | ITEM
23323_drw.pdf | ITEM
23324_drw.pdf | ITEM
23324_drw.pdf | 1 | 2 | PLATE,CAC SUPPORT, - | A042B829
23324_drw.pdf | 2 | 1 | PLATE,CAC SUPPORT, - | A042B830
23324_drw.pdf | 3 | 1 | PLATE,CAC SUPPORT, - | A042B831
23324_drw.pdf | 4 | 1 | PLATE,CAC SUPPORT, - | A042B832
23332_drw.pdf | ITEM
23333_drw.pdf | ITEM
23334_drw.pdf | ITEM
23334_drw.pdf | 1
23334_drw.pdf | 2 | 4 | KIT,GASKET,304SS NUT/BOLT, FULL FACE FIBER,8 | 23759_800
23334_drw.pdf | 3 | 1 | RAINCAP, 8", GTE IND 304SST | 22-800-S
23334_drw.pdf | 4 | 1 | FLEX, EXHAUST, 8" ASA FLG X 5" ID CUFF X 13.50" | 6735-65
23334_drw.pdf |  |  | WRAP,SILENCER, GTA19/KTA19 HOSPITAL | 17041
23334_drw.pdf |  |  | HOSPITAL | 17043
23335_drw.pdf | ITEM
23335_drw.pdf | 1
23335_drw.pdf | 2 | 4 | KIT,GASKET,316SS NUT/BOLT, FULL FACE FIBER,8" | 23760_800
23335_drw.pdf | 3 | 1 | RAINCAP, 8", GTE IND 304SST | 22-800-S
23335_drw.pdf | 4 | 1 | FLEX, EXHAUST, 8" ASA FLG X 5" ID CUFF X 13.50" | 6735-65
23335_drw.pdf |  |  | WRAP,SILENCER, GTA19/KTA19 HOSPITAL | 17041
23335_drw.pdf |  |  | HOSPITAL | 17043
23336_drw.pdf | 1 2 | 1 1 | EXTENSION, FLANGED EXHAU;STKTA19 WITH FLANGED TURBO OUTLET NUT/BO;LTFULL FACE FIBER | 23759_500
23336_drw.pdf | 3 | 2 | KIT,GASKET,304SS NUT/BO;LTFULL FACE FIBER | 23759_800
23336_drw.pdf | 4 | 1 | FLEX, EXHAUST,8" A;SAFLG X 5 ID CF X 12 L | 6735-66
23337_drw.pdf | 1 2 | 1 1 | EXTENSION, FLANGED EXHAU;STKTA19 WITH FLANGED TURBO OUTLET NUT/BO;LTFULL FACE FIBER | 23760_500
23337_drw.pdf | 3 | 2 | KIT,GASKET,316SS NUT/BO;LTFULL FACE FIBER | 23760_800
23337_drw.pdf | 4 | 1 | FLEX, EXHAUST,8" A;SAFLG X 5 ID CF X 12 L | 6735-66
23346_drw.pdf | 1 | 2 | KIT,GASKET,304SS NUT/BOLT, FULL FACE FIBER,4 | 23759_400
23346_drw.pdf | 2 | 6 | KIT,GASKET,304SS NUT/BOLT, FULL FACE FIBER,8 | 23759_800
23346_drw.pdf | 3 | 2 | TUBE, EXHAUST, 304SS, 8" X 33.13"L | 24386
23346_drw.pdf | 4 | 2 | RAINCAP, 8", GTE IND 304SST | 22-800-S
23346_drw.pdf | 5 | 2 | FLEX, EXHAUST, 4" ASA FLG X 4" ID CUFF X 14" | 6735-31
23346_drw.pdf | 6 | 2 | CATALYST,304SS,19/28L, MIRATECH, 2.0/4.0/1.0 | 19694
23346_drw.pdf | 7 | 2 | ELBOW,EXHAUST 304SS, 8 INCH WITH FLANGE | 19696
23346_drw.pdf | 8 | 1 | SILENCER,DISK,HOSPITAL, 304SS, GTA28 | 23344
23346_drw.pdf | 9 | 2 | CLAMP, EXHAUST, 4", RIKER TEC-400 | TEC-400
23346_drw.pdf | 10 | 2 | WRAP,EXHAUST, GTA28 HOSPITAL | 17164
23346_drw.pdf | 11 | 1 | WRAP,SILENCER, GTA28 HOSPITAL | 17165
23347_drw.pdf | 1 | 2 | KIT,GASKET,316SS NUT/BOLT, FULL FACE FIBER,4" | 23760_400
23347_drw.pdf | 2 | 6 | KIT,GASKET,316SS NUT/BOLT, FULL FACE FIBER,8" | 23760_800
23347_drw.pdf | 3 | 2 | TUBE, EXHAUST, 304SS, 8" X 33.13"L | 24386
23347_drw.pdf | 4 | 2 | RAINCAP, 8", GTE IND 304SST | 22-800-S
23347_drw.pdf | 5 | 2 | FLEX, EXHAUST, 4" ASA FLG X 4" ID CUFF X 14" | 6735-31
23347_drw.pdf | 6 | 2 | CATALYST,316SS,19/28L, MIRATECH, 2.0/4.0/1.0 | 19701
23347_drw.pdf | 7 | 2 | ELBOW,EXHAUST 316SS, 8 INCH WITH FLANGE | 19703
23347_drw.pdf | 8 | 1 | SILENCER,DISK,HOSPITAL, 316SS, GTA28 | 23345
23347_drw.pdf | 9 | 2 | CLAMP, EXHAUST, 4", RIKER TEC-400 | TEC-400
23347_drw.pdf | 10 | 2 | WRAP,EXHAUST, GTA28 HOSPITAL | 17164
23347_drw.pdf | 11 | 1 | WRAP,SILENCER, GTA28 HOSPITAL | 17165
23348_drw.pdf | ITEM
23367_drw.pdf |  |  |  | LTL-SRB3412
23367_drw.pdf | 1 2 | 1 1 | BUSHING, 1/2" x 3/4" NPT OIL HEATER Y W/ TST;AT1/2" NPT, 120V, 100 - 120 F | 3825424
23367_drw.pdf | 3 | 1 | FTG,ST,ADAPTER 1.00-18 X 1/2 N;PT_F | 123824
23367_drw.pdf | 4 | 1 | HEATER,OIL PA;N1" NPT, 300W, 120V | 3825417-C
23368_drw.pdf |  |  |  | LTL-SRB3412
23368_drw.pdf | 1 2 | 1 1 | BUSHING, 1/2" x 3/4" NPT OIL HEATER Y W/ TST;AT1/2" NPT, 240V, 100 - 120 F | 3980620
23368_drw.pdf | 3 | 1 | FTG,ST,ADAPTER 1.00-18 X 1/2 N;PT_F | 123824
23368_drw.pdf | 4 | 1 | HEATER,OIL PA;N1" NPT, 300W, 240V | 3825423
23371_drw.pdf | ITEM
23371_drw.pdf | 1 | 1 | HEATER,OIL PAN, 1" NPT, 300W, 120V | 3825417-C
23371_drw.pdf | 2 | 1 | CORD, OIL HEATER Y W/ TSTAT, 1/2" NPT, 120V, 100 - | 1203F825424
23371_drw.pdf | 3 | 2 | ADAPTER,1/2 NPT TO 1.06 ORB FM, STEEL | FF63153
23372_drw.pdf | ITEM
23372_drw.pdf | 1 | 1 | HEATER,OIL PAN, 1" NPT, 300W, 240V | 3825423
23372_drw.pdf | 2 | 1 | CORD, OIL HEATER Y W/ TSTAT, 1/2" NPT, 240V, 100 - | 1203F980620
23372_drw.pdf | 3 | 2 | ADAPTER,1/2 NPT TO 1.06 ORB FM, STEEL | FF63153
23375_drw.pdf | ITEM
23375_drw.pdf | 1 | 1 | SHEET,TRAY, - | 23376
23375_drw.pdf | 2 | 8 | GUSSET,TRAY, - | 23377
23375_drw.pdf | 2
23378_drw.pdf | ITEM
23379_drw.pdf | ITEM
23388_drw.pdf | 1 2 | 1 2 | GAUGE,NG LOW PRES;SW/THROTTLE PLUG XTU 2;4VREF 3395606 | 18220
23388_drw.pdf | 3 | 1 | KIT,ASCO CONN HDWR ;W/O-RING FOR 8214 280 | 22585
23388_drw.pdf | 4 | 4 | UNION,NPTF,BLAC;K2 INCH W/NUT | B150UK
23389_drw.pdf | ITEM
23389_drw.pdf | 1 | 1 | GAS TRAIN,GTA8.3 W/2, SW'S,2 SOL,& GAUGE | 23388
23391_drw.pdf | ITEM
23391_drw.pdf | 1 | 1 | MOUNT,PCC2100, - | 14788
23391_drw.pdf | 2 | 1 | PANEL,EITHER-SIDE, W/CONTROLLER MNT HOLE | 21014
23391_drw.pdf | 3 | 1 | COVER,FORMED,REAR, GEN FRAME 6 & 7 | 21015
23396_drw.pdf | ITEM
23397_drw.pdf | ITEM
23399_drw.pdf | ITEM
23399_drw.pdf | 1 | 1 | ADAPTOR,TURBO-CONN, MARMON STYLE,STEEL | 8550_MARMON
23399_drw.pdf | 2 | 1 | BELLOWS,3"OD,9"L | 23523
23399_drw.pdf | 3 | 1 | TUBE, REDUCING CONN., 3.5"ODX3.0"IDX4"L | 89184A_01
23401_drw.pdf | 1 | 34 | WELDNUT, 1/4"-20 NC, _ | 14520
23401_drw.pdf | 2 | 1 | SHEET,SIDE,CONDUIT BOX, HCI6 W/CTRL | 23402
23403_drw.pdf | ITEM
23403_drw.pdf | 1 | 4 | WELDNUT, 1/4"-20 NC, _ | 14520
23403_drw.pdf | 2 | 1 | SHEET,PCC3100/2100 | 23408
23410_drw.pdf | ITEM
23410_drw.pdf | 1 | 1 | KIT,BATTERY CABLE,6' | 10651
23410_drw.pdf | 2 | 2 | CLAMP,CSHN, 1.00 ID | 16164-16
23410_drw.pdf | 3 | 1 | CLAMP,CSHN, 0.50 ID | 16164-8
23411_drw.pdf | ITEM
23411_drw.pdf | 1 | 1 | CABLE,JUMPER, 12" | 2301-439
23411_drw.pdf | 2 | 1 | KIT,BATTERY CABLE,10' | 23392
23411_drw.pdf | 3 | 1 | KIT,BATTERY CABLE,7' | 23451
23411_drw.pdf | 4 | 5 | CLAMP,CSHN, 1.00 ID | 16164-16
23411_drw.pdf |  |  | CLAMP,CSHN, 0.50 ID | 16164-8
23411_drw.pdf |  |  |  | 23434
23411_drw.pdf |  |  |  | 23439
23413_drw.pdf | ITEM
23417_drw.pdf | ITEM
23417_drw.pdf | 1 | 1 | KIT,BATTERY CABLE,6' | 10651
23417_drw.pdf | 2
23417_drw.pdf | 3 | 1 | ENGINE TO FRAME, GTA19 | 14179
23417_drw.pdf | 4 | 3 | CLAMP,CSHN, 1.00 ID | 16164-16
23417_drw.pdf |  |  | CLAMP,CSHN, 0.50 ID | 16164-8
23417_drw.pdf |  |  | NOTES:
23417_drw.pdf |  |  | 1) CABLE INSTALLATION DRAWING TO | BE USED ON
23417_drw.pdf |  |  | GTA19 GEN-SET SUB-ASSEMBLIES | 14179, 18123
23418_drw.pdf | ITEM
23418_drw.pdf | 1 | 1 | ADAPTER, EXH. , MODIFIED, QSF2.8 DEMO | 23420
23418_drw.pdf | 2 | 1 | ELBOW, 90 DEG WELD, 2.0"PIPE, STEEL | 22249
23418_drw.pdf | 3 | 1 | PLATE, EXH. TURBO ADAPTER, QSF2.8 DEM UNIT | 23419
23418_drw.pdf | 4 | 1 | PLATE, EXH. SPACER, QSF2.8 DEMO | 23421
23418_drw.pdf |  |  | 3
23420_drw.pdf | ITEM
23420_drw.pdf | 1 | 1 | CONNECTION,EXHAUST OUTLET | 3910990
23422_drw.pdf | ITEM
23422_drw.pdf | 1 | 1 | ADAPTER, EXH. , MODIFIED, QSF2.8 DEMO | 23420
23422_drw.pdf | 2 | 1 | TUBE, EXHAUST, TURBO , DEMO TRAIL MNT | 22743
23422_drw.pdf |  |  | 2
23423_drw.pdf | ITEM
23424_drw.pdf | 1 | 1 | PLT,AIR CLEANER BR;KTBOTTOM,BADGER QSB4.5 | 23428
23424_drw.pdf | 2 | 1 | PLT,AIR CLEANER BR;KTTOP,BADGER QSB4.5 | 23429
23424_drw.pdf | document of Cummins receiver, by in confidence | NPower LLC receiving and and | and trade secret information, is the and is given to the receiver in confidence. retaining of the document accepts the that, except as authorized in writing by CUMMINS NPOWER LLC CORPORATE OFFICE 1600 BUERKLE ROAD | CUSTOM DESIGN AND UPFIT CENTER 875 LAWRENCE DRIVE
23424_drw.pdf | disclose to information | others therein, | the document or the confidential or trade (4) upon completion of the need to retain WHITE BEAR LAKE, MN WWW.CUMMINSNPOWER.COM | DEPERE, WISCONSIN
23424_drw.pdf | OTHERWISE |  | aNlPlowceorpiLeLsC andBRKT,AIR CLEANER ALL DIMENSION TOLERANCES ABREADGER QSB4.5
23424_drw.pdf | DIMENSIONS | # 1 | $MSAUCRHFIANCEEDS IMUPNEIRTISAL MUENTIRTISC DWG UNITS: DRAWN BY: RMJ | DATE: 30OCT2012
23424_drw.pdf |  |  | IN/LB/S 125 ..FXXOXXRXM ==TO-L##ERA00N..C00E31S05 FO..RXXMX T==OLE##RAN00C..E84S SCALE: 0.500 SHEET | ECO: 2012-493 DRAWING NO:
23424_drw.pdf |  |  | ..FXXAXXBX T==OLE##RAN00C..E00S6300 F..AXXBXT==OLE##RAN10C..E58S EST WEIGHT: 1.582 1 OF 1 | 23424
23425_drw.pdf | ITEM | QTY
23425_drw.pdf | 2 | 1
23427_drw.pdf | 1 | 1 | SENDER, WATER TEMPERATU;RE1/8" NPT | 8862
23427_drw.pdf | 2 | 1 | GAUGE, PRESSURE, 1/4" N;PTDPG1-2 1/2, 0-100 PSI, (WATTS) | 8892
23427_drw.pdf | 3 | 1 | VALVE, SOLENOID, 1-1/4" NPT, 24;VD1C50PSI | 12389
23427_drw.pdf | 4 | 2 | BALL VALV;E 1_1/4 NPT MALE X FEMALE | 12709
23427_drw.pdf | 5 | 2 | REGULATOR/STRAINER, 1-1/4" ;NPSTEA WATER COMPATIBLE | 13702
23427_drw.pdf | 10 | 2 | NIPPLE, 1-1/4 X 4;"BLACK IRON, W/PORT | 23426
23427_drw.pdf | 11 | 7 | NIPPLE,PLAIN PIP;E-20NPT 2.00",BLACK STEEL | 25483_0200
23427_drw.pdf | 12 | 2 | NIPPLE,PLAIN PIP;E-20NPT 4.00",BLACK STEEL | 25483_0400
23427_drw.pdf | 13 | 2 | NIPPLE,PLAIN PIP;E-20NPT 8.00",BLACK STEEL | 25483_0800
23427_drw.pdf | 14 | 2 | VALVE, 1-1/4" NPT CHE;CKVALUE ADDED: CV125 | 25504
23427_drw.pdf | 15 | 1 | VALVE, BALL, 1/4" NPT FEMALE | A042D838
23427_drw.pdf | 16 | 1 | ELBOW, 90°, 1 1/4" NPT FEMA;LBELK STEEL | B90H
23427_drw.pdf | 17 | 3 | BUSHING, REDUCING, 1 1/4" X 1/4";NPBTLK STEEL | BBHB
23427_drw.pdf | 18 | 5 | TEE,1 1/4" NP;TFEMALE,BLK STEEL | BTH
23428_drw.pdf |  |  | 0.19
23428_drw.pdf |  |  | 1.00
23428_drw.pdf |  |  | 2.00
23429_drw.pdf |  | 0.19
23430_drw.pdf |  |  | 0.19
23430_drw.pdf |  | 0.51
23432_drw.pdf | ITEM
23432_drw.pdf | 1 | 1 | TAB, CFP23E | 23341
23432_drw.pdf | 2 | 1 | TAB, COOLING LOOP, CFP23E | 23433
23452_drw.pdf | 1 2 | 1 5 | CABLE,JUMPE;R 12" EPDM RUBBER | 16164-16
23452_drw.pdf | 3 | 2 | CLAMP,CSH;N EPDM RUBBER | 16164-8
23452_drw.pdf | 4 | 1 | KIT,BATTERY CABLE,10' | 23392
23457_drw.pdf |  |  | 0.37
23458_drw.pdf | ITEM
23458_drw.pdf | 1 | 1 | ASSY,ENGINE TO FRAME, LORAM RG400 | 23647
23458_drw.pdf | 2
23458_drw.pdf | 3 | 1 | ASSY,FRAME ISOLATORS, LORAM RG400 | 23692
23458_drw.pdf | 4 | 1 | ASSY,AIR INTAKE, LORAM RG400 | 23693
23458_drw.pdf |  |  | EXHAUST, LORAM RG400 | 23698
23458_drw.pdf |  |  | RG400 | 23725
23458_drw.pdf |  |  |  | 23726
23463_drw.pdf | ITEM
23463_drw.pdf | 1 | 2 | FLANGE,EXHAUST,3", 8.8LCAC,CATALYST CONNECTION | 21640
23463_drw.pdf | 2 | 1 | TUBE,3"x16"LG,16GA, ALUMINIZED STEEL | 23462
23463_drw.pdf |  |  | (0.25)
23463_drw.pdf |  | .11
23466_drw.pdf | ITEM
23466_drw.pdf | 1 | 31 | WELDNUT, 1/4"-20 NC, _ | 14520
23466_drw.pdf | 2 | 1 | SHEET,SIDE,CONDUIT BOX, UCI274/HCI4/HCI5 W/CTRL | 23467
23476_drw.pdf | ITEM
23476_drw.pdf | 1
23476_drw.pdf | 2
23476_drw.pdf | 3 | 1 | FTG,ST,ADAPTER 1.00-18 X 1/2 NPTF, _ | 123824
23476_drw.pdf | 4 | 1 | VALVE, OIL DRAIN, 1/2-14 NPT WITH NIPPLE | A042D025
23477_drw.pdf | ITEM
23477_drw.pdf | 1
23477_drw.pdf | 2 | 1 | VALVE, OIL DRAIN, 1/2-14 NPT WITH NIPPLE | A042D025
23477_drw.pdf | 3 | 1 | ADAPTER,1/2 NPT TO 1.06 ORB FM, STEEL | FF63153
23478_drw.pdf | ITEM
23478_drw.pdf | 1
23478_drw.pdf | 2
23478_drw.pdf | 3
23478_drw.pdf | 4 | 1 | FTG,ST,ADAPTER 1.00-18 X 1/2 NPTF, _ | 123824
23478_drw.pdf |  |  | VALVE, OIL DRAIN, 1/2-14 NPT WITH NIPPLE | A042D025
23479_drw.pdf | ITEM
23479_drw.pdf | 1 | 1
23479_drw.pdf | 2 | 1
23479_drw.pdf | 3 | 1
23479_drw.pdf | 4 | 1 | FTG,ST,ADAPTER 1.00-18 X 1/2 NPTF, _ | 123824
23479_drw.pdf |  |  | VALVE, OIL DRAIN, 1/2-14 NPT WITH NIPPLE | A042D025
23480_drw.pdf | ITEM
23480_drw.pdf | 1
23480_drw.pdf | 2
23480_drw.pdf | 3
23480_drw.pdf | 4 | 1 | FTG,ST,ADAPTER 1.00-18 X 1/2 NPTF, _ | 123824
23480_drw.pdf |  |  | VALVE, OIL DRAIN, 1/2-14 NPT WITH NIPPLE | A042D025
23481_drw.pdf | ITEM
23481_drw.pdf | 1 | 1 | KIT,BATTERY CABLE,8' | 23482
23481_drw.pdf | 2 | 4 | CLAMP,CSHN, 1.00 ID | 16164-16
23481_drw.pdf | 3 | 1 | CLAMP,CSHN, 0.50 ID | 16164-8
23483_drw.pdf | ITEM
23486_drw.pdf | ITEM
23486_drw.pdf | 1 | 1 | BATTERY CABLE,KIT, 5 FOOT | A042B365
23486_drw.pdf | 2 | 2 | CLAMP,CSHN, 1.00 ID | 16164-16
23486_drw.pdf |  |  | ZIP/WIRE TIED | IN
23486_drw.pdf |  |  | THIS LOCATION.
23497_drw.pdf | ITEM
23497_drw.pdf | 1 | 1 | ASSY, SUPPORTS, ENGINE, CFP23E | 13118
23497_drw.pdf | 4 |  | ASSEMBLY, OPERATOR STATION, CFP23E | 14039
23497_drw.pdf | 5 | 1 | SYSTEM, AIR CLEANER, CFP23E | 17669
23497_drw.pdf | 6 | 1 | ASSEMBLY, CONTROL PANEL MOUNTING, CFP POWER UNITS | 21249
23497_drw.pdf | 7 | 1 | FLEX, EXHAUST, 8" FLANGE, CFP23E | 21839
23497_drw.pdf | 8 |  | COOLING LOOP, 1-1/4", 24V, RAW WATER, CFP23E | 23427
23497_drw.pdf |  |  |  | 23784
23497_drw.pdf | 11 | 1 | CONTROL ASSEMBLY, FPDP ELECTRONIC CARBON STEEL | 26764
23497_drw.pdf | 12 | 1 | ASSEMBLY, ENGINE, CFP23E-F15/25/35 | 26782
23497_drw.pdf | 13 | 1 | KIT, FUEL LINE, CFP23E | A042A380
23497_drw.pdf | 14 | 2 | CONTACTOR, MANUAL OVERIDE, 24V, PN: 535-0098, FIREPUMP | 8824-24
23497_drw.pdf | 17 |  | PAINT, SPRAY BOMB, CUMMINS RED, ES044 RAL 3001 | A15730-A12
23498_drw.pdf | ITEM
23498_drw.pdf | 1
23498_drw.pdf | 2 | 3 | NUT,HEX, 0.75-10 | 20100-075
23498_drw.pdf | 3 | 5 | LUMBER,3.50 X 6.00 X 120.00, - | 23498-01
23498_drw.pdf | 4 | 20 | LUMBER,2.00 X 6.00 X 82.00, - | 23498-02
23498_drw.pdf |  |  | LUMBER,6.00 X 8.00 X 12.00, - | 23498-03
23498_drw.pdf |  |  | 82.00, - | 23498-04
23498_drw.pdf |  |  |  | 23498-05
23502_drw.pdf | ITEM
23502_drw.pdf | 1 | 1 | ELECTRICAL ENCLOSURE ASSY., PIERCE, 175 KW | 23828
23502_drw.pdf | 2 | 1 | ENGINE / GEN. / FRAME ASSY., PIERCE, 175 KW | 24003
23502_drw.pdf | 3 | 1 | COOLANT PACKAGE ASSY, PIERCE, 175 KW | 24041
23502_drw.pdf | 4 | 1 | EXHAUST / AIR INTAKE ASSY, PIERCE, 175 KW | 24062
23502_drw.pdf |  |  | ENCLOSURE, POWER UNIT, PIERCE 175KW | 24068
23512_drw.pdf | ITEM
23512_drw.pdf |  |  | 2.0 X 0.18 A-36, 40.38 LONG | 23512-02
23512_drw.pdf | 3 | 2 | ANGLE 1.0 X 1.0 X 0.13 A-36, 4.00 LONG | 23512-03
23512_drw.pdf | 4 | 2 | PLATE STEEL 1/4 IN THK, ASTM 36 | 23512-04
23523_drw.pdf | ITEM
23526_drw.pdf | ITEM
23526_drw.pdf | 1 | 1 | HOSE, SILICONE HEATER, 3/4" ID x 23.00" | A042F073
23526_drw.pdf | 2 | 1 | HOSE, SILICONE HEATER, 3/4" ID x 19.00" | 80242GL
23526_drw.pdf | 3 | 2 | SPACER, 0.5 OD X 0.38 ID X 0.50 LG | 80242GL
23526_drw.pdf | 4 | 2 | TEE, UNION, -12 NPT | 80242GL
23526_drw.pdf | 5
23526_drw.pdf | 6
23526_drw.pdf | 7
23526_drw.pdf | 8
23526_drw.pdf | 9 | 4 | CLAMP, WORM, .69-1.25 | 14990-12
23526_drw.pdf | 10 | 1 | HEATER,COOLANT,2250W,120/240 VOLT, 150 DEGREE THERMOSTAT | 15167
23526_drw.pdf | 11 | 2 | NIPPLE, MARINE GRADE, 3/4" X 1-3/8" | 15761
23526_drw.pdf | 12 | 2 | WASHER,FLAT, M8 | 20020-M8
23526_drw.pdf | 13 | 2 | SCREW,HH, M8-1.25x40 | 20308-040
23526_drw.pdf | 14 | 1 | BRACKET, COOLANT HEATER MOUNTING, CFP9E | 23527
23531_drw.pdf | ITEM
23531_drw.pdf | 1
23531_drw.pdf | 2
23531_drw.pdf | 3
23531_drw.pdf | 4
23531_drw.pdf | 11
23531_drw.pdf | 12
23531_drw.pdf | 13
23531_drw.pdf | 14
23531_drw.pdf | 15
23535_drw.pdf | 1 | 1 | SILENCER; LORAM, QSX15 | 23701
23535_drw.pdf | 2 | 2 | KIT,GASKET,NUT,BOL;TFULL FACE FIBER,8 | 23580_800
23535_drw.pdf | 3 | 1 | ELBOW, EXHAUS;T LORAM, QSX15 | 23702
23535_drw.pdf | 4 | 1 | TUBE, EXHAUS;TLORAM, QSX15 | 23537
23535_drw.pdf | 8 | 1 | RAINCAP, HEAVY DUTY, STAINLESS ST;EEL
23535_drw.pdf | 9 | 1 | PLUG,PIPE; EXT HEX -4 NPT,STEEL | 12210-4
23535_drw.pdf | 10 | 1 | BLANKET, EXHAUST, SILENC;ERLORAM, QSX15 | 25568
23535_drw.pdf | 11 | 1 | BLANKET, EXHAUST, ELB;OWLORAM, QSX15 | 25569
23535_drw.pdf | 12 | 1 | BLANKET, EXH, FLANGE, 8.;0"LORAM, QSX15 | 25570
23535_drw.pdf | 13 | 1 | BLANKET, EXH, FLANGE, 8.0"x 6;.0L"ORAM, QSX15 | 25571
23535_drw.pdf | 14 | 1 | BLANKET, EXHAUST, ELB;OWLORAM, QSX15 | 25572
23535_drw.pdf | 15 | 1 | BLANKET, EXH., 6.0" S/R ELB. W/F;LELXORAM, QSX15 | 25573
23535_drw.pdf | 16 | 2 | CLAMP, EXHAUST, 8;"EASYSEAL, 304SS | TEC800
23535_drw.pdf | 17 | 1 | CLAMP, V BAN;DCLAMP, V BAND | 3016306
23535_drw.pdf |  |  | X -12 NPT,STEEL | 12175-16-12
23535_drw.pdf | 21 | 1 | CLAMP,HOS;E .69-1.25
23535_drw.pdf | 22 | 1 | CLIP; 1.25 ID, 3/8" HOLE, VINYL | 26963-20
23535_drw.pdf | 23 | 1 | HOSE,SILICON;E 3/4IN ID x 72.00IN LONG | A042F073
23536_drw.pdf | ITEM
23536_drw.pdf | 1 | 1 | HOSE,PARKER, 3/8" ID X 56.00" LG | 801-06
23536_drw.pdf | 2 | 1 | HOSE,PARKER, 1/2" ID X 40.50" LG | 801-08
23536_drw.pdf | 3 | 1 | HOSE,PARKER, 1/2" ID X 51.25" LG | 801-08
23536_drw.pdf | 4 | 2 | VALVE,BL -12 LK HDL, BRASS,NPTFxNPTF | 16145-12
23536_drw.pdf | 5 | 1 | VALVE,BL -8 LK HDL, BRASS,NPTFxNPTF | 16145-8
23536_drw.pdf | 6
23536_drw.pdf | 7 | 1 | TUBE, JW IN, LORAM, QSX15 RG400 | 23558
23536_drw.pdf | 8 | 1 | TUBE, JW IN, LORAM, QSX15 RG400 | 23559
23536_drw.pdf | 9 | 1 | TUBE, JW IN, LORAM, QSX15 RG400 | 23560
23536_drw.pdf |  |  | TUBE, JW OUT, LORAM, QSX15 RG400 | 23620
23536_drw.pdf |  |  | COOLING, | 23705
23536_drw.pdf |  |  | CUT TO 16.50IN LONG | A042F382
23536_drw.pdf |  |  | 84.00IN LONG | A042F382
23536_drw.pdf |  |  |  | 801-10
23536_drw.pdf |  |  |  | 801-10
23540_drw.pdf | 1 | 1 | HEXAG;ON-2 NPT X -2 NPT,STEEL | 12164-2-2
23540_drw.pdf | 2 | 1 | PLUG,PIPE; INT HEX -2 NPT,STEEL | 12212-2
23540_drw.pdf |  |  | JIC X -2 FNPT,STEEL | 12230-4-2
23540_drw.pdf | 6 |  | T-BOL;T
23540_drw.pdf | 7 | 4 | T-BOL;T 6.28-6.59 | 13164-0650
23540_drw.pdf | 8 | 2 | CLAMP, T-BOL;T 7.28-7.59 | 13164-0750
23540_drw.pdf | 9 | 1 | CLAMP, T-BOL;T 7.75-8.06 | 13164-0800
23540_drw.pdf | 10 | 1 | CLAMP, T-BOL;T 8.25-8.56 | 13164-0850
23540_drw.pdf | 11 | 1 | BUSHING,REDUCING PI;PE-4 NPT X -2 FNPT,BRASS | 14783-4-2
23540_drw.pdf | 12 |  | CLAMP,HOS;E 2.81 - 3.75 WORM | 14990-52
23540_drw.pdf |  |  | WOR;M 5/16" BAND | 14992-04
23540_drw.pdf | 16
23540_drw.pdf | 17 |  | INDICATOR,RESTRICTI;ONSWITCHED N/C | 25092
23540_drw.pdf | 18 | 1 | HOSE REDUCE;R8.0"ID x 7.0"ID | 25165
23540_drw.pdf | 19 | 1 | ELBOW, COBRA, 90 D;EG7.00 x 6.00 | 25166
23540_drw.pdf | 20 | 1 | TUBE, AIR INTAKE, AIR FILT;ELRORAM | 25167
23540_drw.pdf | 21 | 1 | AIR INTAKE, TUR;BOLORAM | 25168
23540_drw.pdf | 22 |  | AIR INTAKE SUPT, UPP;ELRORAM | 25178
23540_drw.pdf |  |  | AIR INTAKE SUPT, LOW;ELRORAM | 25179
23540_drw.pdf | 26 |  | HOSE,
23540_drw.pdf | 27 |  | HOSE, 5.50" X 6.00" | 3316622-S
23540_drw.pdf | 28 |  | HOSE; 5.50" X 6.00" | 3316612S
23540_drw.pdf | 29 | 3 | CLAMP, n 8.50" T-BOLT | 3316664S
23540_drw.pdf | 30 |  | U-BOLT CLAM;P 6.0" | 89560K
23540_drw.pdf | 31 |  | INTAKE BONNE;TW/ WORM CLAMP | H001053
23540_drw.pdf | 32 |  | CLEANER MOUNTI;NG18" | H770037
23540_drw.pdf | 33 |  | 16GA, 7.00IN ;ODALUMINZED | P206851
23540_drw.pdf |  |  |  | P207369
23543_drw.pdf | ITEM
23543_drw.pdf | 1 | 2 | CLAMP, U-BOLT, 1.63" OD, ZINC PLATED STEEL, 5/16"-18 | UAN0C42A562
23543_drw.pdf | 2 | 1 | VALVE-SOLENOID | 307-2885
23543_drw.pdf | 3 | 1 | ELBOW,1-1/4NPT,45DEG, BLACK PIPE | 22799
23543_drw.pdf | 4 | 1 | REGULATOR,NG/PV, MAXITROL RV61,1-1/4NPT | 23469
23543_drw.pdf |  |  | VENT,CAP,1/8NPT, GRAINGER 1EJT5 | 23471
23543_drw.pdf | 11 | 1 | UNION,
23543_drw.pdf | 12 | 1 | ELBOW,STREET1-1/4NPT,
23544_drw.pdf | IITTEEMM
23544_drw.pdf | 11 | 22 | CCLLAAMMPP,, UU--BBOOLLTT,, 11..6633"" OODD,, ZZIINNCC PPLLAATTEEDD SSTTEEEELL,, 55//1166""--1188 | UUAANN00CC4422AA556622
23544_drw.pdf | 22 | 11 | CCLLAAMMPP,,MMUUFFFFLLEERR,,11..5500 NNOOMM,, 55//1166--1188 TTHHDD | 00115555--11223399
23544_drw.pdf | 33 | 11 | SSOOLLEENNOOIIDD VVAALLVVEE KKIITT | 330077--22889900
23544_drw.pdf | 44 | 11 | SSWWIITTCCHH--LLOOWW__PPRREESSSSUURREE,, 33"" WWCC CCLLOOSSEE OONN DDEECCRREEAASSEE | 330099--00666699--0011
23544_drw.pdf |  |  | EELLBBOOWW,, 9900°°,, 11"" NNPPTTFF,, BBLLKK IIRROONN | LLTTLL--EE119900
23544_drw.pdf |  |  | BBLLAACCKK PPIIPPEE | 2222779999
23544_drw.pdf |  |  |  | 2222999999
23545_drw.pdf | ITEM
23545_drw.pdf | 1 | 1 | KIT,8.8L,LIQUID(LP), VAPORIZER,PSI#39300123 | 23229
23545_drw.pdf | 2 | 1 | HOSE, FUEL 3/4"ID, 24"LONG | 26601
23545_drw.pdf | 3 | 1 | CLAMP, U-BOLT, 1.63" OD, ZINC PLATED STEEL, 5/16"-18 | UAN0C42A562
23545_drw.pdf | 4 | 1 | FITTING, TUBE, 3/4", BENT-TUBE,5/8"DIA | A042F244
23545_drw.pdf |  |  | SOLENOID VALVE KIT | 307-2890
23545_drw.pdf | 11
23545_drw.pdf | 12 | 1 | CLAMP, WORM, .56-1.06
23545_drw.pdf | 13 | 2 | CLAMP, WORM, .81 - 1.50
23545_drw.pdf | 14 | 1 | CLAMP,CSHN, 1.13 ID | 16164-18
23545_drw.pdf | 15
23545_old_drw.pdf | BITEM
23545_old_drw.pdf | 1
23545_old_drw.pdf | 2 | 1 | KIT,8.8L,LIQUID(LP), VAPORIZER,PSI#39300123 | 23229
23545_old_drw.pdf | 3 | 1 | CLAMP,MUFFLER,1.50 NOM, 5/16-18 THD | 0155-1239
23545_old_drw.pdf | 4 | 1 | SOLENOID VALVE KIT | 307-2890
23545_old_drw.pdf | 5
23545_old_drw.pdf | 6
23545_old_drw.pdf |  |  | 1.13 ID | 16164-18
23545_old_drw.pdf |  |  | LIQUID PROPANE | 23027
23545_old_drw.pdf |  |  |  | 23226
23545_old_drw.pdf |  |  |  | 23228
23545_old_drw.pdf |  |  |  | 23471
23546_drw.pdf | NITEM
23546_drw.pdf | 1 | 1 | KIT,8.8L,LIQUID(LP), VAPORIZER,PSI#39300123 | 23229
23546_drw.pdf | 2 | 2 | CLAMP, U-BOLT, 1.63" OD, ZINC PLATED STEEL, 5/16"-18 | UAN0C42A562
23546_drw.pdf | 3 | 1 | FITTING, TUBE, 3/4", BENT-TUBE,5/8"DIA | A042F244
23546_drw.pdf | 4 | 1 | SOLENOID VALVE KIT | 307-2890
23546_drw.pdf | 5 | 1 | SWITCH-LOW_PRESSURE, 3" WC CLOSE ON DECREASE | 309-0669-01
23546_drw.pdf | 6
23546_drw.pdf |  |  |  | 14990-10
23546_drw.pdf |  |  |  | 14990-16
23546_drw.pdf |  |  |  | 22999
23548_drw.pdf | 1 2 | 2 2 | VALVE-SOLENOI;D STREET PI;PE90DEG -6 NPT X -4 FNPT,S | 12195-6-4
23548_drw.pdf | 3 | 1 | NIPPLE,PLAIN HEXAG;ON-4 NPT X -4 NPT,BRASS | 12529-4-4
23548_drw.pdf | 4 | 2 | CONNECTOR,MAL;E -6 FLR X -4 NPT,BRASS | 12553-6-4
23549_drw.pdf | ITEM
23549_drw.pdf | 1
23549_drw.pdf | 2 | 1 | OIL LEVEL REGULATOR, REN RN24006 | RN24006
23549_drw.pdf | 3 | 1 | HOSE,1/2",PUSH-LOC, PARKER 801,24" LONG | 801-8_23549
23549_drw.pdf | 4
23549_drw.pdf | 11 | 8
23549_drw.pdf | 12 | 2 | SCREW,HH, M10-1.50x40
23549_drw.pdf | 13 | 1 | BRKT,OIL-RESERVOIR, PORTABLE COMPRESSOR
23549_drw.pdf | 14 | 1 | PLT,BACKING,OIL-RES, PORTABLE COMPRESSOR | 23542
23549_drw.pdf | 15 | 1 | BRKT,OIL-LVL-VALVE, WORKS WITH KIT RN24006 | 23666
23549_drw.pdf |  |  |  | FA60204-1
23561_drw.pdf | ITEM
23561_drw.pdf |  | 21.28
23561_drw.pdf |  |  | 2.00 4.28
23561_drw.pdf |  |  | 3/8-16UNC - 2B TAP 0.260
23561_drw.pdf |  |  | 5/16DRILL (0.313) 0.260 -(2 | ) HOLE
23561_drw.pdf |  | 7.26
23562_drw.pdf | ITEM
23563_drw.pdf | ITEM
23564_drw.pdf | ITEM
23564_drw.pdf |  | A
23565_drw.pdf | ITEM
23566_drw.pdf | ITEM
23567_drw.pdf | ITEM
23568_drw.pdf | ITEM
23569_drw.pdf | ITEM
23570_drw.pdf | ITEM
23570_drw.pdf | 6X | 0.75
23571_drw.pdf | ITEM
23572_drw.pdf | ITEM
23572_drw.pdf |  |  | 0.10
23573_drw.pdf | ITEM
23574_drw.pdf | ITEM
23575_drw.pdf | ITEM
23576_drw.pdf | ITEM
23577_drw.pdf | ITEM
23577_drw.pdf | 1 | 1 | TUBE,2" SQ STRL, .25,21.5"L, TAPED 3/8 HOLES | 23483
23577_drw.pdf | 2 | 1 | TUBE,2X4 STRL, .25,65.53"L, TAPED 3/8 HOLES | 23561
23577_drw.pdf | 3 | 2 | BRKT,ENGINE MOUNT, PIERCE 20KW | 23562
23577_drw.pdf | 4 | 2 | BRKT,GEN HOUSING, PIERCE 20KW | 23563
23577_drw.pdf |  |  | CHANEL,GEN HOUSING, PIERCE 20KW | 23564
23577_drw.pdf |  |  | 20KW | 23565
23577_drw.pdf |  |  |  | 23566
23577_drw.pdf | 11 | 1 | TUBE,2"
23577_drw.pdf | 12 | 1 | TUBE,2" SQ STRL, .25,69.53"L,
23577_drw.pdf | 13 | 1 | TUBE,2" SQ STRL, .25,69.53"L, TAPPED 3/8 HOLES
23577_drw.pdf | 14 | 1 | TUBE,2" SQ STRL, .25,21.50"L, TAPPED 3/8 HOLES | 23585
23577_drw.pdf | 15 | 1 | TUBE,2" SQ STRL, .25,29.75"L, TAPPED 3/8 HOLES,.56 | THRU23586
23578_drw.pdf | ITEM
23582_drw.pdf | ITEM
23583_drw.pdf | ITEM
23583_drw.pdf |  |  | 6.07
23583_drw.pdf |  |  | 2X
23584_drw.pdf | ITEM
23584_drw.pdf |  |  | 6.88 1.79
23584_drw.pdf |  |  | TYP
23584_drw.pdf |  | 3/8-16UNC | - 2B TAP 0.260
23584_drw.pdf | (0.313) | (0.313) | 0.260 -(3 ) HOLE
23585_drw.pdf | ITEM
23585_drw.pdf |  |  | 2.00
23586_drw.pdf | ITEM
23587_drw.pdf | ITEM
23588_drw.pdf | ITEM
23588_drw.pdf | 3/8-16UNC | - | 2B TAP 0.260
23588_drw.pdf | (0.313) |  | -(1 ) HOLE
23588_drw.pdf |  |  | 1.02
23588_drw.pdf |  |  | 7.41
23589_drw.pdf | ITEM
23589_drw.pdf |  |  | 7.94
23589_drw.pdf |  |  | 3X 1.00
23590_drw.pdf | 1 | 1 | BASE, POWER UNIT, - | 18810
23590_drw.pdf | 2
23590_drw.pdf | 3 | 2 | ASSY, ENG MNT, FH9170 , QSC-300 | 7873
23590_drw.pdf | 4 | 1 | ENGINE, QSC8.3 T3, NORDCO | 201211270097
23590_drw.pdf | 5 | 1 | BRACKET,ALTERNATOR MOUNT, - | 13373
23590_drw.pdf | 6 | 2 | SPACER,FAN PILOT | 3910129
23590_drw.pdf | 7
23590_drw.pdf | 8 | 1 | FAN, 28 IN. DIA, SUCTION, ACS 440100-28 | 23591
23590_drw.pdf | 9 | 1 | RADIATOR, GEN. THERMAL DYNAMICS, - | 3124C
23590_drw.pdf | 10 | 1 | ENCLOSURE, NORDCO QSC-300 POWER UNIT, NORDCO | 15355
23590_drw.pdf | 11 | 1 | WINTERFRONT, CANVAS, NORDCO | 9251
23590_drw.pdf | 12 | 1 | PETCOCK. 1/2" NPT MALE, - | B-11197
23590_drw.pdf | 13 | 1 | BRKT, RADIATOR , SUPT LH | 18571
23593_drw.pdf | ITEM
23593_drw.pdf | (0.313 | ) | 0.250 -(2 ) HOLE
23593_drw.pdf | 6.83
23594_drw.pdf | ITEM
23595_drw.pdf | ITEM
23596_drw.pdf | ITEM
23597_drw.pdf | ITEM
23597_drw.pdf | 1 | 1 | PANEL,BOTTOM,FAN SHROUD, PIERCE 20KW | 23598
23597_drw.pdf | 2 | 1 | PLATE,FAN SHROUD TOP, PIERCE 20KW | 23599
23597_drw.pdf | 3 | 1 | PANEL,FAN SHROUD, PIERCE 20KW | 23600
23597_drw.pdf | 4 | 1 | PLATE,FAN SHROUD, PIERCE 20KW | 23601
23597_drw.pdf |  |  | 4
23597_drw.pdf |  |  | 1 2
23597_drw.pdf |  |  | 1
23598_drw.pdf | ITEM
23599_drw.pdf | ITEM
23600_drw.pdf | ITEM
23601_drw.pdf |  | R0.10
23604_drw.pdf | 1 | 1 | FUEL,FILL NECK, PIERCE 20KW | FUEL_FILL
23604_drw.pdf | 2 | 1 | TANK,FUEL, PIERCE 20KW | PIERCE_20KW_FUEL_TANK
23604_drw.pdf | 5
23604_drw.pdf | 6 | 1 | FTG,FUEL TANK VENT, 30 SCFH | 22193
23604_drw.pdf | 7 | 1 | PLUG,9/16-18,HEX-SOCKET, ORING SEAL | 4835K45
23604_drw.pdf | 8 | 1 | CAP, FUEL, - | FUEL_CAP
23604_drw.pdf | 9 | 2 | BRKT,FUEL TANK, PIERCE 20KW | PIERCE_20KW_BRKT_FUEL
23604_drw.pdf | 12 | 1 | TUBE,RETURN, PIERCE 20KW | PIERCE_RETURN_TUBE
23604_drw.pdf |  |  | 5
23604_drw.pdf |  |  | 6 1
23604_drw.pdf |  |  | 1
23604_drw.pdf |  |  | 4
23604_drw.pdf |  |  | 1
23604_drw.pdf | 3
23604_drw.pdf | 1
23604_drw.pdf |  |  | 10
23607_drw.pdf | ITEM
23608_drw.pdf |  |  | NOT SHOW VISIBLE SIRGENDSOORF
23608_drw.pdf |  | SLAG/FLUX | RESIDUES SHALL BE REWMEOLVDED.
23608_drw.pdf |  |  | TO NORMAL VIEWEINND THE
23608_drw.pdf | TO | MINIMUM | OF SSPC-SP6 OR SA21/O2X.IDAITFION
23608_drw.pdf | APPLICATION | APPLICATION | OF EPOXY PRIMER 04488TWHEEP-S4U,RFACE
23608_drw.pdf |  | VISUAL | STANDARD. SURFACE DREEFVEECATLSED BY
23608_drw.pdf | PERFORMED |  | ABRASIVE BLASTING.
23608_drw.pdf | TO | ENSURE | COMPLETE DRYING IN CRSEEVAIMCSE,S,
23608_drw.pdf |  |  | PAINTING.
23608_drw.pdf |  | BLENDING.
23608_drw.pdf | 2-24 | HOURS
23608_drw.pdf | FILM | HOURS
23609_drw.pdf | ITEM
23609_drw.pdf | 1 | 1 | BELLOWS,2"ID,8"L | 23610
23609_drw.pdf | 2 | 1 | EXHAUST,90,, PIERCE 20KW | 23611
23609_drw.pdf | 3 | 1 | EXHAUST,REDUCER, 2.5"OD X 2"ID NELSON | 89180A
23609_drw.pdf |  |  | 2
23610_drw.pdf | ITEM
23611_drw.pdf | ITEM
23612_drw.pdf | ITEM
23612_drw.pdf | 1 | 1 | BRKT,FUEL FILTER, PIERCE 20KW | 23612
23612_drw.pdf | 2
23612_drw.pdf |  |  | .13
23613_drw.pdf | ITEM
23614_drw.pdf | ITEM
23615_drw.pdf | ITEM
23615_drw.pdf | 1 | 1 | FLANGE,2" ANSI 125/150#, - | 23607
23615_drw.pdf | 2 | 1 | EXHAUST,CONNECTORS, 2"OD X 2"ID NELSON | 89249A
23616_drw.pdf | ITEM
23616_drw.pdf | 1 | 1 | PLATE,FRONT ENGINE MOUNT, - | 23617
23616_drw.pdf | 2 | 2 | GUSSET,FRONT ENGINE MOUNT, - | 23618
23616_drw.pdf | 3 | 1 | PLATE,FRONT ENGINE MOUNT, - | 23619
23616_drw.pdf | 4 | 1 | PLATE,FRONT ENGINE MOUNT, - | 25450
23616_drw.pdf |  |  | PLATE,FRONT ENGINE MOUNT, - | 25451
23624_drw.pdf | ITEM
23624_drw.pdf | 1 | 1 | SUB-BASE (ROTATED ISOLATORS), LORAM, QSX15 | 26394
23624_drw.pdf | 2 | 1 | ENGINE,QSX15, LORAM | 201864
23624_drw.pdf | 3 | 2 | ISOLATOR, TECH PRODUCTS, 60043 | 23625
23624_drw.pdf | 4
23624_drw.pdf |  |  | VALVE, OIL DRAIN, 3/4-14 NPT WITH NIPPLE | A042D567
23624_drw.pdf | 11 | 1 | HOSE,
23624_drw.pdf | 12 | 4 | WASHER, SNUBBING, TECH
23624_drw.pdf | 13 | 2 | ISOLATOR, TECH PROD, 52012-65
23624_drw.pdf | 14
23624_drw.pdf | 15 | 1 | SAMPLE PORT, 1/8 INCH NPT | 3318169-S
23631_drw.pdf | ITEM | QTY
23631_drw.pdf | 1 | 1 | ASSEMBLY, COOLANT HEATER, 3KW ADJ VOLTAGE, CFP15E | 10849
23631_drw.pdf | 4 | 1 | ASSY, FRT ENG SUPT, CFP15E RADIATOR COOLED | 17259
23631_drw.pdf | 5
23631_drw.pdf | 6 | 1 | ENGINE,QSX15-G9,755HP,TIER 3, RAD. COOLER, CFP15 F50-F70 | 18197
23631_drw.pdf | 7 | 1 | ASSY, GUARDING CFP15E, RAD. COOLED, HD AIR CLEANER | 18200
23631_drw.pdf | 8 | 1
23631_drw.pdf | 10 | 1 | KIT, CFP15E FUEL LINE, RAD COOLED | 21086
23631_drw.pdf | 11 | 1 | KIT, WIRE HARNESS, CFP5E | 21228
23631_drw.pdf | 12
23631_drw.pdf | 13 | 1 | ASSY, OP STATION, HD MID MOUNT AIR CLEANER, CFP15E | 22643
23631_drw.pdf | 14 | 1 | CRATE, SHIPPING, MILANTRACTOR | A042C857
23631_drw.pdf | 17 | 1 | VALVE, OIL DRAIN, M27-2.0 WITH NIPPLE | 13215
23631_drw.pdf | 18 | 2 | BRACKET, REAR LEG, CFP15E | 13486
23631_drw.pdf | 19 | 1 | ELBOW, FLEX, 90° FLARED x FLANGE, 6" TURBO, GTE #10-761-618 | 13572
23631_drw.pdf | 20 | 1 | KIT, BATTERY CABLES, CFP8.3, 5E, 7E, 15E | 16231
23638_drw.pdf | 1 | 1 | LOUVER,CONDUIT BOX, UCI274/HCI4/HCI5 | 17310
23638_drw.pdf | 2 | 1 | PANEL,RR,CONDUIT BOX, UCI274/HCI4/HCI5 | 18319
23638_drw.pdf | 3 | 2 | PANEL,SIDE,CONDUIT BOX, UCI274/HCI4/HCI5 | 18324
23638_drw.pdf | 4 | 1 | FRNT,CONDUIT BOX, GTA855 UCI274 | 23967
23638_drw.pdf | 5 | 1 | ASM,SIDE,CONDUIT-BOX, UCI274/HCI4/HCI5 | 23969
23638_drw.pdf | 6 | 1 | ASM,SIDE,CONDUIT-BOX, HCI2/4/5 W/3X CONTROL | 24214
23638_drw.pdf | 7 | 1 | PANEL,TOP,CONDUIT BOX, UCI274,HCI4,HCI5 | 13694
23638_drw.pdf | 8 | 1 | SEAL,BULB,UL RECOGNIZED, 84 INCHES LONG | 14456_084
23638_drw.pdf | 9 | 2 | PLATE,CABINET, UCI274 | 14792
23638_drw.pdf | 10 | 1 | PLATE,COVER, - | 17356
23638_drw.pdf | 11 | 2 | BRKT,CONDUIT BOX, - | 17393
23638_drw.pdf | 12 | 2 | BRKT,CONDUIT BOX, - | 17394
23638_drw.pdf | 13 | 1 | COVER, LOWER FRONT, UCI274 | 18788
23639_drw.pdf | ITEM
23639_drw.pdf | 1 | 1 | LUG,4/0x3/8"HOLE, COPPER,CRIMP | AF13440
23639_drw.pdf | 2 | 1 | LUG,4/0x1/2"HOLE, COPPER,CRIMP | AF13441
23639_drw.pdf | 3 | 1 | CABLE,4/0x22"LONG, - | AG-WC4-0_001
23641_drw.pdf | ITEM
23641_drw.pdf | 1 | 6 | WELDNUT, 1/4"-20 NC, _ | 14520
23641_drw.pdf | 2 | 1 | ANGLE,GUARD MOUNT, - | 23642
23641_drw.pdf | 3 | 1 | ANGLE,GUARD MOUNT, - | 23643
23641_drw.pdf | 4 | 1 | ANGLE,GUARD MOUNT, - | 23644
23646_drw.pdf | ITEM | QTY
23646_drw.pdf | 1 | 1 | EXHAUST,L 90 HALF MARMON, 6" 125# ANSI FLANGE | 9514-09
23646_drw.pdf | 4 | 1 | KIT, SENSOR & ADAPTER, CFP15E | 15604
23646_drw.pdf | 5 | 1 | ASSEMBLY, SECONDARY ECM, CFP15E | 15617
23646_drw.pdf | 6 | 1 | ASSY, FRT ENG SUPT, CFP15E RADIATOR COOLED | 17259
23646_drw.pdf | 7 | 1 | TUBE, CAC, TURBO SIDE, CFP15E FIREPUMP | 17261
23646_drw.pdf | 8
23646_drw.pdf | 10 | 1 | ENGINE, QSX15, 575HP,TIER 3, RADIATOR COOLED | 18142
23646_drw.pdf | 11 | 1 | ASSY, GUARDING CFP15E, RAD. COOLED, HD AIR CLEANER | 18200
23646_drw.pdf | 12 | 1 | ASSEMBLY, FUEL VALVE AND BYPASS | 18501
23646_drw.pdf | 13 | 1 | ASM, FUEL GAUGES, CFP15E LH CONTROLS | 19840
23646_drw.pdf | 14 | 1 | BRACKET, DPEM LOWER MTG, CFP15E | 19850
23646_drw.pdf | 17 | 1 | KIT, WIRE HARNESS, CFP5E | 21228
23646_drw.pdf | 18 | 1 | ASSEMBLY, ACCESSORY MOUNTING, CFP15E | 21282
23646_drw.pdf | 19
23646_drw.pdf | 20 | 1 | U-BOLT 4.5", McMASTER-CARR 3042T39 | 21357
23646_drw.pdf | 23 | 1 | ASSEMBLY, OIL/AIR TEMPERATURE | 21477
23646_drw.pdf | 24 | 1 | ASSEMBLY, CFP15E FRAME MOUNTED, DUPLEX LUBE OIL FILTER | 21628
23646_drw.pdf | 25
23646_drw.pdf | 26 | 1 | ASSEMBLY, DPEM AND HARNESS, GEN I | 21662
23647_drw.pdf | 1 | 1 | FRAME,LORAM RG400 ; QSK50 | 23648
23647_drw.pdf | 2 | 4 | ISOLATOR,FAILSAFE; RA1800B | 24849
23647_drw.pdf | 3 | 1 | BRKT,FRONT ENGINE MOUNT ; LORAM RG400 | 23616
23647_drw.pdf | 4 | 1 | BRKT,GUARD MOUNT ; LORAM RG400 | 23641
23647_drw.pdf | 5 | 1 | GUARD,DAMPER; LORAM RG400 | 23651
23647_drw.pdf | 6 | 1 | COVER,DAMPER GUARD ; LORAM RG400 | 23653
23647_drw.pdf | 7 | 1 | PLUG,HOLE,2.44-2.53 DIA ; RECESSED BUTTON
23647_drw.pdf |  |  |  | 23659
23647_drw.pdf | 12 | 1 | COVER,ALTERNATOR GUARD ; LORAM RG400 | 23663
23647_drw.pdf | 13 | 1 | WASHER,PLAIN | 67946
23647_drw.pdf | 14 | 1 | FTG,ST,ADAPTER 1.00-18 X 1/2 NPTF ; _ | 123824
23647_drw.pdf | 15 | 1 | ELBOW,REDUCING STREET PIPE ; 90DEG -8 NPT X -12 FNPT,S | 12195-8-12
23647_drw.pdf | 16 | 1 | VALVE, OIL DRAIN; 3/4-14 NPT WITH NIPPLE | A042D567
23647_drw.pdf | 17 | 1 | BRKT,CLIP; - | 25087
23647_drw.pdf | 18 | 1 | CLAMP,CSHN; EPDM RUBBER | 16164-18
23647_drw.pdf | 19 | 1 | FITTING,BULKHEAD ; -12 JIC X -12 FNPT,STEEL | 12230-12-12
23647_drw.pdf | 20 | 1 | COUPLING,PLAIN HOSE; -12 BEAD X -12 NPT,BRASS | 12545-12-12
23647_drw.pdf | 21 | 1 | CAP,PIPE; EXT HEX -12 JIC,STEEL | 12296-12
23647_drw.pdf | 22 | 1 | HOSE,PARKER; 3/4" ID X 30.00" LG | 811-12_010
23647_drw.pdf | 27 | 4 | CLAMP,BATTERY,MARINE ; NEGATIVE | 26746
23647_drw.pdf | 28 | 4 | CLAMP,BATTERY,MARINE ; POSITIVE | 26747
23647_drw.pdf | 29 | 4 | BRKT, BATTERY HOLD DOWN ; LORAM RG400 | 24997
23647_drw.pdf | 30 | 4 | COVER,BATTERY HOLD DOWN; LORAM RG400 | 24996
23647_drw.pdf | 31 | 1 | BRKT,DISCONNECT MOUNT ; LORAM RG400 | 24973
23647_drw.pdf | 32 | 2 | MASTER DISC. SWITCH ; - | 75907
23647_drw.pdf | 33 | 2 | KIT LOCKING LEVER; - | 24505
23647_drw.pdf | 34 | 2 | SAMPLE PORT; 1/8 INCH NPT | 3318169-S
23647_drw.pdf | 35 | 1 | ELBOW,PLAIN STREET PIPE; 90DEG -2 NPT X -2 FNPT,S | 12195-2-2
23647_drw.pdf | 36 | 2 | CLAMP,HOSE; .69-1.25 WORM | 14990-12
23647_drw.pdf | 37 | 8 | PLUG,PIPE; EXT HEX -6 NPT,STEEL | 12210-6
23648_drw.pdf | ITEM
23648_drw.pdf | 1 | 10 | PLATE,PIN, - | 19595
23648_drw.pdf | 2 | 10 | PIN,RETAINER, - | 19596
23648_drw.pdf | 3 | 2 | PLATE,MOUNT, - | 19603
23648_drw.pdf | 4 | 4 | GUSSET,MOUNT, - | 19604
23648_drw.pdf |  |  | PLATE,FRAME, - | 19771
23648_drw.pdf |  |  |  | 24863
23648_drw.pdf | 11 | 1
23648_drw.pdf | 12 | 1 | BEAM,GENERATOR,FRNT, -
23648_drw.pdf | 13 | 1 | BEAM,GENERATOR,REAR, -
23648_drw.pdf | 14 | 1 | PLATE,FRONT, - | 24870
23648_drw.pdf | 15 | 1 | PLATE,RADIATOR SUPPORT, - | 24871
23651_drw.pdf | ITEM
23651_drw.pdf | 1 | 10 | WELDNUT, 1/4"-20 NC, _ | 14520
23651_drw.pdf | 2 | 1 | SHEET,DAMPER GUARD, - | 23652
23654_drw.pdf | ITEM
23654_drw.pdf | 1 | 2 | WELDNUT, 1/4"-20 NC, _ | 14520
23654_drw.pdf | 2 | 1 | SHEET,ALT MOUNT, - | 23655
23657_drw.pdf | ITEM
23657_drw.pdf | 1 | 1 | WELDNUT, 1/4"-20 NC, _ | 14520
23657_drw.pdf | 2 | 1 | SHEET,ALT MOUNT, - | 23658
23657_drw.pdf |  |  | 1.63
23659_drw.pdf | ITEM
23659_drw.pdf | 1 | 10 | WELDNUT, 1/4"-20 NC, _ | 14520
23659_drw.pdf | 2 | 1 | SHEET,ALTERNATOR GUARD, - | 23660
23661_drw.pdf | ITEM
23661_drw.pdf | 1 | 4 | WELDNUT, 1/4"-20 NC, _ | 14520
23661_drw.pdf | 2 | 1 | GUARD,ALTERNATOR, LORAM RG400 | 23662
23664_drw.pdf | ITEM
23664_drw.pdf | 1 | 1 | TUBE,CLEAR TYGON, 3/16 ID X 4.00 IN LG | 21156
23664_drw.pdf | 2 | 1 | ASSY, GENERATOR CABINET, LORAM | 24672
23664_drw.pdf | 3 | 2 | ASSY,GEN AIR FILTER, | 24688
23664_drw.pdf | 4 | 1 | ASSY,GEN AIR FILTER, QST30 | A042A100
23664_drw.pdf |  |  | GASKET,FOAM,0.12 X 1-1/4" WIDE, BULK (FOOT) | 26914
23664_drw.pdf | 11
23664_drw.pdf | 12 | 1 | GASKET,RUBBER, LORAM RG400
23665_drw.pdf | 1 | 1 | HOSE,PARKER, 3/8" ID X 24.00" LG | 801-06
23665_drw.pdf | 2 | 1 | HOSE,PARKER, 3/8" ID X 42.00" LG | 801-06
23665_drw.pdf | 3 | 1 | HOSE,PARKER, 3/8" ID X 35.00" LG | 801-06
23665_drw.pdf | 4 | 1 | HOSE,PARKER, 3/8" ID X 40.00" ID | 801-06
23665_drw.pdf | 5 | 1 | HOSE,PARKER, 3/8" ID X 108.00" LG | 801-06
23665_drw.pdf | 6 | 1 | VALVE,BL -12 TEE HDL, BRASS,NPTFxNPTF | 18855-12
23665_drw.pdf | 7 | 2 | VALVE,BUTTERFLY,3" FLANGE, - | 19167
23665_drw.pdf |  |  |  | 24500
23671_drw.pdf | ITEM
23671_drw.pdf | 1 | 1 | HOSE, PARKER, 0.25 ID X 32.50 | 801-04-22
23671_drw.pdf | 2 | 1 | HOSE, PARKER, 0.38 ID X 19.00 | 801-06-44
23671_drw.pdf | 3
23671_drw.pdf | 4
23671_drw.pdf |  |  | 1
23673_drw.pdf | ITEM
23673_drw.pdf | 1 | 1 | BRACKET, COOLANT HEATER SUPPORT, CFP15E | 23674
23673_drw.pdf | 2 | 1 | BRACKET, CONTACTOR MOUNTING, CFP15E | 23675
23673_drw.pdf | 3 | 2 | GUSSET, COOLANT HEATER, CFP15E | 23682
23673_drw.pdf |  |  |  | 3
23676_drw.pdf | 1 | 2 | CHANNEL, SIDE | 23684
23676_drw.pdf | 2 | 2 | CHANNEL, END | 23685
23676_drw.pdf | 3 | 1 | SUPPORT, FRONT ENGINE | 23686
23676_drw.pdf | 4 | 1 | SUPPORT, REAR ENGINE | 23687
23676_drw.pdf | 5 | 2 | GUSSET, PUMP MOUNT | 23688
23676_drw.pdf | 6 | 1 | FRONT, PUMP MOUNT | 23689
23676_drw.pdf | 7 | 1 | REAR, PUMP MOUNT | 23690
23676_drw.pdf | 8 | 4 | GUSSET, ENGINE BRACE | 23691
23676_drw.pdf | 9 | 6 | GUSSET, ENGINE MOUNT | 23694
23676_drw.pdf | 10 | 2 | MOUNT, RADIATOR | 23695
23676_drw.pdf | 11 | 2 | PLATE, RADIATOR MOUNTING | 23696
23676_drw.pdf | 12 | 2 | BRACE, RADIATOR SUPPORT | 23697
23676_drw.pdf | 13 | 4 | BRACKET, LIFTING, 10" CHANNEL | A042G991
23677_drw.pdf | 1 | 1 | TUBE, LOWER, COOLANT HEATER, QSX15-C | 18153
23677_drw.pdf | 2 | 1 | BRACKET, COOLANT HEATER/CONTACTOR, CFP15E | 23673
23677_drw.pdf | 3 | 1 | HOSE,1.00IN IDX36IN,SILICONE, CUT TO 30 INCHES LONG | A042F061
23677_drw.pdf | 4 | 2 | CONTACTOR, MANUAL OVERIDE, CFP | 8824
23677_drw.pdf | 5 | 3 | SPACER, MOUNTING, SECONDARY ECM | 8824
23677_drw.pdf | 6 | 1 | HEATER, COOLANT, 3KW, ADJ. VOLT, WATLOW 3-10-42-5PA | 11577
23677_drw.pdf | 7
23677_drw.pdf | 8
23677_drw.pdf | 9 | 1 | UNION, -12 NPT | 11577
23681_drw.pdf | ITEM | QTY
23681_drw.pdf | 1 | 1 | EXHAUST,L 90 HALF MARMON, 6" 125# ANSI FLANGE | 9514-06
23681_drw.pdf | 4 | 1 | SHROUD, INTAKE, CFP15E | 11715
23681_drw.pdf | 5 | 1 | ASSEMBLY, SHAFT GUARD, TELESCOPING, SIZE 1-XL, SHORT COUPLED | SHAF1T4156
23681_drw.pdf | 6 | 1 | ASSEMBLY, OPERATOR STATION, CFP15E | 15484
23681_drw.pdf | 7 | 1 | KIT, SENSOR & ADAPTER, CFP15E | 15604
23681_drw.pdf | 8 | 1
23681_drw.pdf | 10 | 1 | TUBE, CAC, TURBO SIDE, CFP15E FIREPUMP | 17261
23681_drw.pdf |  | 1 | ENGINE, QSX15, 575HP,TIER 3, RADIATOR COOLED | 18142
23681_drw.pdf | 13 | 1 | ASSY, GUARDING CFP15E, RAD. COOLED, HD AIR CLEANER | 18200
23681_drw.pdf | 14 | 1 | ASSEMBLY, FUEL VALVE AND BYPASS | 18501
23681_drw.pdf | 17 | 1 | FRAME, CFP15E, RADIATOR COOLED, ITT 10X8X20F PUMP | 23676
23681_drw.pdf | 18
23681_drw.pdf | 19
23681_drw.pdf | 20 | 1 | SENSOR, MAG PICK UP, #5MT2005 | 9569
23681_drw.pdf | 23 | 1 | PLATE, BLOCK OFF, CFP15E-F30 | 11717
23681_drw.pdf | 24 | 1 | ADAPTER, U-JOINT, SAE#1 FW, 1710/1810/U3172/ DRIVESHAFTS | 12578
23681_drw.pdf | 25 | 1 | BRACKET, CAC SUPPORT, HHP, CFP15E | 12885
23681_drw.pdf | 26 | 1 | BRACKET, CAC SUPPORT, CFP15E LOW HORSE POWER | 12886
23692_drw.pdf | ITEM
23692_drw.pdf | 1 | 12 | ISOLATOR,UNIVERSAL, 4575 LBS RATING | 19570
23692_drw.pdf | 2 | 24 | OSP,WASHER,SNUBBING | 19571
23692_drw.pdf | 3 | 12 | SCR,CAP,HEX HEAD, 1-8UNC X 6.50 GR8 ZN | 25093
23692_drw.pdf | 4 | 12 | NUT,LOCKING,1"-8 UNC, REUSEABLE | 25813
23692_drw.pdf |  |  | WASHER, SNUBBING | A042E661
23693_drw.pdf | 1 | 2 | ADAPTER,PLAIN PIP;E-2 FNPT X -2 NPT,STEEL | 12175-2-2
23693_drw.pdf | 2 | 3 | FITTING,BULKHEA;D-4 JIC X -2 FNPT,STEEL | 12230-4-2
23693_drw.pdf |  |  | X -4 NPT,STEEL | 12238-4-4
23693_drw.pdf | 5 | 2 | ELBOW,PLAIN ADAPTE;R-4 JIC X -2
23693_drw.pdf | 6 | 2 | ELBOW,PLAIN STREET PI;PE45D -2 NPT X -2 FNPT,B | 12532-2-2
23693_drw.pdf | 7 | 8 | COUPLING,PLAIN HOS;E-4 JIC X -4 BARB,STEEL | 12544-4-4
23693_drw.pdf | 8 | 4 | CLAMP, T-BOL;T 5.50-5.81 | 13164-0575
23693_drw.pdf | 9 | 4 | CLAMP, T-BOL;T 6.28-6.59 | 13164-0650
23693_drw.pdf | 10 | 4 | CLAMP, T-BOL;T 8.25-8.56 | 13164-0850
23693_drw.pdf | 11 | 2 | CLAMP,HOS;E 2.81 - 3.75 WORM | 14990-52
23693_drw.pdf |  |  |  | 14992-04
23693_drw.pdf | 14 | 1 | BRKT,AIR CLEANER SUPPO;RTLORAM RG400 | 23882
23693_drw.pdf | 15 | 1 | BRKT,AIR CLEANER SUPPO;RTLORAM RG400 | 23883
23693_drw.pdf | 16 | 1 | BRKT,AIR CLEANER SUPPO;RTLORAM RG400 | 23884
23693_drw.pdf | 17 | 1 | BRKT,AIR CLEANER SUPPO;RTLORAM RG400 | 23885
23693_drw.pdf | 18 | 1 | MOUNT,AIR CLEANER RA;CKLORAM RG400 | 23887
23693_drw.pdf | 19 | 1 | MOUNT,AIR CLEANER RA;CKLORAM RG400 | 23894
23693_drw.pdf | 20 | 4 | PRE-CLEANER,AIR,9" ;ID- | 24097
23693_drw.pdf | 23 | 1 | MANIFOLD,AIR INTAK;ELORAM RG400 | 24443
23693_drw.pdf | 24 | 1 | TUBE,AIR INTAK;E- | 24446
23693_drw.pdf | 25 | 1 | TUBE,AIR INTAK;E- | 24447
23693_drw.pdf | 26 | 1 | BRKT,RACK SUPPOR;TLORAM RG400 | 24451
23693_drw.pdf | 27 | 1 | RACK,LH,AIR CLEANER MOU;NTLORAM RG400 | 24493
23693_drw.pdf | 28 | 1 | RACK,RH,AIR CLEANER MOU;NTLORAM RG400 | 24497
23693_drw.pdf | 29 | 1 | BRKT,CLIP; - | 24845
23693_drw.pdf | 32 | 1 | HOSE,FLEXIBLE DUC;T3.50 ID X 48.00 INCHES LG | 25090_002
23693_drw.pdf | 33 | 2 | BRKT,AIR CLEANER RA;CKLORAM RG400 | 25462
23693_drw.pdf | 34 | 2 | BRKT,AIR CLEANER RA;CKLORAM RG400 | 25463
23693_drw.pdf | 35 | 2 | WASHER,0.53 ID X 1.06 OD X 1/4";TH-K | 25465
23693_drw.pdf | 36 | 2 | BRACE,AIR CLEANE;RLORAM RG400 | 25488
23693_drw.pdf | 37 | 2 | BRACE,AIR CLEANE;RLORAM RG400 | 25489
23693_drw.pdf | 38 | 4 | DECAL,HAZARD,CU;T- | 25957
23693_drw.pdf | 41 | 4 | HUMP HOSE,REDUCE;R10" X 8" | 3316628S
23693_drw.pdf | 42 | 4 | HOSE CLAMP, 10"DIA, 10.25"-10.;75-" | 3316666S_CCR
23693_drw.pdf | 43 | 2 | HOSE,3.00IN ID X 36IN EP;DMKOOL BLUE,72EP-300-36 | A042F058
23693_drw.pdf | 44 | 1 | GAUGE,DIFFERENTIA;L0-25 INCHES WATER | A057W566
23693_drw.pdf | 45 | 3 | SWITCH,TRANSDUCE;R1/8 NPT PORT | A057W567
23693_drw.pdf | 46 | 2 | LIGHT,LED,GREEN/RE;D12-30VDC | A057W568
23698_drw.pdf | ITEM
23698_drw.pdf | 1 | 1 | BRKT,SILENCER SUPPORT, LORAM RG400 | 23867
23698_drw.pdf | 2 | 1 | BRKT,SILENCER SUPPORT, LORAM RG400 | 23870
23698_drw.pdf | 3 | 1 | PIPE,EXAUST, LORAM RG400 | 24001
23698_drw.pdf | 4 | 1 | PIPE,EXAUST, LORAM RG400 | 24002
23698_drw.pdf |  |  | PIPE,EXHAUST,DUAL INLET, LORAM RG400 | 24092
23698_drw.pdf |  |  | LORAM RG400 | 24917
23698_drw.pdf |  |  |  | 24977
23698_drw.pdf | 11 | 1 | RAIN
23698_drw.pdf | 12 | 1 | BLANKET,EXHAUST,12" ASA,
23698_drw.pdf | 13 | 2 | BLANKET,EXHAUST,8" ASA, (AUTOCAD CONTROLLED)
23698_drw.pdf | 14 | 4 | CLAMP, EXHAUST, 8", GT EXHAUST | 33-800
23698_drw.pdf | 15 | 2 | GASKET,EXHAUST,CERAMIC, ANSI 8" FLANGE | 48-CF-800
23699_drw.pdf | ITEM | QTY
23699_drw.pdf | 1 | 7 | CLAMP,PIPE,25.4mm DIA, - | 19790
23699_drw.pdf | 2 | 1 | TUBE, FUEL, LORAM, QSK50 | 24930
23699_drw.pdf | 5 | 1 | HOSE,FUEL,FILTER OUT TO ENG IN, LORAM QSK50 | 24933
23699_drw.pdf | 6
23699_drw.pdf | 7 | 1 | HOSE,FUEL,FUEL COOLER OUT, LORAM QSK50 | 24935
23699_drw.pdf | 8 | 1 | HOSE,FUEL,PUMP OUT TO FILTER IN, LORAM QSK50 | 24936
23708_drw.pdf | ITEM
23708_drw.pdf | 1 | 2 | VALVE,BL -12 LK HDL, BRASS,NPTFxNPTF | 16145-12
23708_drw.pdf | 2 | 1 | HEATER,COOLANT, 480V, 3000W, 15-30L | 19484
23708_drw.pdf | 3
23708_drw.pdf | 4
23708_drw.pdf | 11
23708_drw.pdf | 12
23709_drw.pdf | 1 2 | 1 1 | PLATE,FUEL PUM;PLORAM, QSX15 GPM,24V;DCQST30 | 19583
23709_drw.pdf | 3 | 2 | FITTING,BULKHEA;D-16 JIC W/NUT,STEEL | 12227-16
23709_drw.pdf | 4 | 2 | CAP,PIPE; EXT HEX -16 JIC,STEEL | 12296-16
23711_drw.pdf | 1 | 1 | EXHAUST, 90 HALF MARMON, 4" TURBO OUT, 5" 125LB ANSI | FLANGE8780_04
23711_drw.pdf | 2 | 1 | ASSEMBLY, VALVE COVER MODIFICATION, FIREPUMP, CFP9E | 11917
23711_drw.pdf | 3
23711_drw.pdf | 4 | 1 | ASSEMBLY, SHAFT GUARD, TELESCOPING, SIZE 3-X, 24" LONG | SHAFT14155
23711_drw.pdf | 5 | 1 | KIT, FUEL LINES, CFP9E, F10/20/30/40/50/60 - EXT ONLY | 15208
23711_drw.pdf | 6 | 1 | ASSEMBLY, CONTROL PANEL, CFP8.3 | 15427
23711_drw.pdf | 7 | 2 | LEG, ENGINE SUPPORT, REAR, FIREPUMP, 6B/4B | 15428
23711_drw.pdf | 8 | 1 | KIT, SENSOR & ADAPTER, CFP9E | 15602
23711_drw.pdf | 9 | 1 | ASSEMBLY, SECONDARY ECM, CFP9E | 15613
23711_drw.pdf | 10 | 1 | ASSEMBLY, CONTACTORS, CFP8.3 | 21246
23711_drw.pdf | 16 | 1 | FRAME, RADIATOR COOLED, CFP9E | 23731
23711_drw.pdf | 17 | 1 | TUBE, UPPER CAC, CFP9E | 24779
23712_drw.pdf | ITEM
23712_drw.pdf | 1 | 1 | FRAME WLDMNT,SG TANK, GTA855E HX | 23713
23712_drw.pdf | 2 | 1 | BRACE RH,SURGE TANK, GTA855E HX | 23717
23712_drw.pdf | 3 | 1 | BRACE LH,SURGE TANK, GTA855E HX | 23718
23712_drw.pdf | 4 | 2 | SIGHT GLASS, 1/2" NPT | 3277K34
23713_drw.pdf | ITEM
23713_drw.pdf | 1 | 1 | TANK,SURGE, GTA855E HX | 23714
23713_drw.pdf | 2 | 2 | CHANNEL,SURGE TANK, GTA855E HX | 23715
23713_drw.pdf | 3 | 1 | BASE-PLATE,FRAME, GTA855E HX | 23716
23713_drw.pdf |  |  | 1
23714_drw.pdf | ITEM
23714_drw.pdf | 1 | 2 | NECK,ASSEMBLY,W/RAD, CAP SAE MED 15 PSI | 23714-09
23714_drw.pdf | 2 | 4 | COUPLING, PIPE, 1/4" NPT | 23714-04
23714_drw.pdf | 3 | 2 | COUPLING, PIPE, 1/2" NPT | 23714-05
23714_drw.pdf | 4 | 2 | COUPLING, PIPE, 3/4" NPT | 23714-06
23714_drw.pdf |  |  | TUBE, COPPER, 1.375" O.D. X 2.3125"L X .065" WALL | 23714-07
23714_drw.pdf |  |  | X 1.8125"L X .065" WALL | 23714-08
23714_drw.pdf |  |  | TANK | 23720
23719_drw.pdf | 1 | 1 | BOX,ELECTRICAL W/NUTS, PIERCE 20KW | 23801
23719_drw.pdf | 2 | 1 | BOX,CONTROL,W/NUTS, PIERCE 20KW | 23802
23719_drw.pdf | 3 | 1 | COVER,CONTROL BOX, PIERCE 20KW | 23803
23719_drw.pdf | 4 | 1 | COVER,ELECTRICAL BOX, PIERCE 20KW | 23804
23719_drw.pdf | 5 | 1 | CAM-LOK,J,, COOPER E1016,BLACK | 24486
23719_drw.pdf | 6 | 1 | CAM-LOK,J,, COOPER E1016,RED | 24487
23719_drw.pdf | 7 | 1 | CAM-LOK,J,, COOPER E1016,GREEN | 24488
23719_drw.pdf | 8 | 1 | CAM-LOK,J,, COOPER E1016,WHITE | 24489
23719_drw.pdf | 9 | 1 | CAM-LOK,J,, COOPER E1016,BLUE | 24491
23719_drw.pdf |  |  | WEATHERPROOF | 24492
23725_drw.pdf | F2F1ITEM
23725_drw.pdf | 1 | 10 | ASSEMBLY, 1" RING AND RETAINER, SEALTITE | 18721
23725_drw.pdf | 2 | 5 | CONNECTOR, 3/8" STRAIGHT, SEALTITE | 18732
23725_drw.pdf | 3 | 2 | CONNECTOR, 1" STRAIGHT SEALTITE | 18774
23725_drw.pdf | 4 | 9 | CONNECTOR, 3/8" 90 DEGREE, SEALTITE
23725_drw.pdf | 5 | 8 |  | 19615
23725_drw.pdf |  |  | BLOWER DISCONNECT, DS2 | 19616
23725_drw.pdf | 8 | 1 | SWITCH, BLOWER DISCONNECT, DS3 | 19617
23725_drw.pdf | 9 | 1 | SWITCH, BLOWER DISCONNECT, DS4 | 19618
23725_drw.pdf | 10 | 1 | SEALTITE, 3/8" BULK, 9.25" | 19706-020
23725_drw.pdf | 11 | 3 | SEALTITE, 3/8" BULK, 5" | 19706-021
23725_drw.pdf | 12 | 1 | SEALTITE, 3/8" BULK, 57" | 19706-022
23725_drw.pdf | 13 | 1 | SEALTITE, 3/8" BULK, 84" | 19706-023
23725_drw.pdf | 14 | 1 | SEALTITE, 3/8" BULK, 9.25"
23725_drw.pdf | 15 |  |  | 24459
23725_drw.pdf |  |  | ENCLOSURE MOUNTING | 24509
23725_drw.pdf | 18 | 1 | FRAME, ENCLOSURE MOUNTING | 24514
23726_drw.pdf | ITEM
23726_drw.pdf | 1 | 2 | VALVE,BL -12 TEE HDL, BRASS,NPTFxNPTF | 18855-12
23726_drw.pdf | 2 | 1 | HEATER,COOLANT, 480V, 6000W, 25-50L | 19131
23726_drw.pdf | 3 | 1 | HEATER,COOLANT, 480V, 3000W, 15-30L | 19484
23726_drw.pdf | 4 | 1 | TUBE,LTA BYPASS, LORAM RG400 | 24923
23726_drw.pdf |  |  | HOSE,0.75IN IDx25FT, CUT TO 32.00IN LONG | A042F073
23726_drw.pdf |  |  | TO 18.00IN LONG | A042F073
23726_drw.pdf |  |  |  | A042F073
23726_drw.pdf | 11
23726_drw.pdf | 12
23726_drw.pdf | 13
23726_drw.pdf | 14
23726_drw.pdf | 15
23726_drw.pdf |  |  |  | 13164-0300
23727_1_drw.pdf | ITEM
23727_drw.pdf | ITEM
23727_drw.pdf | 1 | 1 | PLATE,FAN GUARD, PIERCE 20KW | 23727_1
23727_drw.pdf | 2 | 1 | PLATE,END CAP FAN GUARD, PIERCE 20KW | 23727_2
23727_drw.pdf | 3
23727_drw.pdf |  |  | SEAMS
23727_drw.pdf |  |  | G
23727_drw.pdf |  |  | 3
23728_drw.pdf | ITEM
23728_drw.pdf | 1 | 1 | FRAME, BOX, PIERCE 20KW | 23577
23728_drw.pdf | 2 | 3 | LATCH,FLUSH CUP,CAM, CLOCKWISE LOCK,SOUTHCO | 01-10-401-65
23728_drw.pdf | 3 | 3 | LATCH,FLUSH CUP,CAM, COUNTER CLOCKWISE LOCK,SOUTHCO | 01-10-402-65
23728_drw.pdf | 4 | 1 | PANEL,TOP, PIERCE 20KW | 23567
23728_drw.pdf |  |  | PANEL,END,RADIATOR, PIERCE 20KW | 23568
23728_drw.pdf |  |  | 20KW | 23569
23728_drw.pdf |  |  |  | 23570
23728_drw.pdf | 11 | 1
23728_drw.pdf | 12 | 1 | PANEL,FRONT, PIERCE 20KW
23728_drw.pdf | 13 | 1 | PANEL,BACK, PIERCE 20KW
23728_drw.pdf | 14 | 1 | PANEL,DOOR, EXHAUST, PIERCE 20KW | 23774
23728_drw.pdf | 15 | 1 | PANEL,DOOR,MIDDLE, PIERCE 20KW | 23775
23731_drw.pdf | 1 | 2 | CHANNEL, SIDE | 23732
23731_drw.pdf | 2 | 2 | CHANNEL, END | 23733
23731_drw.pdf | 3 | 2 | MOUNT, RADIATOR | 23734
23731_drw.pdf | 4 | 1 | MOUNT, FRONT ENGINE | 23735
23731_drw.pdf | 5 | 1 | MOUNT, REAR ENGINE | 23736
23731_drw.pdf | 6 | 3 | GUSSET, FRONT ENGINE MOUNT | 23737
23731_drw.pdf | 7 | 3 | GUSSET, REAR ENGINE MOUNT | 23738
23731_drw.pdf | 8 | 1 | MOUNT, FRONT PUMP | 23739
23731_drw.pdf | 9 | 1 | MOUNT, REAR PUMP | 23740
23731_drw.pdf | 10 | 2 | CAP, END | 23741
23731_drw.pdf | 11 | 2 | CAP, END | 23751
23731_drw.pdf | 12 | 2 | GUSSET, PUMP MOUNT | 23753
23731_drw.pdf | 13 | 2 | MOUNT, RADIATOR | 23754
23731_drw.pdf | 14 | 2 | BRACE, RADIATOR MOUNT | 23755
23731_drw.pdf | 15 | 4 | LIFT POINT | 23756
23745_drw.pdf | ITEM
23745_drw.pdf | 1 | 2 | HOSE END, FEMALE JIC SWIVEL, PARKER OR EQUIVALENT | 10626-16-16
23745_drw.pdf | 2 | 1 | HOSE, 7/8" ID, 221FR-16 | 23745_001
23748_drw.pdf | ITEM
23748_drw.pdf | 1 | 1 | HOSE END, FEMALE JIC SWIVEL, PARKER OR EQUIVALENT | 10626-16-16
23748_drw.pdf | 2 | 1 | HOSE END, 45° FEMALE JIC SWIVEL, PARKER OR | EQUIVALENT13726-16-16
23748_drw.pdf | 3 | 1 | HOSE, 7/8", 221FR-16 | 23748_001
23748_drw.pdf |  |  | 1
23750_drw.pdf | ITEM
23750_drw.pdf | 1
23750_drw.pdf | 2 | 1 | HOSE, 5/8" ID, 221FR-12 | 23750_001
23757_drw.pdf | ITEM
23757_drw.pdf |  |  | 8.42
23758_drw.pdf | ITEM
23763_drw.pdf | ITEM
23763_drw.pdf | 1 | 1 | BRACKET, HEAT EXCHANGER STAND, CFP23E | 23764
23763_drw.pdf | 2 | 1 | GUSSET, HEAT EXCHANGER STAND, CFP23E | 23765
23767_drw.pdf | ITEM
23767_drw.pdf | 1 | 1 | SPACER, FRONT ENGINE MOUNT | 23768
23767_drw.pdf | 2 | 2 | TAB, FRONT ENGINE MOUNT | 23769
23767_drw.pdf |  |  | 2.01
23771_drw.pdf | ITEM
23772_drw.pdf |  |  | 1.00
23773_drw.pdf | ITEM
23773_drw.pdf |  |  | 2.00 | 0.25
23774_drw.pdf | ITEM
23774_drw.pdf |  | R0.50 | A
23774_drw.pdf |  |  | 0.07
23775_drw.pdf | ITEM
23775_drw.pdf |  | A
23775_drw.pdf |  |  | 0.07
23777_drw.pdf | 1 | 29 | WELDNUT, 1/4"-20 NC, _ | 14520
23777_drw.pdf | 2 | 1 | SHEET,SDE,BX,W/CNTRL, UC274/HC4&5,320-1983 | 23778
23777_drw.pdf | 3 | 1 | BRKT,PANEL SIDE CND BX, UC274/HC4&5,320-1983 | 23779
23780_drw.pdf | ITEM
23780_drw.pdf |  |  | 1.71
23781_drw.pdf | ITEM
23782_drw.pdf | ITEM
23783_drw.pdf | ITEM
23784_drw.pdf | 1 | 2 | BRACKET, HEAT SHEILD MOUNT, CFP23E | 13134
23784_drw.pdf | 2 | 1 | GUARD, CFP23E | 23287
23784_drw.pdf | 3 | 1 | GUARD, TOP, CFP23E | 23785
23784_drw.pdf | 4 | 1 | GUARD, CFP23E | 23789
23784_drw.pdf | 5 | 1 | GUARD, CFP23E | 23791
23784_drw.pdf | 6 | 1 | GUARD, ENGINE, CFP23E | A042A015
23784_drw.pdf | 7 | 1 | HEAT SHIELD, CFP23E | 13135
23784_drw.pdf | 8 | 6 | WASHER, RETAINING, 1/4" | 16662-04
23784_drw.pdf | 9
23784_drw.pdf | 10 | 6 | NUT,HEX, 0.25-20 | 20100-025
23784_drw.pdf | 11 | 24 | SCREW,HH, 0.25-20x0.50 | 20225-050
23784_drw.pdf | 12 | 6 | SCREW,HH, 0.25-20x1.00 | 20225-100
23784_drw.pdf | 13 | 6 | SCREW,HH, M10-1.50x20 | 20310-020
23784_drw.pdf | 14 | 4 | SCREW,HH, M12-1.75x25 | 20312-025
23784_drw.pdf | 15 | 1 | DECAL, VALVE POSITION, CFP23E | 23509
23784_drw.pdf | 16 | 1 | GUARD, SMALL REAR BELT, CFP23E | 23793
23785_drw.pdf | ITEM
23785_drw.pdf | 1 | 3 | WELDNUT, 1/4"-20 NC, _ | 14520
23785_drw.pdf | 2 | 1 | GUARD, TOP, CFP23E | 23787
23789_drw.pdf | ITEM
23789_drw.pdf | 1 | 6 | WELDNUT, 1/4"-20 NC, _ | 14520
23789_drw.pdf | 2 | 1 | GUARD, CFP23E | 23790
23791_drw.pdf | ITEM
23791_drw.pdf | 1 | 8 | WELDNUT, 1/4"-20 NC, _ | 14520
23791_drw.pdf | 2 | 1 | GUARD, CFP23E | 23792
23800_drw.pdf | 1 | 1 | HOLD-DOWN,BATTERY, GRP 31 HARDWARE | 17493
23800_drw.pdf | 2 | 1 | SHROUD,FAN, PIERCE 20KW | 23597
23800_drw.pdf | 3 | 1 | TUBE,JW IN, PIERCE 20KW | 23602
23800_drw.pdf | 4 | 1 | TUBE,JW OUT, PIERCE 20KW | 23603
23800_drw.pdf | 5 | 1 | TANK,FUEL W/STRAPS & FILL NECK, PIERCE 20KW | 23604
23800_drw.pdf | 6 | 1 | EXHAUST,90,W/FLEX, PIERCE 20KW | 23609
23800_drw.pdf | 7
23800_drw.pdf | 8 | 1 | CONNECTION,EXHASUT W/FLANGE, PIERCE 20KW | 23615
23800_drw.pdf | 9 | 1 | ELECTRICAL, PIERCE 20KW | 23719
23800_drw.pdf | 10 | 1 | GUARD,FAN,ALT SIDE, PIERCE 20KW | 23727
23800_drw.pdf | 11 | 1 | ENCLOSURE, PIERCE, 20KW | 23728
23800_drw.pdf | 12 | 1 | EXHAUST,ELBOW W/FLANGE, KUBOTA V2203-M-E3B | 24772
23800_drw.pdf | 13 | 1 | OPTIAIR 400 SERIES | AH19496
23801_drw.pdf | ITEM
23801_drw.pdf | 1 | 1 | BOX,ELECTRICAL, PIERCE 20KW | 23801_1
23801_drw.pdf | 2 | 1 | PLATE,CIRCUIT BRKR, PIERCE 20KW | 23801_2
23801_drw.pdf | 3
23802_drw.pdf | ITEM
23802_drw.pdf | 1 | 1 | BOX,CONTROL, PIERCE 20KW | 23802
23802_drw.pdf | 2
23802_drw.pdf |  |  |  | ALL
23803_drw.pdf | ITEM
23804_drw.pdf | ITEM
23804_drw.pdf | 2X
23805_drw.pdf | ITEM
23805_drw.pdf |  |  | 0.06
23806_drw.pdf | ITEM
23807_drw.pdf | ITEM
23808_drw.pdf | ITEM
23809_drw.pdf | ITEM
23809_drw.pdf |  |  | 0.06
23810_drw.pdf | ITEM
23810_drw.pdf |  |  |  | 0.06
23811_drw.pdf | ITEM
23813_drw.pdf | ITEM
23813_drw.pdf |  |  | 0.07
23813_drw.pdf |  | 2X
23815_drw.pdf | 1 | 1 | TUBE, REDUCING | 23816
23815_drw.pdf | 2 | 1 | COLLAR, REDUCING | 23817
23815_drw.pdf | 3 | 1 | TUBE, REDUCING | 23818
23815_drw.pdf |  |  | 3
23815_drw.pdf | (
23815_drw.pdf |  |  | 1
23820_drw.pdf | ITEM
23820_drw.pdf | 1 | 2 | HOSE END, FEMALE JIC SWIVEL, PARKER OR EQUIVALENT | 10626-16-16
23820_drw.pdf | 2 | 1 | HOSE, 7/8" ID, 221FR-16 | 23820_002
23820_drw.pdf |  |  | 1
23821_drw.pdf | ITEM | QTY
23821_drw.pdf | 1
23821_drw.pdf | 3 | 1 | HOSE, 5/8" ID, 221FR-12 | 23821_001
23821_drw.pdf |  | 2
23823_drw.pdf | ITEM
23823_drw.pdf | 1
23823_drw.pdf | 2 | 1 | HOSE, 5/8" ID, 221FR-12 | 23823_001
23825_drw.pdf | ITEM
23825_drw.pdf | 1 | 2 | HOSE END, FEMALE JIC SWIVEL, PARKER OR EQUIVALENT | 10626-16-16
23825_drw.pdf | 2 | 1 | HOSE, 7/8" ID, 221FR-16 | 23825_001
23828_drw.pdf | ITEM
23828_drw.pdf | 1 | 2 | GROUND STRAP, FRAME/GEN HOUSING TO BUS BAR | 337_3587
23828_drw.pdf | 2 | 1 | GROUND STRAP, ENGINE TO BUSBAR | 12618
23828_drw.pdf | 3 | 1 | MAIN BREAKER | 23830
23828_drw.pdf | 5 | 1 | ASSEMBLY, PANEL, REMOTE, - | 23831
23828_drw.pdf | 6 | 1 | ENCLOSURE, GENSET CONTROLLER, PIERCE 175KW | 23832
23828_drw.pdf | 7 | 1 | HARNESS, ENGINE, - | 23833
23828_drw.pdf | 8 | 1 | INTERCONNECT | 23835
23828_drw.pdf | 10 | 1 | SWITCH, DOOR, MAGNETIC, - | 23959
23828_drw.pdf | 11 | 1 | GROUND STRAP, STARTER TO BUSBAR | 24000
23828_drw.pdf | 12 | 1 | BRKT, SUPT, AIR INTAKE PIPE, PIERCE 175KW | 24072
23828_drw.pdf |  |  | ACCESS, ASSY, PIERCE, 175 KW | 24166
23828_drw.pdf | 15 | 1 | CHARGE, BATTERY, 24V, OPTIMA, 80-150AH | 24192
23828_drw.pdf | 16 | 1 | KIT, DECAL , PIERCE 175KW | 24748
23828_drw.pdf | 17 | 1 | SENSOR, LOW COOLANT LEVEL, - | A029Y148
23828_drw.pdf | 20
23829_drw.pdf | ITEM
23829_drw.pdf | 1 | 1 | TRANSFORMER, CURRENT, 789:1/1578:1 | 300-4623-21
23829_drw.pdf | 2 | 1 | ALARM_AUDIBLE, - | 0333_0654
23829_drw.pdf | 3 | 1 | KIT, CABLE, POWER, PIERCE, 175 KW | 23960
23829_drw.pdf | 4 | 1 | BUTTON, E-STOP, ILLUMINATED, RED, 2 NO, 2NC | 23961
23829_drw.pdf |  |  | BREAKER BOX/CONTROL ASSY, PIERCE 175KW | 24160
23829_drw.pdf |  |  | - | 24194
23829_drw.pdf |  |  |  | 24195
23829_drw.pdf | 11 | 1 | SHUNT
23829_drw.pdf | 12 | 1 | SWITCH, TOGGLE SPDT, COLE
23829_drw.pdf | 13 | 4 | WASHER,FLAT, 0.31
23829_drw.pdf | 14 | 9 | NUT,HEX, 3/8"-16 | 20100-038
23829_drw.pdf | 15
23829_drw.pdf |  |  |  | 20238-100
23830_drw.pdf | ITEM
23830_drw.pdf | 1 | 1 | POSTS, BATTARY, REMOTE, JUMPSTART | 23836
23830_drw.pdf | 2 | 1 | CAMLOCK MOUNT ASSY, PIERCE 175KW | 24157
23830_drw.pdf | 3 | 1 | COVER, CONNECTOR, RECEPTACLE, - | 24196
23830_drw.pdf | 4 | 1 | TERMINAL, PIN, SIZE 16 | 24197
23830_drw.pdf |  |  | TERMINAL, ADAPTER, SIZE 16 | 24198
23830_drw.pdf |  |  | BLACK | 24183
23830_drw.pdf |  |  |  | 24184
23830_drw.pdf | 11 | 1
23830_drw.pdf |  |  | 6
23838_drw.pdf | 1 | 1 | CIRCUIT_BREAKER, - | 0320-2238
23838_drw.pdf | 2 | 1 | 100 AMP SQUARE D CIRCUIT BREAKER, ONAN PART | 0320-2346-07
23838_drw.pdf | 3 | 1 | 200 AMP SQUARE D CIRCUIT BREAKER, ONAN PART | 0320-2347-03
23838_drw.pdf | 4 | 1 | SWITCH-BOX,, VCS125-N13P3B00 | 3178_SWITCH_BOX
23838_drw.pdf | 5 | 1 | CUP-SWITCH,3 BREAKERS | 23780
23838_drw.pdf | 6 | 1 | SPACER,.25,CIRCUIT BREAKER, 0320-2238 | 23781
23838_drw.pdf | 7 | 1 | REWORK,COVER,CIRCUIT BRKR BOX, ONAN | 23782
23838_drw.pdf | 8 | 1 | REWORK,BRKT,CIRCUIT BRKR, ONAN | 23783
23838_drw.pdf | 9 | 1 | BRKT,SWITCH BOX | 23841
23839_drw.pdf | ITEM
23839_drw.pdf | 1 | 1 | HOSE,PARKER, 5/8IN ID X 24.00IN LONG | 801-10
23839_drw.pdf | 2
23839_drw.pdf | 3
23839_drw.pdf | 4
23839_drw.pdf |  |  |  | D C
23840_drw.pdf | ITEM
23840_drw.pdf | 1 | 1 | HOSE,3/8IDx24"LONG, PARKER 801-06,BLUE | 801-06_22009
23840_drw.pdf | 2
23840_drw.pdf | 3
23840_drw.pdf | 4
23841_drw.pdf | ITEM
23850_drw.pdf | ITEM
23850_drw.pdf | 1 | 2 | SUB-ASSY, CROSS-MEMBER, GEN-SET, LORAM QSX15 | 24622
23850_drw.pdf | 2 | 1 | SUB-ASSY, SIDE CHANNEL, FRAME, LORAM QSX15 | 24624
23850_drw.pdf | 3 | 1 | SUB-ASSY, FRONT MOUNT, FRAME, LORAM QSX15 | 24627
23850_drw.pdf | 4 | 1 | SUB-ASSY, X-MEMBER, ENGINE, LORAM QSX15 | 24628
23850_drw.pdf |  |  | SUB-ASSY, MOUNT, BRACKET, FRAME, LORAM QSX15 | 24629
23850_drw.pdf |  |  |  | 24630
23850_drw.pdf |  |  |  | 24631
23850_drw.pdf | 11 | 1 | BLOCK,
23850_drw.pdf | 12 | 2 | GUSSET, FRAME, LORAM QSX15
23850_drw.pdf | 13 | 4 | BRACE, FRAME, LORAM QSX15
23850_drw.pdf | 14 | 2 | GUSSET, FRAME, LORAM QSX15 | 24601
23850_drw.pdf | 15 | 1 | CROSS-MEMBER, FRAME, LORAM QSX15 | 24604
23852_drw.pdf | ITEM
23852_drw.pdf | 1 | 1 | HOSE END, FEMALE JIC SWIVEL, PARKER OR EQUIVALENT | 10626-16-16
23852_drw.pdf | 2 | 1 | HOSE END, 45° FEMALE JIC SWIVEL, PARKER OR EQUIVALENT | 13726-16-16
23852_drw.pdf | 3 | 1 | HOSE, 7/8" ID, 221FR-16, 14.00" LENGTH | 23852_001
23853_drw.pdf | ITEM
23853_drw.pdf | 1 | 1 | HOSE, 3/16ID, 18.50" LONG | 21156_002
23853_drw.pdf | 2 | 1 | GENERATOR, MARATHON, LORAM, QSX15 | 24470
23853_drw.pdf | 3
23853_drw.pdf | 4
23853_drw.pdf | 5 | 1 | STRIPPING, ADHESIVE BACKED, 1" X 1/8" X 200" LG, (NOT | SHOWN1)4860
23853_drw.pdf | 6 | 1 | GAUGE,SWITCH,DIFF PRESS, 0-2 INCH OF WATER | 21155
23853_drw.pdf | 7 | 1 | BRKT,GAUGE MOUNT, QSX15 | 23706
23853_drw.pdf | 8 | 1 | WIREWAY, 6-INCH, FLEXIBLE | 24181
23853_drw.pdf | 9 | 4 | ISOLATOR, TECH PROD, 52012-65 | 25310
23854_drw.pdf | 1 | 1 | VALVE,BL -12 TEE HDL, BRASS,NPTFxNPTF | 18855-12
23854_drw.pdf | 2 | 1 | MOUNT, OIL FILL, LORAM, QSX15 | 24341
23854_drw.pdf | 3 | 1 | HOSE,OIL,VALVE TO PAN, LORAM QSX15 | 25198
23854_drw.pdf | 4 | 1 | HOSE,OIL,FILTER HEAD TO VALVE, LORAM QSX15 | 25199
23854_drw.pdf | 5 | 1 | HOSE,OIL,VALVE TO FUEL RETURN, LORAM QSX15 | 25200
23854_drw.pdf | 6 | 1 | TANK, OIL RESERVIOR, REWORK | 25669
23854_drw.pdf | 7 | 1 | FITTING, ADAPTER, M20 ORB x 1.50 MNPT | 25677
23854_drw.pdf | 8
23854_drw.pdf | 9
23856_drw.pdf | 1 | 1 | EXHAUST, 90 HALF MARMON, 4" TURBO OUT, 5" 125LB ANSI | FLANGE8780_04
23856_drw.pdf | 2 | 1 | ASSEMBLY, SHAFT GUARD, TELESCOPING, SIZE 3-X, 24" LONG | SHAFT14155
23856_drw.pdf | 3 | 1 | KIT, FUEL LINES, CFP9E, F10/20/30/40/50/60 - EXT ONLY | 15208
23856_drw.pdf | 4 | 1 | ASSEMBLY, CONTROL PANEL, CFP8.3 | 15427
23856_drw.pdf | 5 | 2 | LEG, ENGINE SUPPORT, REAR, FIREPUMP, 6B/4B | 15428
23856_drw.pdf | 6 | 1 | ASSEMBLY, SECONDARY ECM, CFP9E | 15613
23856_drw.pdf | 7 | 1 | ASSEMBLY, CONTACTORS, CFP8.3 | 21246
23856_drw.pdf | 8 | 1 | ASSEMBLY, CONTROL PANEL MOUNTING, CFP POWER UNITS | 21249
23856_drw.pdf | 9 | 1 | ENGINE,QSL9,430 HP,TIER 3,RADIATOR COOLED | 22280
23856_drw.pdf | 10 | 1 | ASSEMBLY, DIGITAL CONTROL PANEL, ELECTRONIC CFP ENGINES | 22791
23856_drw.pdf | 16 | 1 | COMP FLANGE, 1.625 / .375x.188, 1810 / 3172 DRIVESHAFTS | 10015-16
23856_drw.pdf | 17 | 1 | DRIVESHAFT, 1810, SHORT COUPLED, UL LISTED | 13422
23857_drw.pdf | 1 | 1 | CHANNEL, SIDE | 23858
23857_drw.pdf | 2 | 1 | CHANNEL, END | 23859
23857_drw.pdf | 3 | 1 | MOUNT, FRONT ENGINE | 23860
23857_drw.pdf | 4 | 1 | MOUNT, REAR ENGINE | 23861
23857_drw.pdf | 5 | 3 | GUSSET, FRONT ENGINE MOUNT | 23862
23857_drw.pdf | 6 | 3 | GUSSET, REAR ENGINE MOUNT | 23863
23857_drw.pdf | 7 | 1 | CHANNEL, SIDE | 23864
23857_drw.pdf | 8 | 4 | PLATE, LIFTING BRACE | 26582
23857_drw.pdf | 9 | 2 | TAB | A059H660
23857_drw.pdf | 6
23865-s_drw.pdf | ITEM
23865-s_drw.pdf | 1 | 4 | HOSE, CAC, 4.5" I.D. X 3.5" LG, 500F RATING,, CFP15E | 21364
23865-s_drw.pdf | 4 | 8 | CLAMP, SPRING LOADED T-BOLT, 4.53-4.83 | 12975-0475
23865-s_drw.pdf | 5 | 2 | VALVE, 4.5" AIR SHUT-OFF | 21030
23865-s_drw.pdf | 6 | 2 | LABEL, AIR SHUT OFF VALVE RESET | 21401
23865-s_drw.pdf | 7 | 2 | BRACKET, AIR SHUT-OFF VALVE, 4.5" | 23866
23865-s_drw.pdf | 8 | 2 | BRACKET, LOWER CAC, CFP23E | 24777
23865_drw.pdf | ITEM
23865_drw.pdf | 1 | 2 | HOSE, CAC, 4.5" I.D. X 3.5" LG, 500F RATING,, CFP15E | 21364
23865_drw.pdf | 4 | 4 | CLAMP, SPRING LOADED T-BOLT, 4.53-4.83 | 12975-0475
23865_drw.pdf | 5 | 1 | VALVE, 4.5" AIR SHUT-OFF | 21030
23865_drw.pdf | 6 | 1 | LABEL, AIR SHUT OFF VALVE RESET | 21401
23865_drw.pdf | 7 | 1 | BRACKET, AIR SHUT-OFF VALVE, 4.5" | 23866
23865_drw.pdf | 8 | 1 | BRACKET, LOWER CAC, CFP23E | 24777
23865_drw.pdf |  |  |  | 90092A
23867_drw.pdf | ITEM
23867_drw.pdf | 1 | 1 | PLATE,SUPPORT, - | 23868
23867_drw.pdf | 2 | 2 | GUSSET,SUPPORT, - | 23869
23870_drw.pdf | ITEM
23870_drw.pdf | 1 | 1 | PLATE,SUPPORT, - | 23871
23870_drw.pdf | 2 | 2 | GUSSET,SUPPORT, - | 23872
23870_drw.pdf | (5.00)
23871-24-20_drw.pdf |  |  | 1.75
23879_drw.pdf | ITEM
23879_drw.pdf | 1 | 2 | TRAY SUPPORT, LORAM, QSX15 | 23878
23879_drw.pdf | 2 | 1 | PLATE, BATTERY, LORAM, QSX15 | 23880
23879_drw.pdf | 3 | 2 | MOUNT TAB, LORAM, QSX15 | 24344
23879_drw.pdf | 4 | 2 | TAB, BATTERY TRAY, LORAM, QSX15 | 24345
23879_drw.pdf |  | 4
23881_drw.pdf | 1 | 2 | NUT,HEX, 3/8"-16 | 20100-038
23881_drw.pdf | 2 | 1 | CHANNEL, SIDE | 23914
23881_drw.pdf | 3 | 2 | CHANNEL, END | 23915
23881_drw.pdf | 4 | 1 | MOUNT, FRONT ENGINE | 23916
23881_drw.pdf | 5 | 1 | MOUNT, REAR ENGINE | 23917
23881_drw.pdf | 6 | 3 | GUSSET, FRONT ENGINE MOUNT | 23918
23881_drw.pdf | 7 | 3 | GUSSET, REAR ENGINE MOUNT | 23919
23881_drw.pdf | 8 | 4 | LIFT POINT | 23922
23881_drw.pdf | 9 | 4 | RACK, BATTERY, CFP9E | 23944
23881_drw.pdf | 10 | 2 | TAB, CFP9E | 23947
23881_drw.pdf | 11 | 1 | CHANNEL, END | 23949
23881_drw.pdf | 12 | 1 | CHANNEL, SIDE | 23950
23881_drw.pdf | 13 | 1 | PLATE, FRAME, CFP9E | 23951
23887_drw.pdf | ITEM
23887_drw.pdf | 1 | 7 | NUT,HEX,WELD,3/8-16 UNC, - | 19636
23887_drw.pdf | 2 | 1 | PLATE,LINER,RACK MOUNT, - | 19765
23887_drw.pdf | 3 | 1 | PLATE,RACK MOUNT | 23888
23887_drw.pdf | 4 | 2 | PLATE,LINER, - | 25469
23889_drw.pdf | 1 | 3 | LUMBER, 4 x 6 x 158.5 (3 1/2 x 5 1;/2S)PF, KILN DRIED, HT & MARKED | 23889-01
23889_drw.pdf | 2 | 14 | LUMBER, 2 x 6 x 60 (1 1/2 x 5 1;/2S)PF, KILN DRIED, HT & MARKED | 23889-02
23889_drw.pdf | 3 | 5 | 2 x 6 x 158.5 (1 1/2 x 5 1;/2S)PF, KILN
23890_drw.pdf | ITEM
23890_drw.pdf | 1 | 1 | TUBE,WATER BYPASS | 3635397
23891_drw.pdf | ITEM
23891_drw.pdf | 1 | 1 | TUBE,WATER BYPASS | 3635396
23893_drw.pdf | ITEM
23893_drw.pdf | 1 | 1 | ENGINE, QSK23, 1760 RPM, 1220 HP, G-DRIVE, HEAT EXCHANGER | COOLE1D2888
23893_drw.pdf | 4 | 2 | BRACKET, HEAT SHEILD MOUNT, CFP23E | 13134
23893_drw.pdf | 5 | 1 | HOSE, FUEL ENG-COOLER, CFP23E | 13177-120
23893_drw.pdf | 6 | 1 | HOSE, FUEL, ECM-COOLER, CFP23E | 13178-102
23893_drw.pdf | 7
23893_drw.pdf | 8 | 2 | HOSE, FUEL EXTENSION, CFP23E | 13599
23893_drw.pdf |  |  |  | 14037
23893_drw.pdf | 11 | 1 | FRAME, RADIATOR COOLED, CFP23E INDUSTRIAL | 15433
23893_drw.pdf | 12
23893_drw.pdf | 13 | 1 | SYSTEM, AIR CLEANER, CFP23E | 17669
23893_drw.pdf | 14 | 1 | ASSEMBLY, ENGINE SUPPORT, CFP23E RADIATOR COOLED | 22011
23893_drw.pdf | 17 | 1 | ASSEMBLY, COOLING, CFP23E G-DRIVE | 22070
23893_drw.pdf | 18 | 2 | BRACE,RADIATOR, GTA50 W/GTI RADIATOR | 9155
23893_drw.pdf | 19
23893_drw.pdf | 20 | 1 | HEAT SHIELD, CFP23E | 13135
23893_drw.pdf | 21
23893_drw.pdf | 24 | 1 | TAG, ENGINE WEIGHT | 16825
23893_drw.pdf | 25 | 2 | BRACKET, BRACE MTG, 0130-0988 RADIATOR | 16895
23893_drw.pdf | 26 | 2 | PLATE, TAPPED HOLE, USE WITH 16895 | 16896
23894_drw.pdf | ITEM
23894_drw.pdf | 1 | 7 | NUT,HEX,WELD,3/8-16 UNC, - | 19636
23894_drw.pdf | 2 | 1 | PLATE,LINER,RACK MOUNT, - | 19765
23894_drw.pdf | 3 | 1 | PLATE,RACK MOUNT | 23895
23894_drw.pdf | 4 | 2 | PLATE,LINER, - | 25469
23896_drw.pdf | ITEM
23896_drw.pdf | 1 | 1 | CONTROL KIT,PCC1302 | 0541-1414-02
23896_drw.pdf | 2 | 1 | CONTROLS, INTERFACE BOX, LEGACY, PCC1302 | A042C255
23896_drw.pdf | 3
23896_drw.pdf | 4 | 2 | CABLE,2/0 355A @125C, (PER FOOT) | A042H237
23896_drw.pdf |  |  | STRAP, GROUNDING, 4 AWG, 20",ENGINE TO FRAME | 337-3587-01
23896_drw.pdf |  |  |  | 517-0138-02
23896_drw.pdf |  |  |  | 900-0661
23896_drw.pdf | 11 | 1
23896_drw.pdf | 12 | 1 | HARNESS, ENGINE INTERFACE
23896_drw.pdf | 13 | 1 | DISPLAY,CONTROL, MODEL HMI 114
23896_drw.pdf | 14 | 1 | I/O MODULE BASE, MODEL REF | A030K633
23896_drw.pdf | 15 | 2 | LUG, COPPER, TIN PLATED, 2/0 x 3/8" | AF13420
23897_drw.pdf | ITEM
23897_drw.pdf | 1 | 1 | CONTROLS, INTERFACE BOX, MECH ENG, PCC3300 | 26936
23897_drw.pdf | 2 | 2 | CABLE,2/0 355A @125C, (PER FOOT) | A042H237
23897_drw.pdf | 3 | 1 | DISPLAY CONTROL (SYM,ENG TXT,NO CB BTN), MODEL | HMI320300-6315-02
23897_drw.pdf | 4 | 1 | PCC3300 | 0327-1601-01
23897_drw.pdf |  |  | STRAP, GROUNDING, 4 AWG, 20",ENGINE TO FRAME | 337-3587-01
23897_drw.pdf |  |  |  | 517-0138-02
23897_drw.pdf |  |  | TO | 12618
23897_drw.pdf | 11 | 1
23897_drw.pdf | 12 | 1 | KIT,CONTROL AUX 105
23897_drw.pdf | 13 | 1 | MANUAL, OPERATOR
23897_drw.pdf | 14 | 1 | DISPLAY,CONTROL, MODEL HMI 114 | A029T102
23897_drw.pdf | 15 | 2 | LUG, COPPER, TIN PLATED, 2/0 x 3/8" | AF13420
23898_drw.pdf | ITEM
23898_drw.pdf | 1 | 1 | CONTROL KIT,PCC1302 | 0541-1414-02
23898_drw.pdf | 2 | 1 | CONTROLS, INTERFACE BOX, LEGACY, PCC1302 | A042C255
23898_drw.pdf | 3
23898_drw.pdf | 4 | 2 | CABLE,2/0 355A @125C, (PER FOOT) | A042H237
23898_drw.pdf |  |  | STRAP, GROUNDING, 4 AWG, 20",ENGINE TO FRAME | 337-3587-01
23898_drw.pdf |  |  |  | 517-0138-02
23898_drw.pdf |  |  |  | 900-0661
23898_drw.pdf | 11 | 1
23898_drw.pdf | 12 | 1 | HARNESS, ENGINE INTERFACE
23898_drw.pdf | 13 | 1 | DISPLAY,CONTROL, MODEL HMI 114
23898_drw.pdf | 14 | 1 | I/O MODULE BASE, MODEL REF | A030K633
23898_drw.pdf | 15 | 2 | LUG, COPPER, TIN PLATED, 2/0 x 3/8" | AF13420
23899_drw.pdf | ITEM
23899_drw.pdf | 1 | 1 | CONTROLS, INTERFACE BOX, MECH ENG, PCC3300 | 26936
23899_drw.pdf | 2 | 2 | CABLE,2/0 355A @125C, (PER FOOT) | A042H237
23899_drw.pdf | 3 | 1 | DISPLAY CONTROL (SYM,ENG TXT,NO CB BTN), MODEL | HMI320300-6315-02
23899_drw.pdf | 4 | 1 | PCC3300 | 0327-1601-01
23899_drw.pdf |  |  | STRAP, GROUNDING, 4 AWG, 20",ENGINE TO FRAME | 337-3587-01
23899_drw.pdf |  |  |  | 517-0138-02
23899_drw.pdf |  |  | TO | 12618
23899_drw.pdf | 11 | 1
23899_drw.pdf | 12 | 1 | KIT,CONTROL AUX 105
23899_drw.pdf | 13 | 1 | MANUAL, OPERATOR
23899_drw.pdf | 14 | 1 | DISPLAY,CONTROL, MODEL HMI 114 | A029T102
23899_drw.pdf | 15 | 2 | LUG, COPPER, TIN PLATED, 2/0 x 3/8" | AF13420
23900_drw.pdf | ITEM
23900_drw.pdf | 1 | 1 | CONTROL KIT,PCC1302 | 0541-1414-02
23900_drw.pdf | 2 | 1 | CONTROLS, INTERFACE BOX, LEGACY, PCC1302 | 23892
23900_drw.pdf | 3 | 2 | CABLE,2/0 355A @125C, (PER FOOT) | A042H237
23900_drw.pdf | 4 | 1 | STRAP, GROUNDING, 4 AWG, 20",ENGINE TO FRAME | 337-3587-01
23900_drw.pdf |  |  | PLUG, - | 517-0138-02
23900_drw.pdf |  |  |  | 900-0661
23900_drw.pdf |  |  | TO | 12618
23900_drw.pdf | 11 | 1
23900_drw.pdf | 12 | 1 | DISPLAY CONTROL (SYM,ENG
23900_drw.pdf | 13 | 1 | DISPLAY,CONTROL, MODEL HMI 114
23900_drw.pdf | 14 | 1 | I/O MODULE BASE, MODEL REF | A030K633
23900_drw.pdf | 15 | 2 | LUG, COPPER, TIN PLATED, 2/0 x 3/8" | AF13420
23901_drw.pdf | ITEM
23901_drw.pdf | 1 | 1 | CONTROLS, INTERFACE BOX, MECH ENG, PCC3300 | 23906
23901_drw.pdf | 2 | 2 | CABLE,2/0 355A @125C, (PER FOOT) | A042H237
23901_drw.pdf | 3 | 1 | DISPLAY CONTROL (SYM,ENG TXT,NO CB BTN), MODEL | HMI320300-6315-02
23901_drw.pdf | 4 | 1 | PCC3300 | 0327-1601-01
23901_drw.pdf |  |  | STRAP, GROUNDING, 4 AWG, 20",ENGINE TO FRAME | 337-3587-01
23901_drw.pdf |  |  |  | 517-0138-02
23901_drw.pdf |  |  | TO | 12618
23901_drw.pdf | 11 | 1
23901_drw.pdf | 12 | 1 | KIT,CONTROL AUX 105
23901_drw.pdf | 13 | 1 | MANUAL, OPERATOR
23901_drw.pdf | 14 | 1 | DISPLAY,CONTROL, MODEL HMI 114 | A029T102
23901_drw.pdf | 15 | 2 | LUG, COPPER, TIN PLATED, 2/0 x 3/8" | AF13420
23902_drw.pdf | ITEM
23902_drw.pdf | 1 | 1 | CONTROL KIT,PCC1302 | 0541-1414-02
23902_drw.pdf | 2 | 1 | CONTROLS, INTERFACE BOX, LEGACY, PCC1302 | 23892
23902_drw.pdf | 3 | 2 | CABLE,2/0 355A @125C, (PER FOOT) | A042H237
23902_drw.pdf | 4 | 1 | STRAP, GROUNDING, 4 AWG, 20",ENGINE TO FRAME | 337-3587-01
23902_drw.pdf |  |  | PLUG, - | 517-0138-02
23902_drw.pdf |  |  |  | 900-0661
23902_drw.pdf |  |  |  | 2301-439
23902_drw.pdf | 11 | 1
23902_drw.pdf | 12 | 1 | DISPLAY CONTROL (SYM,ENG
23902_drw.pdf | 13 | 1 | DISPLAY,CONTROL, MODEL HMI 114
23902_drw.pdf | 14 | 1 | I/O MODULE BASE, MODEL REF | A030K633
23902_drw.pdf | 15 | 2 | LUG, COPPER, TIN PLATED, 2/0 x 3/8" | AF13420
23902_drw.pdf |  |  |  | LTL-SCPV10627
23903_drw.pdf | ITEM
23903_drw.pdf | 1 | 1 | CONTROLS, INTERFACE BOX, MECH ENG, PCC3300 | 23906
23903_drw.pdf | 2 | 2 | CABLE,2/0 355A @125C, (PER FOOT) | A042H237
23903_drw.pdf | 3 | 1 | DISPLAY CONTROL (SYM,ENG TXT,NO CB BTN), MODEL | HMI320300-6315-02
23903_drw.pdf | 4 | 1 | PCC3300 | 0327-1601-01
23903_drw.pdf |  |  | STRAP, GROUNDING, 4 AWG, 20",ENGINE TO FRAME | 337-3587-01
23903_drw.pdf |  |  |  | 517-0138-02
23903_drw.pdf |  |  |  | 2301-439
23903_drw.pdf | 11 | 1
23903_drw.pdf | 12 | 1 | KIT,CONTROL AUX 105
23903_drw.pdf | 13 | 1 | MANUAL, OPERATOR
23903_drw.pdf | 14 | 1 | DISPLAY,CONTROL, MODEL HMI 114 | A029T102
23903_drw.pdf | 15 | 2 | LUG, COPPER, TIN PLATED, 2/0 x 3/8" | AF13420
23903_drw.pdf |  |  |  | LTL-SCPV10627
23904_drw.pdf | ITEM
23904_drw.pdf | 1 | 1 | CONTROL KIT,PCC1302 | 0541-1414-02
23904_drw.pdf | 2 | 1 | CONTROLS, INTERFACE BOX, LEGACY, PCC1302 | 23892
23904_drw.pdf | 3 | 2 | CABLE,2/0 355A @125C, (PER FOOT) | A042H237
23904_drw.pdf | 4 | 1 | STRAP, GROUNDING, 4 AWG, 20",ENGINE TO FRAME | 337-3587-01
23904_drw.pdf |  |  | PLUG, - | 517-0138-02
23904_drw.pdf |  |  |  | 900-0661
23904_drw.pdf |  |  |  | 2301-439
23904_drw.pdf | 11 | 1
23904_drw.pdf | 12 | 1 | DISPLAY CONTROL (SYM,ENG
23904_drw.pdf | 13 | 1 | DISPLAY,CONTROL, MODEL HMI 114
23904_drw.pdf | 14 | 1 | I/O MODULE BASE, MODEL REF | A030K633
23904_drw.pdf | 15 | 2 | LUG, COPPER, TIN PLATED, 2/0 x 3/8" | AF13420
23904_drw.pdf |  |  |  | LTL-SCPV10627
23905_drw.pdf | ITEM
23905_drw.pdf | 1 | 1 | CONTROLS, INTERFACE BOX, MECH ENG, PCC3300 | 23906
23905_drw.pdf | 2 | 2 | CABLE,2/0 355A @125C, (PER FOOT) | A042H237
23905_drw.pdf | 3 | 1 | DISPLAY CONTROL (SYM,ENG TXT,NO CB BTN), MODEL | HMI320300-6315-02
23905_drw.pdf | 4 | 1 | PCC3300 | 0327-1601-01
23905_drw.pdf |  |  | STRAP, GROUNDING, 4 AWG, 20",ENGINE TO FRAME | 337-3587-01
23905_drw.pdf |  |  |  | 517-0138-02
23905_drw.pdf |  |  |  | 2301-439
23905_drw.pdf | 11 | 1
23905_drw.pdf | 12 | 1 | KIT,CONTROL AUX 105
23905_drw.pdf | 13 | 1 | MANUAL, OPERATOR
23905_drw.pdf | 14 | 1 | DISPLAY,CONTROL, MODEL HMI 114 | A029T102
23905_drw.pdf | 15 | 2 | LUG, COPPER, TIN PLATED, 2/0 x 3/8" | AF13420
23905_drw.pdf |  |  |  | LTL-SCPV10627
23911_drw.pdf | ITEM
23911_drw.pdf | 1 | 1 | PANEL,RIGHT SD,CND BX, UCI274/HC4&5,SNGL BRKR | 19970
23911_drw.pdf | 2 | 1 | BRKT,ADPTR,2300 MODULE, CND BX,UC1274/HC4&5 | 23912
23913_drw.pdf | 1 2 | 2 1 | ENGINE SUPPORT, RE;ARFIREPUMP, 6B/4B 90 HALF MARM;ON4" TURBO OUT, 5" 125LB ANSI FLANGE | 8780_04
23913_drw.pdf | 3 | 1 | COMP FLANGE, 2.938 / .750x.;3715810 / 3172 DRIVESHAFTS | 10015-04
23913_drw.pdf | 4 | 1 | PLUG,PIPE;EXT HEX -6 NPT,STEEL | 12210-6
23948_drw.pdf | ITEM
23954_drw.pdf | ITEM
23954_drw.pdf | 1 | 26 | WELDNUT, 1/4"-20 NC, _ | 14520
23954_drw.pdf | 2 | 1 | BRKT,CONDUIT BOX, - | 18323
23954_drw.pdf | 3 | 1 | SHEET,SIDE,CONDUIT BOX, UCI274/HCI4/HCI5 W/CTRL | 23955
23954_drw.pdf |  | 26
23960_drw.pdf | 1 | 1 | CABLE, CAMLOCK, L1 - 01, LENGTH: 45.00IN (BLACK) | 23960-001
23960_drw.pdf | 2 | 1 | CABLE, CAMLOCK, L1 - 03, LENGTH: 44.00IN (BLACK) | 23960-003
23960_drw.pdf | 3 | 1 | CABLE, CAMLOCK, L1 - 03, LENGTH: 32.00IN (BLACK) | 23960-003
23960_drw.pdf | 4 | 1 | CABLE, CAMLOCK, L2 - 02, LENGTH: 54.00IN (RED) | 23960-004
23960_drw.pdf | 5 | 1 | CABLE, CAMLOCK, L2 - 02, LENGTH: 53.00IN (RED) | 23960-004
23960_drw.pdf | 6 | 1 | CABLE, CAMLOCK, L2 - 03, LENGTH: 44.00IN (RED) | 23960-004
23960_drw.pdf | 7 | 1 | CABLE, CAMLOCK, L3 - 01, LENGTH: 50.00IN (BLUE) | 23960-007
23960_drw.pdf | 8 | 1 | CABLE, CAMLOCK, L3 - 02, LENGTH: 44.00IN (BLUE) | 23960-007
23960_drw.pdf | 9 | 1 | CABLE, CAMLOCK, L3 - 03, LENGTH: 41.00IN (BLUE) | 23960-007
23960_drw.pdf | 10 | 1 | CABLE, BREAKER/GEN, L1 - 01, LENGTH: 56.00IN (BLACK) | 23960-010
23960_drw.pdf | 11 | 1 | CABLE, BREAKER/GEN, L1 - 02, LENGTH: 55.00IN (BLACK) | 23960-011
23960_drw.pdf | 12 | 1 | CABLE, BREAKER/GEN, L2 - 01, LENGTH: 57.00 (RED) | 23960-012
23960_drw.pdf | 13 | 1 | CABLE, BREAKER/GEN, L2 - 02, LENGTH: 59.00IN (RED) | 23960-013
23960_drw.pdf | 14 | 1 | CABLE, BREAKER/GEN, L3 - 01, LENGTH: 56.00IN (BLUE) | 23960-014
23960_drw.pdf | 15 | 1 | BREAKER/GEN, L3 - 02, LENGTH: 58.00IN (BLUE) | 23960-015
23960_drw.pdf |  | 1 | GROUND, NO. 01, LENGTH: 26.00IN (GREEN) | 23960-019
23960_drw.pdf |  |  |  | 23960-019
23965_drw.pdf | ITEM
23965_drw.pdf | 1
23965_drw.pdf | 2
23965_drw.pdf | 3
23965_drw.pdf | 4 | 1 | BULKHEAD, FRONT, CFP9E | 23942
23965_drw.pdf |  |  | 3 2
23965_drw.pdf |  |  | 4
23967_drw.pdf | 1 | 20 | WELDNUT, 1/4"-20 NC, _ | 14520
23967_drw.pdf | 2 | 1 | BRKT,CONDUIT BOX, - | 18318
23967_drw.pdf | 3 | 1 | PANEL,FRNT,CONDU-BOX, GTA855, UCI274 | 23968
23967_drw.pdf | 4 | 2 | WELDNUT, #8-32, CARBON STEEL,FASTENAL 0124585 | 24123
23969_drw.pdf | ITEM
23969_drw.pdf | 1 | 32 | WELDNUT, 1/4"-20 NC, _ | 14520
23969_drw.pdf | 2 | 1 | BRKT,CONDUIT BOX, - | 18323
23969_drw.pdf | 3 | 1 | PANEL,SIDE,CONDU-BOX, UCI274/HCI4/HCI5 W/1X-CNTRL | 23970
23971_drw.pdf | 1 | 1 | LOUVER,CONDUIT BOX, UCI274/HCI4/HCI5 | 17310
23971_drw.pdf | 2 | 1 | PANEL,RR,CONDUIT BOX, UCI274/HCI4/HCI5 | 18319
23971_drw.pdf | 3 | 2 | PANEL,SIDE,CONDUIT BOX, UCI274/HCI4/HCI5 | 18324
23971_drw.pdf | 4 | 1 | ASM,SIDE,CONDUIT-BOX, UCI274/HCI4/HCI5 | 23969
23971_drw.pdf | 5 | 1 | FRNT,CONDUIT-BOX, HCI4-GTA855,GTA19,GTA28 | 24081
23971_drw.pdf | 6 | 1 | ASM,SIDE,CONDUIT-BOX, HCI2/4/5 W/3X CONTROL | 24214
23971_drw.pdf | 7 | 1 | PANEL,TOP,CONDUIT BOX, UCI274,HCI4,HCI5 | 13694
23971_drw.pdf | 8 | 1 | SEAL,BULB,UL RECOGNIZED, 82 INCHES LONG | 14456
23971_drw.pdf | 9 | 2 | PLATE,COVER, - | 17356
23971_drw.pdf | 10 | 2 | BRKT,CONDUIT BOX, - | 17393
23971_drw.pdf | 11 | 2 | BRKT,CONDUIT BOX, - | 17394
23971_drw.pdf | 12 | 1 | COVER, LOWER FRONT, HCI4 C/D/E/F | 18787
23977_drw.pdf |  | 1 | MOUNT, GTA855 FRONT ENGINE
23977_drw.pdf |  | 36 | OIL,PRE. BLUE GE0, (QUARTS)
23977_drw.pdf |  | 6 | WASHER, SNUBBING, TECH PRODUCTS
23977_drw.pdf |  | 2 | SENSOR,TEMPERATURE, 3/8 NPT
23977_drw.pdf |  | 2 | MOUNT, UNIVERSAL, 60044, BLUE
23977_drw.pdf |  | 2 | MOUNT,515 SERIES, 51512-3
23978_drw.pdf |  | 1 | MOUNT, GTA855 FRONT ENGINE
23978_drw.pdf |  | 1 | GUARD,BELT, GTA855/E
23978_drw.pdf |  | 36 | OIL,PRE. BLUE GE0, (QUARTS)
23978_drw.pdf |  | 6 | WASHER, SNUBBING, TECH PRODUCTS
23978_drw.pdf |  | 2 | MOUNT, UNIVERSAL, 60044, BLUE
23978_drw.pdf |  | 2 | MOUNT,515 SERIES, 51512-3
23979_drw.pdf | 1 | 1 | FRAME, GENSET GTA19 | 13905
23979_drw.pdf | 2 | 1 | MOUNT, GTA19 REAR ENGINE, LH | 13918
23979_drw.pdf | 3 | 1 | MOUNT, GTA19 REAR ENGINE, RH | 13923
23979_drw.pdf | 4 | 6 | WASHER, SNUBBING, TECH PRODUCTS 0184 | 0184
23979_drw.pdf | 5 | 2 | SENSOR,TEMPERATURE, 3/8 NPT | 0193-0529-01
23979_drw.pdf | 6
23979_drw.pdf | 7
23979_drw.pdf |  |  | 51145), - | AG-3904930
23979_drw.pdf | 14 | 1 | BUSHING, 1/2" x 3/8" NPT | LTL-SRB1238
23979_drw.pdf | 15 | 1 | REDUCER BUSHING, HEX, 1/4 x 1/8, BLK | STLETELL-SRB1418
23979_drw.pdf | 16 |  | OIL, ENGINE (QUARTS) | V705200
23981_drw.pdf | ITEM
23981_drw.pdf | 1 |  | MOUNT, GTA19 REAR ENGINE, LH | 13918
23981_drw.pdf | 2 |  | MOUNT, GTA19 REAR ENGINE, RH | 13923
23981_drw.pdf | 3 |  | FRAME, GTA19, REMOTE COOLED | 18054
23981_drw.pdf | 4 |  | GUARD,BELT,GTA19, REMOTE COOLED | 18106
23981_drw.pdf | 5 |  | WASHER, SNUBBING, TECH PRODUCTS 0184 | 0184
23981_drw.pdf | 6 |  | SENSOR,TEMPERATURE, 3/8 NPT | 0193-0529-01
23981_drw.pdf | 7
23981_drw.pdf |  |  | 60045, WHITE | 14449
23981_drw.pdf | 16 |  | ISOLATOR (TECH# 51145), -
23981_drw.pdf | 17 |  | BUSHING, 1/2" x 3/8" NPT | LTL-SRB1238
23981_drw.pdf | 18 |  | REDUCER BUSHING, HEX, 1/4 x 1/8, BLK | STLETELL-SRB1418
23981_drw.pdf | 11 |  | OIL, ENGINE (QUARTS) | V705200
23982_drw.pdf | ITEM
23982_drw.pdf | 1 | 1 | FRAME, OPENSET, GTA28 | 13794
23982_drw.pdf | 2 | 1 | SKID,GTA28 OPENSET, 81.50 X 180", WOODEN SHIPPING | 18157
23982_drw.pdf | 3 | 2 | SUPPORT, REAR ENGINE, REWORK GTA28 | 18938
23982_drw.pdf | 4 | 1 | SUPPORT, FRONT ENGINE, REWORK GTA28 | 18939
23982_drw.pdf |  |  |  | V705200
23982_drw.pdf |  |  |  | 0193-0529-01
23982_drw.pdf | 11 | 8
23982_drw.pdf | 12 | 1 | BRKT,MNT,SOLENOID, KTA19SLB
23982_drw.pdf | 13 | 1 | SWITCH,MAGNETIC, 24VDC
23982_drw.pdf | 14 | 1 | SENDER,PRESSURE, - | A028X493
23982_drw.pdf | 15 | 2 | ISOLATOR (TECH# 51145), - | AG-3904930
23983_drw.pdf | ITEM
23983_drw.pdf | 1 | 1 | FRAME, ENCLOSED, WELDMENT, GTA28 | 13704
23983_drw.pdf | 2 | 2 | SUPPORT, REAR ENGINE, REWORK GTA28 | 18938
23983_drw.pdf | 3 | 1 | SUPPORT, FRONT ENGINE, REWORK GTA28 | 18939
23983_drw.pdf | 4
23983_drw.pdf |  |  | OIL,PRE. BLUE GE0, (QUARTS) | 875362
23983_drw.pdf |  |  |  | 0193-0529-01
23983_drw.pdf | 11 | 4
23983_drw.pdf | 12 | 8 | WASHER,SNUBBING, TECH
23983_drw.pdf | 13 | 1 | BRKT,MNT,SOLENOID, KTA19SLB
23983_drw.pdf | 14 | 1 | SWITCH,MAGNETIC, 24VDC | 3050692
23983_drw.pdf | 15 | 1 | SENDER,PRESSURE, 1/4" NPT | A042G655
23984_drw.pdf | ITEM
23984_drw.pdf | 1 | 2 | SUPPORT, REAR ENGINE, REWORK GTA28 | 18938
23984_drw.pdf | 2 | 1 | SUPPORT, FRONT ENGINE, REWORK GTA28 | 18939
23984_drw.pdf | 3 | 1 | FRAME, GENSET, GTA28 W/FLOOR | 19041
23984_drw.pdf | 4 | 72 | OIL,PRE. BLUE GE0, (QUARTS) | 875362
23984_drw.pdf |  |  | NPT | 0193-0529-01
23984_drw.pdf | 11 | 4
23984_drw.pdf | 12 | 8 | WASHER,SNUBBING, TECH
23984_drw.pdf | 13 | 1 | PLATE,COVER, -
23984_drw.pdf | 14 | 1 | BRKT,MNT,SOLENOID, KTA19SLB | 18256
23984_drw.pdf | 15 | 2 | PLATE,COVER, GTA28 | 19045
23985_drw.pdf | ITEM
23985_drw.pdf | 1 | 2 | SUPPORT, REAR ENGINE, REWORK GTA28 | 18938
23985_drw.pdf | 2 | 1 | SUPPORT, FRONT ENGINE, REWORK GTA28 | 18939
23985_drw.pdf | 3 | 1 | PANEL,FLOOR,GTA28 ASM, W/WELD NUTS,BOLT ON | 19442
23985_drw.pdf | 4 | 1 | PANEL,FLOOR,GTA28 ASM, W/WELD NUTS,BOLT ON | 19443
23985_drw.pdf |  |  | SUPPORT,ASM,FLOOR, GTA28 W/WLD NUTS | 19444
23985_drw.pdf |  |  | GALV,W/BLT ON FLOOR | A042A028
23985_drw.pdf |  |  |  | 875362
23985_drw.pdf | 11
23985_drw.pdf | 12
23985_drw.pdf | 13 | 4 | SPACER, ISOLATOR, 6.00 x 6.00 x 0.875
23985_drw.pdf | 14 | 4 | ISOLATOR,UNIVERSAL, TECH PRODUCTS 60053 | 13721
23985_drw.pdf | 15 | 8 | WASHER,SNUBBING, TECH PRODUCTS 0186 | 13722
23986_drw.pdf | ITEM
23986_drw.pdf | 1 | 1 | TUBE,AFTERCOOLER OUT, GTA28 | 14298
23986_drw.pdf | 2 | 1 | FRAME, GTA28, REMOTE COOLED | 18065
23986_drw.pdf | 3 | 1 | SKID,GTA28 REMOTE, WOODEN SHIPPING | 18176
23986_drw.pdf | 4 | 1 | GUARD,DAMPER, GTA28 | 18310
23986_drw.pdf |  |  | SUPPORT, REAR ENGINE, REWORK GTA28 | 18938
23986_drw.pdf |  |  | REWORK GTA28 | 18939
23986_drw.pdf |  |  |  | A057W195
23986_drw.pdf | 11
23986_drw.pdf | 12
23986_drw.pdf | 13 | 4 | SPACER, ISOLATOR, 6.00 x 6.00 x 0.875
23986_drw.pdf | 14 | 4 | ISOLATOR,UNIVERSAL, TECH PRODUCTS 60053 | 13721
23986_drw.pdf | 15 | 8 | WASHER,SNUBBING, TECH PRODUCTS 0186 | 13722
23987_drw.pdf | ITEM
23987_drw.pdf | 1 | 1 | WELDMENT,FRONT ENGINE SUPPO;RGTTA38/50 | 14102
23987_drw.pdf | 2 | 1 | FRAME, GENSE;T GTA38 OPEN | 14469
23987_drw.pdf | 3 | 2 | SPT,FLYWHEEL,REWOR;KGTA38/50 | 15111
23987_drw.pdf | 4 | 164 | BLUE GE;0(QUARTS) | 875362
23987_drw.pdf |  |  | UL | A042C848
23987_drw.pdf |  |  |  | 0193-0529-01
23987_drw.pdf |  |  |  | 12176-8-6
23987_drw.pdf | 11 | 1
23987_drw.pdf | 12 | 1 | SPACER,FAN PILO;T
23987_drw.pdf | 13 | 1 | SWITCH,MAGNETI;C24VDC
23987_drw.pdf | 14 | 1 | SENDER,PRESSUR;E1/4" NPT | A042G655
23987_drw.pdf | 15 | 2 | DECAL,WEBSIT;EGENSETS | A058N801
23987_drw.pdf |  |  |  | AG-3904930
23988_drw.pdf | ITEM
23988_drw.pdf | 1 | 1 | FRAME, GENSE;T GTA38 ENCL | 13963
23988_drw.pdf | 2 | 1 | WELDMENT,FRONT ENGINE SUPPO;RGTTA38/50 | 14102
23988_drw.pdf | 3 | 2 | SPT,FLYWHEEL,REWOR;KGTA38/50 | 15111
23988_drw.pdf | 4 | 164 | BLUE GE;0(QUARTS) | 875362
23988_drw.pdf |  |  | UL | A042C848
23988_drw.pdf |  |  |  | 0193-0529-01
23988_drw.pdf |  |  |  | 12176-8-6
23988_drw.pdf | 11 | 1
23988_drw.pdf | 12 | 1 | SPACER,FAN PILO;T
23988_drw.pdf | 13 | 1 | SWITCH,MAGNETI;C24VDC
23988_drw.pdf | 14 | 1 | SENDER,PRESSUR;E1/4" NPT | A042G655
23988_drw.pdf | 15 | 2 | DECAL,WEBSIT;E GENSETS | A058N801
23988_drw.pdf |  |  |  | AG-3904930
23989_drw.pdf | ITEM
23989_drw.pdf | 1 | 1 | WELDMENT,FRONT ENGINE SUPPO;RGTTA38/50 | 14102
23989_drw.pdf | 2 | 2 | SPT,FLYWHEEL,REWOR;KGTA38/50 | 15111
23989_drw.pdf | 3 | 1 | GENSET, WID;EGTA38 W/FLOOR | 21429
23989_drw.pdf | 4 | 164 | BLUE GE;0(QUARTS) | 875362
23989_drw.pdf |  |  | UL | A042C848
23989_drw.pdf |  |  |  | 0193-0529-01
23989_drw.pdf |  |  |  | 12176-8-6
23989_drw.pdf | 11 | 4
23989_drw.pdf | 12 | 1 | BRKT,MNT,SOLENOI;DKTA19SLB
23989_drw.pdf | 13 | 1 | COVER,11GA,PNT-ST;LGENSET FLOOR 19.5x30"
23989_drw.pdf | 14 | 2 | COVER,11GA,PNT-ST;LGENSET FLOOR,30x39" | 21431
23989_drw.pdf | 15 | 1 | SPACER,FAN PILO;T | 218792
23990_drw.pdf | 1 | 1 | WELDMENT,FRONT ENGINE SUPPORT, GTA38/50 | 14102
23990_drw.pdf | 2 | 2 | SPT,FLYWHEEL,REWORK, GTA38/50 | 15111
23990_drw.pdf | 3 | 1 | FRAME, GTA38, REMOTE COOLED | 18073
23991_drw.pdf | ITEM
23991_drw.pdf | 1 | 1 | FRAME, GENSE;TGTA50 OPENSET | 13846
23991_drw.pdf | 2 | 1 | WELDMENT,FRONT ENGINE SUPPO;RGTTA38/50 | 14102
23991_drw.pdf | 3 | 2 | SPT,FLYWHEEL,REWOR;KGTA38/50 | 15111
23991_drw.pdf | 4 | 236 | BLUE GE;0(QUARTS) | 875362
23991_drw.pdf |  |  | UL | A042C848
23991_drw.pdf |  |  |  | 0193-0529-01
23991_drw.pdf |  |  |  | 13711
23991_drw.pdf | 11 | 1
23991_drw.pdf | 12 | 1 | SWITCH,MAGNETI;C24VDC
23991_drw.pdf | 13 | 1 | SENDER,PRESSUR;E1/4" NPT
23991_drw.pdf | 14 | 2 | DECAL,WEBSIT;E GENSETS | A058N801
23991_drw.pdf | 15 | 2 | ISOLATOR (TECH# 5114;5)- | AG-3904930
23991_drw.pdf |  |  |  | LTL-SRB1238
23992_drw.pdf | ITEM
23992_drw.pdf | 1 | 1 | WELDMENT,FRONT ENGINE SUPPO;RGTTA38/50 | 14102
23992_drw.pdf | 2 | 1 | FRAME, ENCLOSED, WELDME;NTGTA50 G3 | 14347
23992_drw.pdf | 3 | 2 | SPT,FLYWHEEL,REWOR;KGTA38/50 | 15111
23992_drw.pdf | 4 | 236 | BLUE GE;0(QUARTS) | 875362
23992_drw.pdf |  |  | UL | A042C848
23992_drw.pdf |  |  |  | 0193-0529-01
23992_drw.pdf |  |  |  | 13711
23992_drw.pdf | 11 | 1
23992_drw.pdf | 12 | 1 | SWITCH,MAGNETI;C24VDC
23992_drw.pdf | 13 | 1 | SENDER,PRESSUR;E1/4" NPT
23992_drw.pdf | 14 | 2 | DECAL,WEBSIT;E GENSETS | A058N801
23992_drw.pdf | 15 | 2 | ISOLATOR (TECH# 5114;5)- | AG-3904930
23992_drw.pdf |  |  |  | LTL-SRB1238
23994_drw.pdf | 1 | 1 | WELDMENT,FRONT ENGINE SUPPORT, GTA38/50 | 14102
23994_drw.pdf | 2 | 2 | SPT,FLYWHEEL,REWORK, GTA38/50 | 15111
23994_drw.pdf | 3 | 1 | FRAME, GTA50, REMOTE COOLED | 18083
23996_drw.pdf | ITEM
23996_drw.pdf | 1 | 1 | HOSE,PARKER, 1/4 INCH ID X 42.00 IN LG | 801-04
23996_drw.pdf | 2 | 1 | HOSE,PARKER, 1/4 INCH ID X 57.00 IN LG | 801-04
23996_drw.pdf | 3 | 1 | TUBE,JACKET WATER,LOWER, GTA19 | 14457
23996_drw.pdf | 4 | 1 | TUBE, JACKET WATER,UPPER, GTA19 | 14458
23996_drw.pdf |  |  | TUBE,AFTER COOLER,UPPER, GTA19 | 14460
23996_drw.pdf |  |  | GTA19 | 14479
23996_drw.pdf |  |  |  | 14640
23996_drw.pdf | 11 | 2
23996_drw.pdf | 12 | 32 | COOLANT, FC EG PM, 1 GALLON
23996_drw.pdf | 13
23996_drw.pdf | 14
23996_drw.pdf | 15
23996_drw.pdf |  |  |  | 13164-0350
23997_drw.pdf | 1 | 1 | ASSEMBLY,RADIATOR,2-PUMP 2-L;OOGPTA28 | 10268
23997_drw.pdf | 2 | 1 | ENGINE WATER O;UTGTA28 | 13724
23997_drw.pdf | 4 | 1 | TUBE,ENGINE WATER ;INGTA28 | 13726
23998_drw.pdf | 1 2 | 1 1 | HOSE,PARKE;R 3/8 INCH ID X 6.00 IN LG 3/8 INCH ID X 60.00 IN LG | 801-06_002
23998_drw.pdf | 3 | 1 | HOSE,PARKE;R 3/8 INCH ID X 60.00 IN LG | 801-06_003
23998_drw.pdf | 4 | 1 | HOSE,PARKE;R 3/8 INCH ID X 74.00 IN LG | 801-06_004
23999_drw.pdf | 1 2 | 1 1 | CLAMP,MUFFLER,1.50 N;OM5/16-18 THD INCH ID X 73.00 IN LG | 801-06_005
23999_drw.pdf | 3 | 1 | HOSE,PARKE;R 3/8 INCH ID X 73.00 IN LG | 801-06_006
23999_drw.pdf | 4 | 1 | HOSE,PARKE;R 3/8 INCH ID X 72.00 IN LG | 801-06_007
2400-200_drw.pdf | 1 | 16 | NUT,REGULAR HEXAGON ; 7/16-14,GRADE-8 | 7-16_14_NUT
2400-200_drw.pdf | 2 | 8 | NUT,SQUARE; 0.531" PILOTED (3/8-16 THREAD) | 2008
2400-200_drw.pdf | 3 | 1 | RAIL,BASE; CHANNEL,RH | 2400-200A
2400-200_drw.pdf | 4 | 1 | RAIL,BASE; CHANNEL,LH | 2400-200B
2400-200_drw.pdf | 5 | 1 | RAIL,BASE; SUPPORT,ENGINE | 2400-200C
2400-200_drw.pdf | 6 | 1 | RAIL,BASE; SUPPORT,GENSET | 2400-200D
2400-200_drw.pdf | 7 | 1 | RAIL,BASE; SUPPORT,RADIATOR
2400-200_drw.pdf |  |  | .18 | .18
2400-200_drw.pdf |  |  | 1.0-2.0
2400-205_drw.pdf | 1 | 6 | NUT,SQUARE; 0.531" PILOTED (3/8-16 THREAD) | 2008
2400-205_drw.pdf | 2 | 1 | SUPPORT,AFTERTREATMENT ; CHANNEL,VERTICAL | 2400-205A
2400-205_drw.pdf | 3 | 1 | SUPPORT,AFTERTREATMENT ; PLATE,BASE | 2400-205B
2400-206_drw.pdf | 1 | 3 | NUT,SQUARE; 0.469" PILOTED (5/16-18 THREAD) | 2006
2400-206_drw.pdf | 2 | 7 | NUT,SQUARE; 0.531" PILOTED (3/8-16 THREAD) | 2008
2400-206_drw.pdf | 3 | 1 | SUPPORT,AFTERTREATMENT ; CHANNEL,HORIZONTAL | 2400-206A
2400-206_drw.pdf |  |  | 1 | 1
2400-211_drw.pdf | 1 | 2 | NUT,SQUARE; 0.531" PILOTED (3/8-16 THREAD) | 2008
2400-211_drw.pdf | 2 | 1 | BRACKET,MOUNTING ; FUEL WATER SEPERATOR | 2400-211A
2400-211_drw.pdf |  |  | 1
2400-213_drw.pdf | 1 | 11 | NUT,SQUARE; 0.406" PILOTED (1/4"-20 THREAD) | 2004
2400-213_drw.pdf | 2 | 1 | BOX,ELECTRICAL; . | 2400-213A
2400-225_drw.pdf | 1 | 1 | BRACKET,BELT GUARD ; RH (CAC SIDE) | 2400-225A
2400-225_drw.pdf | 2 | 1 | GUARD,BELT; COVER,SIDE | 2400-225B
2400-225_drw.pdf | 3 | 1 | GUARD,BELT; COVER,TOP | 2400-225C
2400-225_drw.pdf | 4 | 1 | GUARD,BELT; FRONT,UPPER | 2400-225D
2400-225_drw.pdf | 5 | 1 | GUARD,BELT; FRONT,LOWER | 2400-225E
2400-225_drw.pdf |  |  | 4.75
2400-225_drw.pdf |  |  | 5 | 2
2400-225_drw.pdf |  |  | 3.00
2400-226_drw.pdf | 1 | 5 | NUT,SQUARE; 0.469" PILOTED (5/16-18 THREAD) | 2006
2400-226_drw.pdf | 2 | 1 | GUARD,BELT; COVER,SIDE | 2400-225B
2400-226_drw.pdf | 3 | 1 | GUARD,BELT; COVER,TOP | 2400-225C
2400-226_drw.pdf | 4 | 1 | BRACKET,BELT GUARD;LH (RAD SIDE) | 2400-226A
2400-226_drw.pdf | 5 | 1 | GUARD,BELT; FRONT,UPPER | 2400-226B
2400-226_drw.pdf | 6 | 1
2400-227_drw.pdf | 1 | 2 | NUT,SQUARE; 0.406" PILOTED (1/4"-20 THREAD) | 2004
2400-227_drw.pdf | 2 | 2 | NUT,SQUARE; 0.531" PILOTED (3/8-16 THREAD) | 2008
2400-227_drw.pdf | 3 | 1 | PLATE,MOUNTING; LIFT,PUMP | 2400-227A
2400-231_drw.pdf | 1 | 7 | NUT,SQUARE; 0.406" PILOTED (1/4"-20 THREAD) | 2004
2400-231_drw.pdf | 2 | 1 | COVER,CONTROL BOX; TOP | 2400-231A
2400-231_drw.pdf | 3 | 1 | COVER,CONTROL BOX; BOTTOM | 2400-231B
2400-300_drw.pdf | 1 | 8 | NUT,REGULAR HEXAGON; 1/2-13,GRADE 8 | 1-2_13_NUT
2400-300_drw.pdf | 2 | 1 | NUT,SQUARE; 0.531" PILOTED (3/8-16 THREAD) | 2008
2400-300_drw.pdf | 3 | 1 | RAIL,BASE; CHANNEL,RH | 2400-300A
2400-300_drw.pdf | 4 | 1 | RAIL,BASE; CHANNEL,LH | 2400-300B
2400-300_drw.pdf | 5 | 1 | RAIL,BASE; SUPPORT,ENGINE | 2400-300C
2400-300_drw.pdf | 6 | 1
2400-300_drw.pdf |  |  |  | 2400-300F
2400-303_drw.pdf | 1 | 2 | NUT,SQUARE; 0.531" PILOTED (3/8-16 THREAD) | 2008
2400-303_drw.pdf | 2 | 1 | SUPPORT,AFTERTREATMENT; CHANNEL,VERTICAL | 2400-303A
2400-303_drw.pdf | 3 | 1 | SUPPORT,AFTERTREATMENT; PLATE,BASE | 2400-304B
2400-304_drw.pdf | 1 | 7 | NUT,SQUARE; 0.531" PILOTED (3/8-16 THREAD) | 2008
2400-304_drw.pdf | 2 | 1 | SUPPORT,AFTERTREATMENT; CHANNEL,VERTICAL | 2400-304A
2400-304_drw.pdf | 3 | 1 | SUPPORT,AFTERTREATMENT; PLATE,BASE | 2400-304B
2400-305_drw.pdf | 1 | 6 | NUT,SQUARE; 0.406" PILOTED (1/4"-20 THREAD) | 2004
2400-305_drw.pdf | 2 | 1 | PLATE,MOUNTING; AIR CLEANER AND ECM | 2400-305A
2400-306_drw.pdf | 1 | 1 | BRACKET,MOUNTING; . | 2400-306A
2400-306_drw.pdf | 2 | 1 | PLATE,ROLLED; . | 2400-306B
2400-306_drw.pdf | 3 | 2 | PLATE,MOUNTING; STRAP,AFTERTREATMENT | 2400-306C
2400-314_drw.pdf | 1 | 3 | NUT,SQUARE; 0.469" PILOTED (5/16-18 THREAD) | 2006
2400-314_drw.pdf | 2 | 2 | NUT,SQUARE; 0.531" PILOTED (3/8-16 THREAD) | 2008
2400-314_drw.pdf | 3 | 1 | BRACKET,MOUNTING; FUEL FILTER | 2400-314A
2400-317_drw.pdf | 1 | 4 | NUT,SQUARE; 0.406" PILOTED (1/4"-20 THREAD) | 2004
2400-317_drw.pdf | 2 | 2 | NUT,SQUARE; 0.531" PILOTED (3/8-16 THREAD) | 2008
2400-317_drw.pdf | 3 | 1 | BRACKET,MOUNTING; RELAY AND FUSE | 2400-317A
2400-321_drw.pdf | 1 | 1 | BRACKET,BELT GUARD; RH (CAC SIDE) | 2400-321A
2400-321_drw.pdf | 2 | 1 | GUARD,BELT; COVER,SIDE | 2400-321B
2400-321_drw.pdf | 3 | 1 | GUARD,BELT; COVER,TOP | 2400-321C
2400-321_drw.pdf | 4 | 1 | GUARD,BELT; FRONT,LOWER | 2400-321D
2400-322_drw.pdf | 1 | 1 | BRACKET,BELT GUARD; LH (RAD SIDE) | 2400-322A
2400-322_drw.pdf | 2 | 1 | GUARD,BELT; COVER,TOP | 2400-322B
2400-322_drw.pdf | 3 | 1 | GUARD,BELT; FRONT,UPPER | 2400-322C
2400-322_drw.pdf | 4 | 1 | GUARD,BELT; COVER,SIDE | 2400-322D
2400-322_drw.pdf |  |  | 4.50
24000_drw.pdf |  | ) I
24000_drw.pdf |  | "
24000_drw.pdf |  | 3/8 | SIZE
24003_drw.pdf | ITEM
24003_drw.pdf | 1 | 1 | SKID, 60 x 108, CFP15E, ENGINE ONLY OR 11957 | 12587
24003_drw.pdf | 2 | 1 | HOLD-DOWN,BATTERY, GRP 31 HARDWARE | 17493
24003_drw.pdf | 3 | 1 | HOLD-DOWN,BATTERY, GRP 31 HARDWARE | 17493
24003_drw.pdf | 4 | 1 | ENGINE, QSL9-G3 NR3, 399HP@1800RPM | 23503
24003_drw.pdf | 5 | 2 | FRONT ENGINE MNT ASSY, PIERCE 175KW | 24004
24003_drw.pdf | 6 | 1 | FRAME, 96IN x 48IN ASSY, PIERCE 175KW
24003_drw.pdf | 7 | 4 | LIFTING
24003_drw.pdf |  |  |  | 24039
24003_drw.pdf |  |  | LH, PIERCE 175KW | 24530
24003_drw.pdf | 11 | 2 | ASSY, DUCT, BELLOW MNT, PIERCE 175KW | 24536
24003_drw.pdf | 12 | 2 | ASSY, AIR FILTER HOLDER, PIERCE 175KW | 24549
24003_drw.pdf | 13 | 1 | HOSE, FUEL RETURN, PIERCE 175KW | 25249
24003_drw.pdf | 14 | 1 | HOSE, FUEL INLET, PIERCE 175KW | 25250
24003_drw.pdf | 15 | 4 | WASHER, SNUBBING, TECH PRODUCTS 0184 | 0184
24003_drw.pdf | 16
24003_drw.pdf | 17
24004_drw.pdf | ITEM
24004_drw.pdf | 1 | 1 | BRACKET, FRT MNT SUPT, PIERCE 175KW | 24005
24004_drw.pdf | 2 | 1 | BRACKET, FRT ENG MNT, PIERCE 175KW | 24006
24004_drw.pdf |  |  | 1
24007_drw.pdf | ITEM
24007_drw.pdf | 1 | 1 | CROSS MEMBER, GEN. SUPT, PIERCE 175KW | 24008
24007_drw.pdf | 2 | 1 | RACK,DUAL BATTERY ASSY, PIERCE 175KW | 24011
24007_drw.pdf | 3 | 1 | PAN, DRAIN ASSY, PIERCE 175KW | 24014
24007_drw.pdf | 4 | 1 | FRAME, RAD./ENGINE SUPT, PIERCE 175KW | 24052
24007_drw.pdf |  |  | NUT,HEX, 1.00-8 | 20100-100
24007_drw.pdf |  |  | 175KW | 24019
24007_drw.pdf |  |  |  | 24020
24007_drw.pdf | 11 | 5 | NUT,
24007_drw.pdf | 12 | 10 | NUT, WELD, 5/8-UNC11,
24007_drw.pdf | 13 | 1 | CHANNEL, SIDE RAIL, RH, PIERCE 175KW
24008_drw.pdf | ITEM
24008_drw.pdf | 1 | 2 | TUBE, ISOLATOR SUPT | 21482
24008_drw.pdf | 2 | 1 | BRACKET, X-MEMBER CNTR SUPT, PIERCE 175KW | 24009
24008_drw.pdf | 3 | 1 | BRACKET, X-MEMBER, FRAME, PIERCE 175KW | 24010
24008_drw.pdf | 4 | 4 | NUT, WELD, 1/2"-13 UNC, SQUARE, STEEL | 24028
24008_drw.pdf |  |  | 4
24008_drw.pdf |  |  | 4
24008_drw.pdf |  |  |  | 1
24011_drw.pdf | ITEM
24011_drw.pdf | 1 | 1 | TRAY,BATTERY RACK, PIERCE 175KW | 24012
24011_drw.pdf | 2 | 1 | BRACKET,BATTERY RACK, PIERCE 175KW | 24013
24011_drw.pdf |  |  | 1
24014_drw.pdf | ITEM
24014_drw.pdf | 1 | 1 | COUPLING, MODIFIED, PIERCE 175KW | 24018
24014_drw.pdf | 2 | 1 | PANEL, DRAIN, FRAME, PIERCE 175KW | 24015
24014_drw.pdf | 3 | 1 | CAP, DRAIN COUPLING, PIERCE 175KW | 24016
24018_drw.pdf | ITEM
24018_drw.pdf | 1 | 1 | COUPLING, FULL, 1.00 FNPT | 24017
24030_drw.pdf | ITEM
24030_drw.pdf | 1 | 1 | BRACKET, LIFT POINT, PIERCE 175KW | 24031
24030_drw.pdf | 2 | 1 | PLATE, LIFT POINT, PIERCE 175KW | 24032
24030_drw.pdf |  |  | 2
24030_drw.pdf |  |  | 1
24034_drw.pdf | ITEM
24034_drw.pdf | 1 | 1 | PANEL, DUCT, GEN., FRT,RH, PIERCE 175KW | 24035
24034_drw.pdf | 2 | 1 | PANEL, DUCT, GEN., TOP, PIERCE 175KW | 24036
24034_drw.pdf | 3 | 1 | PANEL, DUCT, GEN., SIDE, LH, PIERCE 175KW | 24037
24034_drw.pdf | 4 | 1 | PANEL, DUCT, GEN., SIDE, RH, PIERCE 175KW | 24038
24034_drw.pdf |  |  | TUBE, ROLLED, 10.00 OD, PIERCE 175KW | 24439
24034_drw.pdf |  |  | 1
24034_drw.pdf |  |  |  | 5
24039_drw.pdf | ITEM
24039_drw.pdf | 1
24039_drw.pdf | 2 | 2 | CLAMP, WORM, .39-.87 | 14990-06
24039_drw.pdf | 3 | 1 | HOSE, 5/8"ID, FR221-12, 22.00 LENGTH | 24039_001
24041_drw.pdf | ITEM
24041_drw.pdf | 1 | 1 | RADIATOR SUPT, LH, PIERCE 175KW | 24042
24041_drw.pdf | 2 | 1 | RADIATOR SUPT, RH, PIERCE 175KW | 24046
24041_drw.pdf | 3 | 2 | BRACE,RADIATOR SUPPORT, PIERCE 175KW | 24050
24041_drw.pdf | 4 | 1 | PANEL, FRT ENG GUARD, PIERCE 175KW | 24053
24041_drw.pdf |  |  | HOSE, RAD. FILL/RAD DRAIN, PIERCE 175KW | 24071
24041_drw.pdf |  |  | PIERCE 175KW | 24957
24041_drw.pdf |  |  |  | 25114
24041_drw.pdf | 11 | 8 | CLAMP,
24041_drw.pdf | 12 | 2 | CLAMP,CSHN, 0.75 ID
24041_drw.pdf | 13
24041_drw.pdf | 14
24041_drw.pdf | 15
24041_drw.pdf |  |  |  | 20100-063
24042_drw.pdf | ITEM
24042_drw.pdf | 1 | 5 | NUT, WELD HEX HEAD, 5/16"-18, - | 13253
24042_drw.pdf | 2 | 4 | NUT, WELD, 1/2"-13 UNC, SQUARE, STEEL | 24028
24042_drw.pdf | 3 | 1 | BRACKET, RAD. SUPT, INNER, PIERCE 175KW | 24043
24042_drw.pdf | 4 | 1 | PLATE, RAD SUPT, HORZ., PIERCE 175KW | 24044
24042_drw.pdf |  |  | BRACKET, RAD. SIDE SUPT, LH, PIERCE 175KW | 24045
24042_drw.pdf |  |  | PIERCE 175KW | 24758
24042_drw.pdf |  |  | 5
24042_drw.pdf |  |  | 3
24042_drw.pdf |  |  | 1
24046_drw.pdf | ITEM
24046_drw.pdf | 1 | 5 | NUT, WELD HEX HEAD, 5/16"-18, - | 13253
24046_drw.pdf | 2 | 4 | NUT, WELD, 1/2"-13 UNC, SQUARE, STEEL | 24028
24046_drw.pdf | 3 | 1 | BRACKET, RAD. SUPT, INNER, PIERCE 175KW | 24043
24046_drw.pdf | 4 | 1 | PLATE, RAD SUPT, HORZ., PIERCE 175KW | 24044
24046_drw.pdf |  |  | BRACKET, RAD. SIDE SUPT, RH, PIERCE 175KW | 24047
24046_drw.pdf |  |  | PIERCE 175KW | 24758
24046_drw.pdf |  |  |  | 2
24046_drw.pdf |  |  |  | 5
24050_drw.pdf | ITEM
24050_drw.pdf | 1 | 2 | BRACKET, RAD. SUPT, PIERCE 175KW | 24051
24050_drw.pdf | 2 | 1 | TUBE, RAD. SUPT, PIERCE 175KW | 24054
24050_drw.pdf |  |  | 2
24050_drw.pdf |  |  | 0.76
24052_drw.pdf | ITEM
24052_drw.pdf | 1 | 4 | NUT, WELD HEX HEAD, 5/16"-18, - | 13253
24052_drw.pdf | 2 | 2 | TUBE, ISOLATOR SUPT | 21482
24052_drw.pdf | 3 | 1 | BRACKET, FRAME, RAD. SUPT, PIERCE 175KW | 24024
24052_drw.pdf | 4 | 1 | BRCKT, FRAME, FRT VERT SUPT, PIERCE 175KW | 24025
24052_drw.pdf |  |  | FRT DRAIN, FRAME, PIERCE 175KW | 24027
24052_drw.pdf |  |  | SQUARE, STEEL | 24028
24052_drw.pdf |  |  | 6
24052_drw.pdf | 2 |  | 8
24053_drw.pdf | ITEM
24053_drw.pdf | 1 | 1 | PANEL, FRT GUARD, PIERCE 175KW | 24049
24060_drw.pdf | ITEM
24060_drw.pdf | 1 | 1 | TEE, STREET, -8 NPT | 12534-8
24060_drw.pdf | 2
24060_drw.pdf | 3
24060_drw.pdf | 4
24060_drw.pdf |  |  | CLAMP, WORM, .39-.87 | 14990-06
24060_drw.pdf |  |  | 22.00 LENGTH | 24060_001
24060_drw.pdf |  |  |  | 24060_002
24062_drw.pdf | 1 | 1 | AIR FILTER SUPT, PIERCE 175KW | 24063
24062_drw.pdf | 2 | 1 | TUBE, EXH, UPPER PIPE, PIERCE 175KW | 24067
24062_drw.pdf | 3 | 1 | BLANKET, EXHAUST, PIERCE 175KW | 25027
24062_drw.pdf | 4 | 1 | RAIN CAP, 8", GT EXHAUST 22-800 | 22-800
24062_drw.pdf | 5 | 1 | CLAMP, T-BOLT, 4.28-4.59 | 13164-0450
24062_drw.pdf | 6 | 2 | CLAMP, T-BOLT, 5.28-5.59 | 13164-0550
24062_drw.pdf |  |  | 6.28-6.59 | 13164-0650
24062_drw.pdf | 14 | 16 | SCREW,HH, 0.75-10x1.50
24062_drw.pdf | 15 | 4 | SCREW,HH, M10-1.50x30 | 20310-030
24062_drw.pdf |  |  |  | 20312-030
24063_drw.pdf | ITEM
24063_drw.pdf | 1 | 1 | BRACKET, AIR FILTER SUPT, PIERCE 175KW | 24064
24063_drw.pdf | 2 | 1 | BRACKET, AIR FILTER SUPT, PIERCE 175KW | 24065
24063_drw.pdf |  |  | 1
24063_drw.pdf |  |  | 1
24067_drw.pdf | ITEM
24067_drw.pdf | 1 | 1 | FLANGE, (8) BLT, PIERCE 175KW | 24258
24067_drw.pdf | 2 | 1 | TUBE, EXHAUST, UPPER PIPE, PIERCE 175KW | 24259
24067_drw.pdf | 3 | 1 | STRIP, EXHAUST, UPPER PIPE, PIERCE 175KW | 24260
24067_drw.pdf |  |  | 3
24071_drw.pdf | ITEM
24071_drw.pdf | 1
24071_drw.pdf | 2 | 1 | TEE, STREET, -12 NPT | 12534-12
24071_drw.pdf | 3
24071_drw.pdf | 4
24071_drw.pdf |  |  | 89.00" LENGTH | 24071_001
24071_drw.pdf |  |  |  | 24071_002
24072_drw.pdf | ITEM
24072_drw.pdf | 1 | 1 | PLATE, TUBE SUPT, AIR FILTER, PIERCE 175KW | 24073
24072_drw.pdf | 2 | 1 | BRKT, TUBE SUPT, AIR INTAKE, PIERCE 175KW | 24074
24072_drw.pdf |  |  | 1
24076_drw.pdf | 1G622-36413 | 1G622-36413
24077_drw.pdf | 17456-36420
24078_drw.pdf | 15434-01616
24079_drw.pdf | ENGINE
24079_drw.pdf | #: | 15628-32110
24080_drw.pdf | POWER
24081_drw.pdf | ITEM
24081_drw.pdf | 1 | 22 | WELDNUT, 1/4"-20 NC, _ | 14520
24081_drw.pdf | 2 | 1 | BRKT,CONDUIT BOX, - | 18318
24081_drw.pdf | 3 | 1 | PANEL,FRNT,CONDU-BOX, GTA855,GTA19,GTA28, HCI4 | 24082
24081_drw.pdf | 4 | 2 | WELDNUT, #8-32, CARBON STEEL,FASTENAL 0124585 | 24123
24083_drw.pdf | ITEM
24083_drw.pdf | 1 | 1 | LOUVER,CONDUIT BOX, UCI274/HCI4/HCI5 | 17310
24083_drw.pdf | 2 | 1 | PANEL,RR,CONDUIT BOX, UCI274/HCI4/HCI5 | 18319
24083_drw.pdf | 3 | 2 | PANEL,SIDE,CONDUIT BOX, UCI274/HCI4/HCI5 | 18324
24083_drw.pdf | 4 | 1 | ASM,SIDE,CONDUIT-BOX, UCI274/HCI4/HCI5 | 23969
24083_drw.pdf |  |  | FRNT,CONDUIT-BOX, HCI5-GTA19,28,38,50 | 24086
24083_drw.pdf |  |  | HCI2/4/5 W/3X CONTROL | 24214
24083_drw.pdf |  |  |  | 13694
24083_drw.pdf | 11 | 2
24083_drw.pdf | 12 | 1 | COVER, LOWER FRONT, HCI5
24084_drw.pdf | ITEM
24084_drw.pdf | 1 | 18 | WELDNUT, 1/4"-20 NC, _ | 14520
24084_drw.pdf | 2 | 1 | BRKT,CONDUIT BOX, - | 18318
24084_drw.pdf | 3 | 1 | PANEL,FRNT,CONDU-BOX, KTA19 HCI4 | 24085
24086_drw.pdf | ITEM
24086_drw.pdf | 1 | 22 | WELDNUT, 1/4"-20 NC, _ | 14520
24086_drw.pdf | 2 | 1 | BRKT,CONDUIT BOX, - | 18318
24086_drw.pdf | 3 | 1 | PANEL,FRNT,CONDU-BOX, GTA19,28,38,50 W/HCI5 | 24087
24086_drw.pdf | 4 | 2 | WELDNUT, #8-32, CARBON STEEL,FASTENAL 0124585 | 24123
24088_drw.pdf | ITEM
24088_drw.pdf | 1 | 1 | PANEL,FRNT,CONDU-BOX, HCI6 | 24089
24088_drw.pdf | 2 | 1 | PANEL,SIDE,CONDU-BOX, HCI6 | 24136
24088_drw.pdf | 3 | 1 | PANEL,REAR,CONDU-BOX, HCI6 | 24138
24088_drw.pdf | 4 | 1 | PANEL,SIDE,COND-BOX, HCI6,1X CONTROL | 24141
24088_drw.pdf |  |  | ASM,REAR,CNTRL-BRKT, HCI6 CONUIT-BOX | 24145
24088_drw.pdf |  |  | HCI6 CONDUIT BOX | 24146
24088_drw.pdf |  |  |  | A041Z928
24088_drw.pdf | 11 | 2
24088_drw.pdf | 12 | 2 | BRKT,CONDUIT BOX, -
24088_drw.pdf | 13 | 1 | PANEL,FRNT-LOWER, HCI6,REPLACES FLOOR
24092_drw.pdf | ITEM
24092_drw.pdf | 1 | 1 | PIPE,EXHAUST, - | 24095
24092_drw.pdf | 2 | 1 | PIPE,EXHAUST, - | 24096
24092_drw.pdf | 3 | 1 | PIPE,EXHAUST, - | 24093
24092_drw.pdf | 4 | 1 | CAP,END, - | 24094
24092_drw.pdf |  |  | CAP,END, - | 24918
24099_drw.pdf | ITEM
24099_drw.pdf | 1 | 1 | TUBE,MANIFOLD,AIR INTAKE, - | 24100
24099_drw.pdf | 2 | 2 | CAP,AIR MANIFOLD, - | 24101
24099_drw.pdf | 3 | 1 | BRKT,GAUGE MOUNT, - | 24105
24099_drw.pdf | 4 | 1 | BRKT,MANIFOLD MOUNT, - | 24107
24125_drw.pdf | 1 | 1 | SIDE, LH | 24124
24125_drw.pdf | 2 | 1 | BACK | 24127
24125_drw.pdf | 3 | 1 | SIDE, RH | 24128
24125_drw.pdf | 4 | 1 | GUSSET | 24129
24125_drw.pdf |  |  | 2
24130_drw.pdf | 1 | 1 | BRACKET, ACCESSORY MOUNTING, CFP9E HHP/CFP83 DUAL | STARTER24125
24130_drw.pdf | 2 | 1 | BATTERY ISOLATOR, FIRE PUMP | 8838
24130_drw.pdf | 3 | 1 | FACTORY SETTINGS TAG, FIREPUMP | 9526-02
24130_drw.pdf | 4 | 1 | FIELD SETTINGS TAG, FIREPUMP | 9526-03
24130_drw.pdf | 5 | 1 | DATA TAG, FIREPUMP | 9534
24130_drw.pdf | 6 | 4 | WASHER,FLAT, M5 | 20020-M5
24130_drw.pdf | 7 | 4 | NUT,HEX, M5-0.80 | 20120-M5
24130_drw.pdf | 8 | 4 | SCREW,HH, M5-0.80x16 | 20305-016
24136_drw.pdf | ITEM
24136_drw.pdf | 1 | 34 | WELDNUT, 1/4"-20 NC, _ | 14520
24136_drw.pdf | 2 | 1 | PANEL,SIDE,CONDU-BOX, HCI6 | 24142
24138_drw.pdf | ITEM
24138_drw.pdf | 1 | 12 | WELDNUT, 1/4"-20 NC, _ | 14520
24138_drw.pdf | 2 | 1 | PANEL,RR,CONDUIT-BOX, HCI6 | 24143
24141_drw.pdf | ITEM
24141_drw.pdf | 1 | 38 | WELDNUT, 1/4"-20 NC, _ | 14520
24141_drw.pdf | 2 | 1 | PANEL,SIDE,CONDU-BOX, HCI6,1X CONTROL | 24134
24141_drw.pdf | 3 | 1 | BRKT,RHT-CNTRL-PNL, HCI6 CONDUIT BOX | 24135
24143_drw.pdf | ITEM
24145_drw.pdf | ITEM
24145_drw.pdf | 1 | 22 | WELDNUT, 1/4"-20 NC, _ | 14520
24145_drw.pdf | 2 | 1 | BRKT,REAR,CONTRL-MNT, HCI6,CONDUIT-BOX | 24139
24146_drw.pdf | ITEM
24146_drw.pdf | 1 | 2 | WELDNUT, 1/4"-20 NC, _ | 14520
24146_drw.pdf | 2 | 1 | BRKT,SIDE,CNTRL-MNT, HCI6 CONDUIT-BOX | 24137
24148_drw.pdf | ITEM
24148_drw.pdf | 1 | 1 | CONTROL KIT,PCC1302 | 0541-1414-02
24148_drw.pdf | 2 | 1 | CONTROLS, INTERFACE BOX, LEGACY, PCC1302 | 23892
24148_drw.pdf | 3 | 1 | STRAP, GROUNDING, 4 AWG, 20",ENGINE TO FRAME | 337-3587-01
24148_drw.pdf | 4 | 1 | HOLE PLUG, - | 517-0138-02
24148_drw.pdf |  |  | MANUAL, OWNER, INSTALLATION/OPERATION | 900-0661
24148_drw.pdf |  |  | WC90397-3,GENERATOR TO | 12618
24148_drw.pdf |  |  |  | 13745
24148_drw.pdf | 11 | 1
24148_drw.pdf | 12 | 1 | I/O MODULE BASE, MODEL REF
24149_drw.pdf | ITEM
24149_drw.pdf | 1 | 1 | CONTROLS, INTERFACE BOX, MECH ENG, PCC3300 | 23906
24149_drw.pdf | 2 | 1 | DISPLAY CONTROL (SYM,ENG TXT,NO CB BTN), MODEL | HMI320300-6315-02
24149_drw.pdf | 3 | 1 | PCC3300 | 0327-1601-01
24149_drw.pdf | 4 | 1 | STRAP, GROUNDING, 4 AWG, 20",ENGINE TO FRAME | 337-3587-01
24149_drw.pdf |  |  | PLUG, - | 517-0138-02
24149_drw.pdf |  |  | WC90397-3,GENERATOR TO | 12618
24149_drw.pdf |  |  |  | 13745
24149_drw.pdf | 11 | 1
24149_drw.pdf | 12 | 1 | MANUAL, OPERATOR
24149_drw.pdf | 13 | 1 | DISPLAY,CONTROL, MODEL HMI 114
24151_drw.pdf | ITEM
24151_drw.pdf | 1 | 34 | NUT, WELD, 1/4-20UNC, STEEL, FLANGE | 24150
24151_drw.pdf | 2 | 1 | PANEL, ELECT. COMP, FRT/TOP, PIERCE 175KW | 24152
24151_drw.pdf | 3 | 1 | PANEL, ELECT COMP, BACK, PIERCE 175KW | 24153
24151_drw.pdf | 4 | 1 | BRACKET,ELECT.CMP,HRZ. SUPT, PIERCE 175KW | 24154
24151_drw.pdf |  |  | PLATE, ELECT COMP, VERT. SPACER, PIERCE 175KW | 24155
24151_drw.pdf |  |  | BOTTOM/SIDE, PIERCE 175KW | 24156
24157_drw.pdf | ITEM
24157_drw.pdf | 1 | 2 | NUT, WELD, 1/4-20UNC, STEEL, FLANGE | 24150
24157_drw.pdf | 2 | 1 | PANEL, CAMLOCK MNT, PIERCE 175KW | 24158
24157_drw.pdf | 3 | 1 | PANEL, CAMLOCK , PIERCE 175KW | 24159
24160_drw.pdf | ITEM
24160_drw.pdf | 1 | 4 | NUT, WELD HEX HEAD, 5/16"-18, - | 13253
24160_drw.pdf | 2 | 2 | NUT, WELD, 1/4-20UNC, STEEL, FLANGE | 24150
24160_drw.pdf | 3 | 1 | PANEL, BREAKER/CONTROL, BACK, PIERCE 175KW | 24161
24160_drw.pdf | 4 | 1 | PANEL, BREAKER/CONTROL, LH, PIERCE 175KW | 24162
24160_drw.pdf |  |  | PANEL, BREAKER/CONROL, RH, PIERCE 175KW | 24163
24160_drw.pdf |  |  | 175KW | 24164
24160_drw.pdf |  |  | .11
24166_drw.pdf | ITEM
24166_drw.pdf | 1 | 1 | DOOR, CONTOL ACCESS, WELDMT, PIERCE, 175 KW | 24167
24166_drw.pdf | 2 | 1 | HINGE, PIANO, 4" , W/1/4"PIN DIA , STEEL | 24172
24166_drw.pdf | 3 | 2 | LATCH, LIFT & TURN, BLACK POWER COAT | 24174
24166_drw.pdf | 4 | 1 | LATCH, CAM, FIXED GRIP | 24314
24166_drw.pdf |  |  | PANEL, DOOR, CONTROL ACCESS, PIERCE 175KW | 24176
24166_drw.pdf |  |  | PIERCE 175KW | 24177
24166_drw.pdf |  |  |  | 24178
24166_drw.pdf | 11 | 1 | STRIP,
24167_drw.pdf | ITEM
24167_drw.pdf | 1 | 1 | HINGE, PIANO, 2" , W/1/4"PIN DIA , STEEL | 21473
24167_drw.pdf | 2 | 1 | DOOR, HINGED, CONTROL ACCESS, PIERCE 175KW | 24168
24167_drw.pdf | 3 | 1 | BRACKET, DOOR BRACE, UPPER, PIERCE 175KW | 24169
24167_drw.pdf | 4 | 1 | BRACKET, DOOR BRACE, LOWER, PIERCE 175KW | 24170
24167_drw.pdf |  |  | BRACKET, DOOR BRACE, SIDE, PIERCE 175KW | 24171
24167_drw.pdf |  |  | (.11) TYP.
24167_drw.pdf |  |  | .11 TYP.
24167_drw.pdf | TYP.
24167_drw.pdf |  |  | 2
24167_drw.pdf |  |  | 1
24167_drw.pdf |  |  | DETAIL
24201_drw.pdf | ITEM
24201_drw.pdf | 1 | 2 | SPACER, GTA855 ISOLATOR | 13660
24201_drw.pdf | 2 | 1 | CHANNEL, GTA19 GENSET FRAME LH | 13906
24201_drw.pdf | 3 | 1 | CHANNEL, GTA19 GENSET FRAME | 13907
24201_drw.pdf | 4 | 1 | CROSS MEMBER, FRONT ENGINE | 13909
24201_drw.pdf |  |  | CHANNEL, FRAME, REAR MEMBER, GTA/KTA 19 | 13910
24201_drw.pdf |  |  | FRAME CROSS CHANNEL | 14143
24201_drw.pdf |  |  |  | 14447
24201_drw.pdf | 11 | 4
24201_drw.pdf | 12 | 1 | CHANNEL,FRAME,REAR, GTA855/19
24201_drw.pdf | 13 | 1 | SHEET,FLOOR, KTA19SLB
24201_drw.pdf | 14 | 1 | SHEET,FLOOR, KTA19SLB | 17708
24203_drw.pdf | ITEM
24203_drw.pdf | 1 | 2 | CHANNEL,FRAME SIDE, SEISMIC BASE,GTA855/19 | 24204
24203_drw.pdf | 2 | 2 | CHANNEL,FRAME X-MBR, SEISMIC BASE,GTA855/19 | 24205
24203_drw.pdf | 3 | 6 | ANGLE,FRAME X-MBR, SEISMIC BASE,GTA855/19 | 24206
24203_drw.pdf | 4 | 6 | PLATE,FRAME ISO PAD, SEISMIC BASE,GTA855/19 | 24207
24203_drw.pdf |  |  | BRKT,LIFTING, GTA855/19,SEISMIC BASE | 24208
24203_drw.pdf |  |  | 1
24211_drw.pdf | ITEM
24211_drw.pdf | 1 | 1 | PANEL,FRNT,CONDU-BOX, HCI6 | 24089
24211_drw.pdf | 2 | 1 | PANEL,SIDE,CONDU-BOX, HCI6 | 24136
24211_drw.pdf | 3 | 1 | PANEL,REAR,CONDU-BOX, HCI6 | 24138
24211_drw.pdf | 4 | 1 | ASM,REAR,CNTRL-BRKT, HCI6 CONUIT-BOX | 24145
24211_drw.pdf |  |  | ASM,SIDE-CONTROL-PNL, HCI6 CONDUIT BOX | 24146
24211_drw.pdf |  |  | HCI6,1X/2X/3X CONTROL | 24212
24211_drw.pdf |  |  |  | A041Z928
24211_drw.pdf | 11 | 2
24211_drw.pdf | 12 | 2 | BRKT,CONDUIT BOX, -
24211_drw.pdf | 13 | 1 | PANEL,FRNT-LOWER, HCI6,REPLACES FLOOR
24212_drw.pdf | ITEM
24212_drw.pdf | 1 | 38 | WELDNUT, 1/4"-20 NC, _ | 14520
24212_drw.pdf | 2 | 1 | BRKT,RHT-CNTRL-PNL, HCI6 CONDUIT BOX | 24135
24212_drw.pdf | 3 | 1 | PANEL,SIDE,CONDU-BOX, HCI6,3X-CONTROL | 24213
24214_drw.pdf | ITEM
24214_drw.pdf | 1 | 32 | WELDNUT, 1/4"-20 NC, _ | 14520
24214_drw.pdf | 2 | 1 | BRKT,CONDUIT BOX, - | 18323
24214_drw.pdf | 3 | 1 | PANEL,SIDE,CONDU-BOX, HCI2/4/5 W/3XCONTROL | 24215
24216_drw.pdf | 1 | 1 | LOUVER,CONDUIT BOX, UCI274/HCI4/HCI5 | 17310
24216_drw.pdf | 2 | 1 | PANEL,RR,CONDUIT BOX, UCI274/HCI4/HCI5 | 18319
24216_drw.pdf | 3 | 2 | PANEL,SIDE,CONDUIT BOX, UCI274/HCI4/HCI5 | 18324
24216_drw.pdf | 4 | 1 | FRNT,CONDUIT BOX, GTA855 UCI274 | 23967
24216_drw.pdf | 5 | 2 | ASM,SIDE,CONDUIT-BOX, HCI2/4/5 W/3X CONTROL | 24214
24216_drw.pdf | 6 | 1 | PANEL,TOP,CONDUIT BOX, UCI274,HCI4,HCI5 | 13694
24216_drw.pdf | 7 | 1 | SEAL,BULB,UL RECOGNIZED, 84 INCHES LONG | 14456_084
24216_drw.pdf | 8 | 2 | PLATE,CABINET, UCI274 | 14792
24216_drw.pdf | 9 | 2 | PLATE,COVER, - | 17356
24216_drw.pdf | 10 | 2 | BRKT,CONDUIT BOX, - | 17393
24216_drw.pdf | 11 | 2 | BRKT,CONDUIT BOX, - | 17394
24216_drw.pdf | 12 | 1 | COVER, LOWER FRONT, UCI274 | 18788
24217_drw.pdf | 1 | 1 | LOUVER,CONDUIT BOX, UCI274/HCI4/HCI5 | 17310
24217_drw.pdf | 2 | 1 | PANEL,RR,CONDUIT BOX, UCI274/HCI4/HCI5 | 18319
24217_drw.pdf | 3 | 2 | PANEL,SIDE,CONDUIT BOX, UCI274/HCI4/HCI5 | 18324
24217_drw.pdf | 4 | 1 | FRNT,CONDUIT-BOX, HCI4-GTA855,GTA19,GTA28 | 24081
24217_drw.pdf | 5 | 2 | ASM,SIDE,CONDUIT-BOX, HCI2/4/5 W/3X CONTROL | 24214
24217_drw.pdf | 6 | 1 | PANEL,TOP,CONDUIT BOX, UCI274,HCI4,HCI5 | 13694
24217_drw.pdf | 7 | 1 | SEAL,BULB,UL RECOGNIZED, 82 INCHES LONG | 14456
24217_drw.pdf | 8 | 2 | PLATE,COVER, - | 17356
24217_drw.pdf | 9 | 2 | BRKT,CONDUIT BOX, - | 17393
24217_drw.pdf | 10 | 2 | BRKT,CONDUIT BOX, - | 17394
24217_drw.pdf | 11 | 1 | COVER, LOWER FRONT, HCI4 C/D/E/F | 18787
24218_drw.pdf | 1 | 1 | LOUVER,CONDUIT BOX, UCI274/HCI4/HCI5 | 17310
24218_drw.pdf | 2 | 1 | PANEL,RR,CONDUIT BOX, UCI274/HCI4/HCI5 | 18319
24218_drw.pdf | 3 | 2 | PANEL,SIDE,CONDUIT BOX, UCI274/HCI4/HCI5 | 18324
24218_drw.pdf | 4 | 1 | FRNT,CONDUIT-BOX, HCI5-GTA19,28,38,50 | 24086
24218_drw.pdf | 5 | 2 | ASM,SIDE,CONDUIT-BOX, HCI2/4/5 W/3X CONTROL | 24214
24218_drw.pdf | 6 | 1 | PANEL,TOP,CONDUIT BOX, UCI274,HCI4,HCI5 | 13694
24218_drw.pdf | 7 | 1 | SEAL,BULB,UL RECOGNIZED, 94 INCHES LONG | 14456_094
24218_drw.pdf | 8 | 2 | PLATE,COVER, - | 17356
24218_drw.pdf | 9 | 2 | BRKT,CONDUIT BOX, - | 17393
24218_drw.pdf | 10 | 2 | BRKT,CONDUIT BOX, - | 17394
24218_drw.pdf | 11 | 1 | COVER, LOWER FRONT, HCI5 C/D/E/F | 18786
24219_drw.pdf | 1 2 | 1 1 | RADIATOR, GTA855/14WAT TO A;I-R BLOWER, 54" D;IA13 BLADE, GTA855GC | 21277
24219_drw.pdf | 3 | 1 | TUBE, RADIATOR, LOW;ERGTA855GC | 25216
24219_drw.pdf | 4 | 1 | TUBE, JACKET WATER, UPP;ERGTA855GC | 25217
24220_drw.pdf | ITEM
24220_drw.pdf | 1 | 1 | MOUNT, GTA855 FRONT ENGINE | 13150
24220_drw.pdf | 2 | 1 | FRAME, GENSET, GTA855GC | 24221
24220_drw.pdf | 3 | 36 | OIL,PRE. BLUE GE0, (QUARTS) | 875362
24220_drw.pdf | 4 | 4 | WASHER, SNUBBING, TECH PRODUCTS 0184 | 0184
24220_drw.pdf |  |  | MOUNT, UNIVERSAL, 60044, BLUE | 14442
24220_drw.pdf |  |  |  | 14443
24220_drw.pdf |  |  |  | 15127
24221_drw.pdf | ITEM
24221_drw.pdf | 1 | 1 | CHANNEL, GTA855 GENSET FRAME FRONT CROSS FORMED | 13142
24221_drw.pdf | 2 | 1 | CHANNEL, FRAME, REAR CROSS, GTA855 GENSET | 13143
24221_drw.pdf | 3 | 2 | SPACER, GTA855 ISOLATOR | 13660
24221_drw.pdf | 4 | 6 | GUSSET, GTA855 GENSET FRAME CROSS CHANNEL | 14143
24221_drw.pdf |  |  | BRKT,LIFTING, GTA855/19 | 16331
24221_drw.pdf |  |  | GTA855/19 | 17395
24221_drw.pdf |  |  |  | 25182
24221_drw.pdf | 11 | 2 | BRKT,
24221_drw.pdf | 12 | 2 | TAB, KNEE BRACE, GTA855GC
24222_drw.pdf | ITEM
24222_drw.pdf | 1 | 1 | BOX,BATTERY,2 8D, 150KW MOH | 24276
24222_drw.pdf | 2 | 4 | SPACER, GTA855 ISOLATOR | 13660
24222_drw.pdf | 3 | 3 | GUSSET, GTA855 GENSET FRAME CROSS CHANNEL | 14143
24222_drw.pdf | 4 | 6 | GUSSET,GENERATOR CROSSMEMBER, GTA855/19 | 16289
24222_drw.pdf |  |  | SPACER,ISOLATOR, GTA855/19 | 16294
24222_drw.pdf |  |  | MOH | 24261
24222_drw.pdf |  |  |  | 24262
24222_drw.pdf | 11 | 1
24222_drw.pdf | 12 | 1 | CHAN,FORMED,REAR ENG CRM,
24222_drw.pdf | 13 | 1 | CHAN,FORMED,POCKET, 150KW MOH
24222_drw.pdf | 14 | 1 | CHAN,FORMED,POCKET, 150KW MOH | 24269
24222_drw.pdf | 15 | 2 | CHAN,FORMED,CRM,GEN, 150KW MOH | 24270
24223_drw.pdf | 1 | 1 | SIDE, LH | 24224
24223_drw.pdf | 2 | 1 | BACK | 24225
24223_drw.pdf | 3 | 1 | SIDE, RH | 24226
24223_drw.pdf | 4 | 2 | GUSSET | 24227
24223_drw.pdf | 5 | 1 | GUSSET, ENGINE LIFTING | 24228
24223_drw.pdf |  |  | AD
24230_drw.pdf | 1 | 1 | BRACKET, ACCESSORY MOUNTING, CFP5E | 24223
24230_drw.pdf | 2 | 1 | BATTERY ISOLATOR, FIRE PUMP | 8838
24230_drw.pdf | 3 | 1 | FACTORY SETTINGS TAG, FIREPUMP | 9526-02
24231_drw.pdf | 1 | 1 | HOSE, HEATER, 3/4" ID x 15.00" | A042F073
24231_drw.pdf | 2 | 1 | HOSE, HEATER, 3/4" ID x 11.00" | 80242GL
24231_drw.pdf | 3 | 2 | SPACER, 0.5 OD X 0.38 ID X 0.50 LG | 80242GL
24231_drw.pdf | 4
24231_drw.pdf | 9
24231_drw.pdf | 10
24231_drw.pdf | 11 | 4 | CLAMP, WORM, .69-1.25 | 14990-12
24231_drw.pdf | 12 | 2 | WASHER,FLAT, M8 | 20020-M8
24231_drw.pdf | 13 | 2 | SCREW,HH, M8-1.25x60 | 20308-060
24231_drw.pdf | 14 | 1 | BRACKET, COOLANT HEATER MOUNTING, CFP5E/7E | 24233
24231_drw.pdf | 15 | 1 | HEATER, COOLANT, 1500W, 120/240VAC | 24238
24231_drw.pdf | 16 | 1 | ADAPTER, M18 TO 1/2 NPT | A042J938
24231_drw.pdf | E
24231_drw.pdf |  | HEATER | WITH OUT RADIAL TWIST
24231_drw.pdf | as authorized | tdooctuhmeenrtecaecicveeprtsinthceonfidence. in | CUMMINS FIRE POWER LLC CORPORATE OFFICE by | DESIGN UPFIT CENTER
24231_drw.pdf | ittrawdiellse(c1r)etnoitnfuosrematthieondotchuemreenitn,or(2a)nynoctopcyoptyhetrheeofdoocrumtehnet, | ittrawdiellse(c1r)etnoitnfuosrematthieondotchuemreenitn,or(2a)nynoctopcyoptyhetrheeofdoocrumtehnet, | WHITE BEAR LAKE, MN WWW.CUMMINSFIREPOWER.COM | DEPERE, WISCONSIN
24231_drw.pdf |  | cPoopwieersLtLhCereof, | and ASSEMBLY, COOLANT HEATER
24231_drw.pdf | DIMENSION |  | ACREFP5E
24231_drw.pdf | IMUPNEIRTISAL |  | DWG UNITS: DRAWN BY: PBS | 16JAN2013
24235_drw.pdf | 1 | 1 | BRACKET, ACCESSORY MOUNTING, CFP5E | 24223
24235_drw.pdf | 2 | 1 | BATTERY ISOLATOR, FIRE PUMP | 8838
24235_drw.pdf | 3 | 1 | FACTORY SETTINGS TAG, FIREPUMP | 9526-02
24239_drw.pdf | 1 | 1 | HOSE, SILICONE HEATER, 3/4" ID x 10.00" | A042F073
24239_drw.pdf | 2 | 1 | HOSE, SILICONE HEATER, 3/4" ID x 13.00" | 80242GL
24239_drw.pdf | 3 | 2 | SPACER, 0.5 OD X 0.38 ID X 0.50 LG | 80242GL
24239_drw.pdf | 4
24239_drw.pdf | 9
24239_drw.pdf | 10
24239_drw.pdf | 11 | 4 | CLAMP, WORM, .69-1.25 | 14990-12
24239_drw.pdf | 12 | 2 | WASHER,FLAT, M8 | 20020-M8
24239_drw.pdf | 13 | 2 | SCREW,HH, M8-1.25x40 | 20308-040
24239_drw.pdf | 14 | 1 | BRACKET, COOLANT HEATER MOUNTING, CFP5E/7E | 24233
24239_drw.pdf | 15 | 1 | HEATER, COOLANT, 1500W, 120/240VAC | 24238
24239_drw.pdf | 16 | 1 | BUSHING, 1/2" x 3/4" NPT | LTL-SRB3412
24239_drw.pdf | SEALANT |  | ALL NPT THREADS
24239_drw.pdf | to the document as authorized | in accepts the in | confidence. by CUMMINS FIRE POWER LLC CORPORATE OFFICE | DESIGN UPFIT CENTER
24239_drw.pdf | ittrawdiellse(c1r)etnoitnfuosrematthieondotchuemreenitn,or(2a)nynoctopcyoptyhetrheeofdoocrumtehnet, or the | ittrawdiellse(c1r)etnoitnfuosrematthieondotchuemreenitn,or(2a)nynoctopcyoptyhetrheeofdoocrumtehnet, | or trade WHITE BEAR LAKE, MN WWW.CUMMINSFIREPOWER.COM | DEPERE, WISCONSIN
24239_drw.pdf |  | cPoopwieersLtLhCereof, | and ASSEMBLY, COOLANT HEATER
24239_drw.pdf | DIMENSION |  | ACREFP7E
24239_drw.pdf | IMUPNEIRTISAL |  | DWG UNITS: DRAWN BY: PBS | 16JAN2013
24240_drw.pdf | 1 | 1 | SIDE, LH | 24241
24240_drw.pdf | 2 | 1 | BACK | 24242
24240_drw.pdf | 3 | 1 | SIDE, RH | 24243
24240_drw.pdf | 4 | 1 | GUSSET | 24244
24245_drw.pdf | 1 | 1 | BRACKET, ACCESSORY MOUNTING, CFP59 | 24240
24245_drw.pdf | 2 | 1 | BATTERY ISOLATOR, FIRE PUMP | 8838
24245_drw.pdf | 3 | 1 | FACTORY SETTINGS TAG, FIREPUMP | 9526-02
24245_drw.pdf | 4 | 1 | FIELD SETTINGS TAG, FIREPUMP | 9526-03
24245_drw.pdf | 5 | 1 | DATA TAG, FIREPUMP | 9534
24245_drw.pdf | 6 | 1 | CLAMP, T-BOLT, 3.28-3.59 | 13164-0350
24245_drw.pdf | 7 | 2 | CLAMP, T-BOLT, 4.28-4.59 | 13164-0450
24245_drw.pdf | 8 | 1 | TUBE, AIR INTAKE | 15367
24245_drw.pdf | 9 | 1 | AIR CLEANER, 4" CONNECTION, CF# AH1140 OR EQUAL | 15608
24245_drw.pdf | 10
24245_drw.pdf | 11 | 4 | WASHER,FLAT, M5 | 20020-M5
24245_drw.pdf | 12 | 4 | NUT,HEX, 0.25-20 | 20100-025
24245_drw.pdf | 13 | 4 | NUT,HEX, M5-0.80 | 20120-M5
24245_drw.pdf | 14 | 4 | SCREW,HH, 0.25-20x1.00 | 20225-100
24245_drw.pdf | 15 | 4 | SCREW,HH, M5-0.80x16 | 20305-016
24245_drw.pdf | 16 | 4 | SCREW,HH, M12-1.75x25 | 20312-025
24246_drw.pdf | 1 | 1 | HOSE, SILICONE HEATER, 3/4" ID x 10.00" | A042F073
24246_drw.pdf | 2 | 1 | HOSE, SILICONE HEATER, 3/4" ID x 16.00" | A042F073
24246_drw.pdf | 3 | 2 | SPACER, 0.5 OD X 0.38 ID X 0.50 LG | A042F073
24246_drw.pdf | 4
24246_drw.pdf | 9
24246_drw.pdf | 10
24246_drw.pdf | 11 | 4 | CLAMP, WORM, .69-1.25 | 14990-12
24246_drw.pdf | 12 | 2 | WASHER,FLAT, M8 | 20020-M8
24246_drw.pdf | 13 | 2 | SCREW,HH, M8-1.25x40 | 20308-040
24246_drw.pdf | 14 | 1 | BRACKET, COOLANT HEATER MOUNTING, CFP5E/7E | 24233
24246_drw.pdf | 15 | 1 | HEATER, COOLANT, 1500W, 120/240VAC | 24238
24246_drw.pdf | 16 | 1 | BUSHING, 1/2" x 3/4" NPT | LTL-SRB3412
24246_drw.pdf | SEALANT |  | ALL NPT THREADS
24246_drw.pdf | to the document as authorized | in accepts the in | confidence. by CUMMINS FIRE POWER LLC CORPORATE OFFICE | DESIGN UPFIT CENTER
24246_drw.pdf | ittrawdiellse(c1r)etnoitnfuosrematthieondotchuemreenitn,or(2a)nynoctopcyoptyhetrheeofdoocrumtehnet, or the | ittrawdiellse(c1r)etnoitnfuosrematthieondotchuemreenitn,or(2a)nynoctopcyoptyhetrheeofdoocrumtehnet, | or trade WHITE BEAR LAKE, MN WWW.CUMMINSFIREPOWER.COM | DEPERE, WISCONSIN
24246_drw.pdf |  | cPoopwieersLtLhCereof, | and HEATER, COOLANT, ASSEMBLY
24246_drw.pdf | DIMENSION |  | ACREFP5.9
24246_drw.pdf | IMUPNEIRTISAL |  | DWG UNITS: DRAWN BY: PBS | 16JAN2013
24247_drw.pdf | 1 | 1 | BRACKET, ACCESSORY MOUNTING, CFP59 | 24240
24247_drw.pdf | 2 | 1 | BATTERY ISOLATOR, FIRE PUMP | 8838
24247_drw.pdf | 3 | 1 | FACTORY SETTINGS TAG, FIREPUMP | 9526-02
24247_drw.pdf | 4 | 1 | FIELD SETTINGS TAG, FIREPUMP | 9526-03
24247_drw.pdf | 5 | 1 | DATA TAG, FIREPUMP | 9534
24247_drw.pdf | 6 | 3 | CLAMP, T-BOLT, 4.28-4.59 | 13164-0450
24247_drw.pdf | 7 | 1 | TUBE, AIR INTAKE | 15367
24247_drw.pdf | 8 | 1 | AIR CLEANER, 4" CONNECTION, CF# AH1140 OR EQUAL | 15608
24247_drw.pdf | 9
24247_drw.pdf | 10 | 4 | WASHER,FLAT, M5 | 20020-M5
24247_drw.pdf | 11 | 4 | NUT,HEX, 0.25-20 | 20100-025
24247_drw.pdf | 12 | 4 | NUT,HEX, M5-0.80 | 20120-M5
24247_drw.pdf | 13 | 4 | SCREW,HH, 0.25-20x1.00 | 20225-100
24247_drw.pdf | 14 | 4 | SCREW,HH, M5-0.80x16 | 20305-016
24247_drw.pdf | 15 | 4 | SCREW,HH, M12-1.75x25 | 20312-025
24247_drw.pdf | 16 | 1 | HUMP HOSE, 4.0"DIA, - | 3316608S_CCR
24253_drw.pdf | ITEM
24253_drw.pdf | 1 | 1 | PLATE,ENGINE MOUNT, - | A042A924
24253_drw.pdf | 2 | 1 | CHANNEL,ENGINE MOUNT, - | A042A925
24255_drw.pdf | ITEM
24263_drw.pdf | ITEM
24264_drw.pdf |  |  | 0.50
24264_drw.pdf |  |  | 5.80
24265_drw.pdf |  |  | 0.50
24272_drw.pdf |  | 2X
24272_drw.pdf |  |  | 0.38
24272_drw.pdf |  | 1.30 | 2.21
24276_drw.pdf | ITEM
24276_drw.pdf | 1 | 1 | HINGE,PIANO, BATTERY BOX | 24276_3
24276_drw.pdf | 2 | 1 | PANEL,BOX,BATTERY, 2 8D | 24276_1
24276_drw.pdf | 3 | 1 | PANEL,COVER,BATTERY, 2 8D | 24276_2
24276_drw.pdf | 4 | 1 | NUT,WELD,HEX, 3/8-16 | 25284_38-16
24276_drw.pdf |  |  | DOWN,BATTERY, 8D-DRY | 26549
24277_drw.pdf | ITEM
24277_drw.pdf | 1 | 1 | VALVE,BL -32 LK HDL, BRASS,NPTFxNPTF | 16145-32
24277_drw.pdf |  | 2 | SOLENOID,FUEL,2" 24V, REF 3395606 | 18220
24277_drw.pdf | 3 | 1 | KIT,ASCO CONN HDWR W/, O-RING FOR 8214 280 | 22585
24277_drw.pdf | 4 | 1 | NIPPLE,2",PIPE,11"L, W/1/8"NPT HALF COUPLING | 25853
24277_drw.pdf |  |  | UNION,NPTF,BLACK, 2 INCH W/NUT | B150UK
24277_drw.pdf | 11
24277_drw.pdf | 12 | 1 | HOSE,BRAIDED,THD ENDS, FUEL
24277_drw.pdf | 13 | 3 | CLAMP,U-BOLT,GUILLOTINE, 2.25"
24277_drw.pdf | 14 | 5 | FITTING, 90D ELBOW X -32NPT, BLACK STEEL | A042A714
24278_drw.pdf | ITEM
24278_drw.pdf | 1 | 1 | TANK,10 GALLON,VERT, ROUND ALUM | 26738
24278_drw.pdf | 2 | 1 | STICKER, ENGINE OIL ONLY, OIL MAINTAINER TANK | A042D245
24278_drw.pdf | 3 | 1 | HOSE, 801 , PARKER, 24" LONG | 801-16
24278_drw.pdf | 4 | 1 | HOSE,PARKER, 26" LONG | R-801-6
24278_drw.pdf |  |  | HOSE,PUSH-LOK, 1/2" ID X 72" L | 801-8
24278_drw.pdf | 11
24278_drw.pdf | 12
24278_drw.pdf | 13
24278_drw.pdf | 14
24278_drw.pdf | 15
24279_drw.pdf | ITEM
24279_drw.pdf | 1 | 1 | HOSE,5/8"IDx25FT, CUT TO 12.00" LONG | A042F070
24279_drw.pdf | 2 | 1 | HOSE,5/8"IDx25FT, CUT TO 48.00" LONG | A042F070
24279_drw.pdf | 3 | 1 | HOSE,5/8"IDx25FT, CUT TO 48.00" LONG | A042F070
24279_drw.pdf | 4 | 1 | HOSE,PARKER, 5/8IN ID X 24.00IN LONG | 801-10
24279_drw.pdf | 11 | 1
24279_drw.pdf | 12 | 1 | DECAL,ENGINE OIL DRAIN LABEL
24279_drw.pdf | 13
24279_drw.pdf | 14 | 1 | FTG,ST,ADAPTER 1.00-18 X 1/2 NPTF, _ | 123824
24279_drw.pdf | 15 | 4 | VALVE, 1/2" FNPT, WATTS | FA60204
24279_drw.pdf |  |  |  | LTL-CPN12
24283_drw.pdf | ITEM
24283_drw.pdf | 1 | 1 | BOX,BATTERY,2 8D, 150KW MOH | 24276
24283_drw.pdf | 2 | 4 | SPACER, GTA855 ISOLATOR | 13660
24283_drw.pdf | 3 | 3 | GUSSET, GTA855 GENSET FRAME CROSS CHANNEL | 14143
24283_drw.pdf | 4
24283_drw.pdf |  |  | GUSSET,GENERATOR CROSSMEMBER, GTA855/19 | 16289
24283_drw.pdf |  |  |  | 16294
24283_drw.pdf |  |  |  | 24263
24283_drw.pdf | 11 | 1
24283_drw.pdf | 12 | 1 | CHAN,FORMED,POCKET, 150KW
24283_drw.pdf | 13 | 1 | CHAN,FORMED,POCKET, 150KW MOH
24283_drw.pdf | 14 | 2 | CHAN,FORMED,CRM,GEN, 150KW MOH | 24270
24283_drw.pdf | 15 | 1 | CHAN,FORMED,CRM,RADIATOR, 150KW MOH | 24271
24285_drw.pdf | ITEM
24285_drw.pdf | 1 | 1 | MOUNT, GTA855 FRONT ENGINE | 13150
24285_drw.pdf | 2 | 1 | BASE,OPEN, 15OKW MOH | 24222
24285_drw.pdf | 3
24285_drw.pdf | 4 | 60 | OIL,PRE. BLUE GE0, (QUARTS) | V705200
24285_drw.pdf |  |  | WASHER, SNUBBING, TECH PRODUCTS 0184 | 0184
24285_drw.pdf |  |  | OD | 15127
24285_drw.pdf |  |  |  | 51512-4
24287-01_drw.pdf | 1
24287-01_drw.pdf | 2
24287-01_drw.pdf | 3
24287-01_drw.pdf | 4
24287-01_drw.pdf | 5
24287-01_drw.pdf | 6
24287-01_drw.pdf | 7
24287-01_drw.pdf | 8
24287-01_drw.pdf | 9
24287-01_drw.pdf | 10
24287-01_drw.pdf | 11
24287-01_drw.pdf | 12
24287-01_drw.pdf | 13
24287-01_drw.pdf | 14
24287-01_drw.pdf | 15
24287-01_drw.pdf | 16
24287-02_drw.pdf | 1
24287-02_drw.pdf | 2
24287-02_drw.pdf | 3
24287-02_drw.pdf | 4
24287-02_drw.pdf | 5
24287-02_drw.pdf | 6
24287-02_drw.pdf | 7
24287-02_drw.pdf | 8
24287-02_drw.pdf | 9
24287-02_drw.pdf | 10
24287-02_drw.pdf | 11
24287-02_drw.pdf | 12
24287-02_drw.pdf | 13
24287-02_drw.pdf | 14
24287-02_drw.pdf | 15
24287-02_drw.pdf | 16
24287-03_drw.pdf | 1
24287-03_drw.pdf | 2
24287-03_drw.pdf | 3
24287-03_drw.pdf | 4
24287-03_drw.pdf | 5
24287-03_drw.pdf | 6
24287-03_drw.pdf | 7
24287-03_drw.pdf | 8
24287-03_drw.pdf | 9
24287-03_drw.pdf | 10
24287-03_drw.pdf | 11
24287-03_drw.pdf | 12
24287-03_drw.pdf | 13
24287-03_drw.pdf | 14
24287-03_drw.pdf | 15
24287-03_drw.pdf | 16
24291_drw.pdf | ITEM
24291_drw.pdf | 1 | 2 | WLDMNT, BACK PLATE, SHAFT GUARD, SAE #1-X, 24" SHAFT | 14165
24291_drw.pdf | 4 | 4 | WASHER, RETAINING, M10 | 16662-13
24291_drw.pdf | 5 | 16 | WASHER,FLAT, M10 | 20020-M10
24291_drw.pdf | 6 | 6 | NUT,HEX, M10-1.50 | 20120-M10
24291_drw.pdf | 7 | 8 | SCREW,HH, 0.44-14x1.00 | 20244-100
24291_drw.pdf | 8 | 6 | SCREW,HH, M10-1.50x25 | 20310-025
24291_drw.pdf |  |  |  | 24297
24291_drw.pdf |  |  | 5
24292_drw.pdf | ITEM
24292_drw.pdf | 1 | 1 | SIDE | 24293
24292_drw.pdf | 2 | 1 | END | 24294
24296_drw.pdf | ITEM
24296_drw.pdf |  |  | CIRCUIT
24300_drw.pdf | 1 | 1 | ASSEMBLY, VALVE COVER MODIFICATION, FIREPUMP, CFP9E | 11917
24300_drw.pdf | 2 | 1 | KIT, FUEL LINES, CFP9E, F10/20/30/40/50/60 - EXT ONLY | 15208
24300_drw.pdf | 3 | 1 | KIT, SENSOR & ADAPTER, CFP9E | 15602
24300_drw.pdf | 4 | 1
24300_drw.pdf | 8 | 1 | SUPPORT, LEFT, REAR ENGINE, CFP9E | 22876
24300_drw.pdf | 9 | 1 | MOUNT, FRONT RIGHT ENGINE, CFP9E | 22880
24300_drw.pdf | 10 | 1 | MOUNT, FRONT LEFT ENGINE, CFP9E | 22881
24300_drw.pdf | 11 | 1 | SUPPORT, RIGHT, REAR ENGINE, CFP9E | 22898
24300_drw.pdf | 12 | 1 | ASSY, COOLANT HEATER, 240V, CFP9E | 22960
24300_drw.pdf | 13 | 1 | FRAME, RADIATOR COOLED, CFP9E | 23857
24300_drw.pdf | 14 | 1 | ENGINE,QSL9,430 HP,TIER 3,RADIATOR COOLED, 1470 RPM, 24VDC, w/AUX | PU2M4P287-03
24300_drw.pdf | 15 | 1 | ASSEMBLY, 316SS EXHAUST FLEX, CFP9E | 24301
24300_drw.pdf | 16 | 1 | ASSEMBLY, ACCESSORY, REAR MOUNTING, CFP9E HHP HD/ DUAL STARTER | 24409
24300_drw.pdf | 17 | 1 | TUBE, UPPER CAC, CFP9E | 24779
24300_drw.pdf | 18 | 1 | FLYWHEEL, 11.5" OC, FW9878 | 3973497
24300_drw.pdf |  |  |  | 15431
24300_drw.pdf | 23 | 1 | DECAL, MANUAL START/STOP, ELECTRONIC ENGINES | 15749
24300_drw.pdf | 24 | 1 | TAG, ENGINE WEIGHT | 16825
24300_drw.pdf | 25 | 1 | OSP, HOUSING, 8.3/8.9L DUAL STARTER | 18152
24300_drw.pdf | 26 | 4 | SCREW,HH, 0.38-16x1.00 | 20238-100
24300_drw.pdf | 27 | 2 | SCREW,HH, 0.38-16x1.50 | 20238-150
24300_drw.pdf | 28 | 1 | BOARD, 3 BATTERY DIODE | 21316
24316_drw.pdf | ITEM
24316_drw.pdf | 1 | 1 | PLATE, MOUNTING | 18233
24316_drw.pdf | 2 | 2 | BRACE | 18238
24316_drw.pdf | 3 | 1 | FOOT, MOUNTING | 22897
24316_drw.pdf | 4 | 2 | PLATE, SIDE | 24318
24316_drw.pdf |  |  | GUSSET | 24320
24316_drw.pdf |  |  |  | 24323
24316_drw.pdf |  | 8.00 | 4
24316_drw.pdf |  |  | 1
24324_drw.pdf | ITEM
24324_drw.pdf | 1 | 2 | HOSE,CAC,4" I.D. X 3.5" LG,500F RATING, CFP15E FIREPUMP | 21363
24324_drw.pdf | 2 | 1 | TUBE, UPPER AIR SHUT-OFF, RADIATOR COOLED CFP9E | A042B937
24324_drw.pdf | 3 | 1 | TUBE, LOWER AIR SHUT-OFF, RADIATOR COOLED CFP9E | A042B938
24324_drw.pdf | 4 | 4 | CLAMP, SPRING LOADED T-BOLT, 4.03-4.33 | 12975-0425
24324_drw.pdf | 5 | 1 | VALVE, 4.0" AIR SHUT-OFF | 21319
24324_drw.pdf | 6 | 1 | LABEL, AIR SHUT OFF VALVE RESET | 21401
24324_drw.pdf | 7 | 1 | BRACKET, CAC TUBE, CFP9E | 24309
24324_drw.pdf | 8 | 4 | CLAMP, U-BOLT, GUILLOTINE, 4.00", PLATED | 89548K
24329_drw.pdf | 1 | 2 | SENDER, PRESURE, DATCON #02504-00 | 8863
24329_drw.pdf | 2 | 2 |  | 12189-2-2
24329_drw.pdf | 3 | 2 | SNUBBER, OIL PRESSURE, 1/8" NPT | 22690
24330_drw.pdf | 1 2 | 2 8 | WASHER,PLAI;N 1.56" OD,0.39" ID, 0.09" THK WASHER,SNUBBIN;GTECH PRODUCTS CORP | 0182
24330_drw.pdf | 3 | 16 | WASHER, SNUBBIN;GTECH PRODUCTS 0184 | 0184
24330_drw.pdf | 4 | 1 | LEAD, GROUN;D BRAIDED STRAP | 337-3587-01
24330_drw.pdf |  |  |  | 0541-1414-02
24331_drw.pdf | ITEM
24333_drw.pdf | ITEM
24334_drw.pdf | ITEM
24335_drw.pdf | 1 | 1 | HOSE, FUEL RESTRICTION, CFP9E | 24406
24335_drw.pdf | 2 | 1 |  | 12181-M10-2
24335_drw.pdf | 3 | 2 |  | 12240-6-2
24335_drw.pdf | 4 | 1 |  | 12529-2-2
24335_drw.pdf | 5 | 1 | BRACKET, MTG, MURPHY GAUGE, CFP9E | 24407
24335_drw.pdf | 6 | 1 | GAUGE, VACUUM AND PRESSURE | 25317
24341_drw.pdf | ITEM
24341_drw.pdf | 1 | 1 | PLATE, LORAM, QSX15 | 24342
24341_drw.pdf | 2 | 1 | GUSSET, LORAM, QSX15 | 24343
24346_drw.pdf | ITEM
24346_drw.pdf | 1
24346_drw.pdf | 2
24346_drw.pdf | 3 | 1 | PLATE,OFFSET FAN DRIVE, MANITOWOC 999 QSM11 | 24347
24346_drw.pdf | 4 | 1 | SPACER,FAN DRIVE, MANITOWOC 999 QSM11 | 24349
24350_drw.pdf | ITEM
24350_drw.pdf | 1 | 1 | PLATE,FAN DRIVE, - | 24351
24350_drw.pdf | 2 | 1 | BAR,FAN DRIVE, - | 24352
24350_drw.pdf | 3 | 1 | PLATE,FAN DRIVE, - | 24353
24356_drw.pdf | ITEM
24356_drw.pdf | 1 | 1 | ENCLOSURE, 24 X 20 X 8, HOFFMAN | A242008LP
24356_drw.pdf | 2
24356_drw.pdf | 3
24356_drw.pdf | 4 | 2 | WIRE WAY, 1.5 X 3.0 | 19426-021
24356_drw.pdf |  |  | WAY, 1.5 X 3.0 | 19426-135
24356_drw.pdf |  |  |  | 19427-021
24356_drw.pdf |  |  |  | 19427-135
24356_drw.pdf | 11 | 1 | DECAL,
24356_drw.pdf | 12 | 1 | SWITCH, BODY, MOM ON/OFF,
24356_drw.pdf | 13 | 1 | PANEL, MOUNTING SINGLE ROCKER SWITCH,
24356_drw.pdf | 14 | 1 | SWITCH, ACTUATOR, BLACK, CARLING TECHNOLOGIES | 44430
24356_drw.pdf | 15
24372_drw.pdf | ITEM
24373_drw.pdf | ITEM
24373_drw.pdf | 1 | 1 | BRACKET, PRESSURE REGULATOR, GTA855E | 24374
24373_drw.pdf | 2 | 2 | GUSSET, PRESSURE REGULATOR, GTA855E | 24375
24376_drw.pdf | ITEM
24384_drw.pdf | 1 2 | 2 2 | HOSE,PARKE;R 1/4" ID X 36.00 LG RADIATOR, UPP;ERKTA19 GENSET | 10306
24384_drw.pdf | 3 | 1 | TUBE, KTA19GC LTA | 13074
24384_drw.pdf | 4 | 1 | TUBE, KTA19GC LTA | 13075
24385_drw.pdf | ITEM
24385_drw.pdf | 1 | 2 | FLANGE,EXHAUST,8" NON PIPE ASA 125#, - | 6449-05_OLD
24385_drw.pdf | 2 | 1 | PIPE,EXHAUST 304SS, 30.20" L 8" | 23240-03020
24386_drw.pdf | ITEM
24386_drw.pdf | 1 | 2 | FLANGE,EXHAUST,8" NON PIPE ASA 125#, - | 6449-05_OLD
24386_drw.pdf | 2 | 1 | PIPE,EXHAUST 304SS, 32.63" L 8" | 23240-03263
24387_drw.pdf | ITEM
24387_drw.pdf | 1 | 2 | FLANGE,EXHAUST,8" NON PIPE ASA 125#, - | 6449-05_OLD
24387_drw.pdf | 2 | 1 | PIPE,EXHAUST 304SS, 33.22" L 8" | 23240-03322
24388_drw.pdf | ITEM
24388_drw.pdf | 1 | 2 | FLANGE,EXHAUST,8" NON PIPE ASA 125#, - | 6449-05_OLD
24388_drw.pdf | 2 | 1 | PIPE,EXHAUST 304SS, 72.21"L 8" | 23240-07221
24389_drw.pdf | ITEM
24389_drw.pdf | 1 | 2 | FLANGE,EXHAUST,8" NON PIPE ASA 125#, - | 6449-05_OLD
24389_drw.pdf | 2 | 1 | PIPE,EXHAUST 304SS, 97.13" L 8" | 23240-09713
24390_drw.pdf | ITEM
24390_drw.pdf | 1 | 2 | FLANGE,EXHAUST,8" NON PIPE ASA 125#, - | 6449-05_OLD
24390_drw.pdf | 2 | 1 | PIPE,EXHAUST 304SS, 97.25" L 8" | 23240-09725
24391_drw.pdf | ITEM
24391_drw.pdf | 1 | 2 | FLANGE,EXHAUST,8" NON PIPE ASA 125#, - | 6449-05_OLD
24391_drw.pdf | 2 | 1 | PIPE,EXHAUST 304SS, 100.13" L 8" | 23240-10013
24392_drw.pdf | ITEM
24392_drw.pdf | 1 | 2 | FLANGE,EXHAUST,8" NON PIPE ASA 125#, - | 6449-05_OLD
24392_drw.pdf | 2 | 1 | PIPE,EXHAUST 316SS, 21.50" L 8" | 23249-02150
24393_drw.pdf | ITEM
24393_drw.pdf | 1 | 2 | FLANGE,EXHAUST,8" NON PIPE ASA 125#, - | 6449-05_OLD
24393_drw.pdf | 2 | 1 | PIPE,EXHAUST 316SS, 30.20" L 8" | 23249-03020
24394_drw.pdf | ITEM
24394_drw.pdf | 1 | 2 | FLANGE,EXHAUST,8" NON PIPE ASA 125#, - | 6449-05_OLD
24394_drw.pdf | 2 | 1 | PIPE,EXHAUST 316SS, 32.63" L 8" | 23249-03263
24395_drw.pdf | ITEM
24395_drw.pdf | 1 | 2 | FLANGE,EXHAUST,8" NON PIPE ASA 125#, - | 6449-05_OLD
24395_drw.pdf | 2 | 1 | PIPE,EXHAUST 316SS, 33.22" L 8" | 23249-03322
24396_drw.pdf | ITEM
24396_drw.pdf | 1 | 2 | FLANGE,EXHAUST,8" NON PIPE ASA 125#, - | 6449-05_OLD
24396_drw.pdf | 2 | 1 | PIPE,EXHAUST 316SS, 72.21"L 8" | 23249-07221
24397_drw.pdf | ITEM
24397_drw.pdf | 1 | 2 | FLANGE,EXHAUST,8" NON PIPE ASA 125#, - | 6449-05_OLD
24397_drw.pdf | 2 | 1 | PIPE,EXHAUST 316SS, 75.20" L 8" | 23249-07520
24398_drw.pdf | ITEM
24398_drw.pdf | 1 | 2 | FLANGE,EXHAUST,8" NON PIPE ASA 125#, - | 6449-05_OLD
24398_drw.pdf | 2 | 1 | PIPE,EXHAUST 316SS, 97.13" L 8" | 23249-09713
24399_drw.pdf | ITEM
24399_drw.pdf | 1 | 2 | FLANGE,EXHAUST,8" NON PIPE ASA 125#, - | 6449-05_OLD
24399_drw.pdf | 2 | 1 | PIPE,EXHAUST 316SS, 100.13" L 8" | 23249-10013
24409_drw.pdf | 1 | 1 | BRACKET, ACCESSORY MOUNTING, CFP83/CFP9E | 24410
24409_drw.pdf | 2 | 1 | BATTERY ISOLATOR, FIRE PUMP | 8838
24409_drw.pdf | 3 | 1 | FACTORY SETTINGS TAG, FIREPUMP | 9526-02
24409_drw.pdf | 4 | 1 | FIELD SETTINGS TAG, FIREPUMP | 9526-03
24409_drw.pdf | 5 | 1 | DATA TAG, FIREPUMP | 9534
24409_drw.pdf | 6
24409_drw.pdf | 7 | 4 | WASHER,FLAT, M12 | 20020-M12
24409_drw.pdf | 8 | 4 | WASHER,FLAT, M5 | 20020-M5
24409_drw.pdf | 9 | 4 | NUT,HEX, M5-0.80 | 20120-M5
24409_drw.pdf | 10 | 4 | SCREW,HH, M5-0.80x16 | 20305-016
24409_drw.pdf | 11 | 4 | SCREW,HH, M12-1.75x40 | 20312-040
24409_drw.pdf | 12 | 1 | SHIELD, CONTACTOR HEAT | 24800
24410_drw.pdf | 1 | 1 | SIDE, RH | 24128
24410_drw.pdf | 2 | 1 | GUSSET | 24129
24410_drw.pdf | 3 | 1 | SIDE, LH | 24411
24410_drw.pdf | 4 | 1 | BACK | 24412
24410_drw.pdf | 5 | 1 | ANGLE | 24416
24410_drw.pdf | 6 | 1 | TOP | 24417
24410_drw.pdf | 7 | 2 | GUSSET, TOP | 24441
24443_drw.pdf | ITEM
24443_drw.pdf | 1 | 2 | CAP,AIR MANIFOLD, - | 24101
24443_drw.pdf | 2 | 1 | BRKT,GAUGE MOUNT, - | 24105
24443_drw.pdf | 3 | 1 | BRKT,MANIFOLD MOUNT, - | 24107
24443_drw.pdf | 4 | 1 | TUBE,MANIFOLD,AIR INTAKE, - | 24444
24451_drw.pdf | ITEM
24451_drw.pdf | 1 | 1 | PLATE,RACK SPT, - | 24452
24451_drw.pdf | 2 | 1 | FLAT,RACK SPT, - | 24453
24451_drw.pdf | 3 | 2 | FLAT,RACK SPT, - | 24454
24459_drw.pdf | 1 | 1 | ENCLOSURE | A302408LP
24459_drw.pdf | 2 | 2 | BLOCK, POWER DISTRIBUTION | 18621
24459_drw.pdf | 3
24459_drw.pdf | 4 | 1 | WIRE WAY, 1.5 X 3.0 | 19426-021
24459_drw.pdf | 5 | 2 | WIRE WAY, 1.5 X 3.0 | 19426-025
24459_drw.pdf | 6 | 2 | WIRE WAY, 1.5 X 3.0 | 19426-173
24459_drw.pdf | 7 | 1 | COVER, WIRE WAY, 1.75 | 19427-021
24459_drw.pdf | 8 | 2 | COVER, WIRE WAY, 1.75 | 19427-173
24459_drw.pdf | 9 | 2 | COVER, WIRE WAY, 1.75 | 19427-25
24459_drw.pdf | 10 | 1 | DECAL, RADIATOR CONTROLS | 19470
24459_drw.pdf | 11 | 1 | DECAL, FAN 1 | 24471
24459_drw.pdf | 12 | 1 | DECAL, LOW SPEED | 24472
24459_drw.pdf | 13 | 2 | DECAL, LOW SPEED | 24473
24459_drw.pdf | 14 | 2 | DECAL, HIGH SPEED | 24474
24459_drw.pdf | 15 | 2 | LOW SPEED FAULT | 24475
24459_drw.pdf |  | 2 | HIGH SPEED FAULT | 24476
24461_drw.pdf | ITEM
24461_drw.pdf | 1 | 1 | BRACKET, OIL FILL, LORAM, QSX15 | 24338
24461_drw.pdf | 2 | 1 | PLATE, OIL FILL, LORAM, QSX15 | 24460
24461_drw.pdf |  |  |  | 2
24466_drw.pdf | ITEM
24466_drw.pdf | 1 | 2 | TAB | 19379
24466_drw.pdf | 2 | 1 | PLATE, OIL FILL, LORAM, QSX15 | 24464
24466_drw.pdf | 3 | 1 | BRACKET, LORAM, QSX15 | 24467
24466_drw.pdf | 4 | 2 | TAB, ENCLOSURE SUPPORT | 25246
24466_drw.pdf |  |  | GUSSET | 25281
24466_drw.pdf |  |  |  | 25292
24481_drw.pdf | ITEM
24481_drw.pdf | 1 | 1 | BOX,BATTERY,2 8D, 150KW MOH | 24276
24481_drw.pdf | 2 | 4 | SPACER, GTA855 ISOLATOR | 13660
24481_drw.pdf | 3 | 3 | GUSSET, GTA855 GENSET FRAME CROSS CHANNEL | 14143
24481_drw.pdf | 4 | 6 | GUSSET,GENERATOR CROSSMEMBER, GTA855/19 | 16289
24481_drw.pdf |  |  | SPACER,ISOLATOR, GTA855/19 | 16294
24481_drw.pdf |  |  |  | 24263
24481_drw.pdf |  |  |  | 24264
24481_drw.pdf | 11 | 1
24481_drw.pdf | 12 | 1 | CHAN,FORMED,POCKET, 150KW
24481_drw.pdf | 13 | 2 | CHAN,FORMED,CRM,GEN, 150KW MOH
24481_drw.pdf | 14 | 1 | CHAN,FORMED,CRM,RADIATOR, 150KW MOH | 24271
24481_drw.pdf | 15 | 2 | PLATE,SUPPORT,RADIATOR, 150KW MOH | 24272
24482_drw.pdf | ITEM
24482_drw.pdf | 1 | 1 | MOUNT, GTA855 FRONT ENGINE | 13150
24482_drw.pdf | 2 | 1 | BASE,ENCLOSED,W/O FLOOR, 150KW MOH | 24481
24482_drw.pdf | 3
24482_drw.pdf | 4 | 60 | OIL,PRE. BLUE GE0, (QUARTS) | V705200
24482_drw.pdf |  |  | WASHER, SNUBBING, TECH PRODUCTS 0184 | 0184
24482_drw.pdf |  |  | OD | 15127
24482_drw.pdf |  |  |  | 51512-4
24483_drw.pdf | ITEM
24483_drw.pdf | 1 | 1 | MOUNT, GTA855 FRONT ENGINE | 13150
24483_drw.pdf | 2 | 1 | BASE,ENCLOSED,W/FLOOR, 150KW MOH | 24283
24483_drw.pdf | 3
24483_drw.pdf | 4 | 60 | OIL,PRE. BLUE GE0, (QUARTS) | V705200
24483_drw.pdf |  |  | WASHER, SNUBBING, TECH PRODUCTS 0184 | 0184
24483_drw.pdf |  |  | OD | 15127
24484_drw.pdf | ITEM
24484_drw.pdf | 1 | 1 | ALTERNATOR PART, NEWAGE | UC274F
24484_drw.pdf | 2 | 8 | WASHER, SNUBBING, TECH PRODUCTS 0184 | 0184
24484_drw.pdf | 3 | 4 | MOUNT, UNIVERSAL, 60045 | 60045
24485_drw.pdf | ITEM
24485_drw.pdf | 1 | 1 | HOSE,PARKER, 5/8IN ID X 24.00IN LONG | 801-10
24485_drw.pdf | 2
24485_drw.pdf | 3
24485_drw.pdf | 4
24485_drw.pdf |  |  | CLAMP, WORM, .69-1.25 | 14990-12
24485_drw.pdf |  |  | LABEL | 16565
24492_drw.pdf | RECEPTICAL,VERTICAL | RECEPTICAL,VERTICAL
24493_drw.pdf | ITEM
24493_drw.pdf | 1 | 2 | GUSSET,RACK, - | 19155
24493_drw.pdf | 2 | 8 | NUT,HEX,WELD,3/8-16 UNC, - | 19636
24493_drw.pdf | 3 | 1 | PLATE,RACK,LH, - | 24494
24493_drw.pdf | 4 | 2 | GUSSET,RACK, - | 24495
24493_drw.pdf |  |  | PLATE,MANIFOLD MOUNT, - | 24496
24497_drw.pdf | ITEM
24497_drw.pdf | 1 | 2 | GUSSET,RACK, - | 19155
24497_drw.pdf | 2 | 8 | NUT,HEX,WELD,3/8-16 UNC, - | 19636
24497_drw.pdf | 3 | 2 | GUSSET,RACK, - | 24495
24497_drw.pdf | 4 | 1 | PLATE,MANIFOLD MOUNT, - | 24496
24497_drw.pdf |  |  | PLATE,RACK,RH, - | 24498
24509_drw.pdf | ITEM
24509_drw.pdf | 1 | 4 | TAB | 19379
24509_drw.pdf | 2 | 2 | SIDE | 24510
24509_drw.pdf | 3 | 2 | SIDE | 24511
24509_drw.pdf | 4 | 1 | BOTTOM | 24512
24509_drw.pdf |  |  | EXTENSION | 24513
24514_drw.pdf | ITEM
24514_drw.pdf | 1 | 2 | WELDNUT, 1/4"-20 NC, _ | 14520
24514_drw.pdf | 2 | 2 | TAB | 19379
24514_drw.pdf | 3 | 4 | NUT,HEX,WELD,3/8-16 UNC, - | 19636
24514_drw.pdf | 4 | 1 | LOWER | 24515
24514_drw.pdf |  |  |  | 24516
24514_drw.pdf |  |  |  | 24517
24514_drw.pdf |  |  |  | 24519
24514_drw.pdf |  |  | 6
24521_drw.pdf |  |  |  | 801-04_006
24521_drw.pdf | 1 2 | 1 1 | HOSE,PARKE;R 1/2"ID X 40"L 1/2"ID X 36.00"L | 801-04_007
24521_drw.pdf | 3 | 1 | TUBE, JACKET WATER UPP;ERGTA855 | 13789
24521_drw.pdf | 4 | 1 | TUBE, JACKET WATER LOW;ERGTA855 | 13911
24522_drw.pdf | ITEM
24524_drw.pdf | ITEM
24524_drw.pdf | 1 | 1 | ENCLOSURE, 24 X 20 X 8, HOFFMAN | A242008LP
24524_drw.pdf | 2 | 2 | WIRE WAY, 2.0 X 3.0 | 19411-021
24524_drw.pdf | 3 | 2 | WIRE WAY, 2.0 X 3.0 | 19411-125
24524_drw.pdf | 4 | 1 | WIRE WAY, 2.0 X 3.0 | 19411-165
24524_drw.pdf |  |  | COVER, WIRE WAY, 1.5 X 2.0 | 19412-021
24524_drw.pdf |  |  | 2.0 | 19412-125
24524_drw.pdf |  |  |  | 19412-165
24524_drw.pdf | 11 | 7 | PLATE,
24524_drw.pdf | 12 | 1 | CONNECTOR, HEAVY DUTY
24524_drw.pdf | 13 | 18 | TERMINAL, ZDU 1.5, WEIDMULLER
24524_drw.pdf | 14 | 4 | PLATE, END, ZAP/TW ZDU1.5/2AN, WEIDMULLER | 1776030000
24524_drw.pdf | 15
24524_drw.pdf |  |  |  | 9540000000
24525_drw.pdf | ITEM
24525_drw.pdf | 1 | 1 | ENCLOSURE, 24 X 20 X 8, HOFFMAN | A242008LP
24525_drw.pdf | 2
24525_drw.pdf | 3
24525_drw.pdf | 4 | 2 | WIRE WAY, 1.5 X 3.0 | 19426-021
24525_drw.pdf |  |  | WAY, 1.5 X 3.0 | 19426-135
24525_drw.pdf |  |  |  | 19427-021
24525_drw.pdf |  |  |  | 19427-135
24525_drw.pdf | 11 | 1 | DECAL,
24525_drw.pdf | 12 | 1 | SWITCH, BODY, MOM ON/OFF,
24525_drw.pdf | 13 | 1 | PANEL, MOUNTING SINGLE ROCKER SWITCH,
24525_drw.pdf | 14 | 1 | SWITCH, ACTUATOR, BLACK, CARLING TECHNOLOGIES | 44430
24525_drw.pdf | 15
24526_drw.pdf | 1 | 1 | ENCLOSURE, 6 X 6 X 4, SCREW COVER,
24526_drw.pdf | 4 | 1 | CONTACT,AUXILIARY,N.O. | OA1G10
24526_drw.pdf | 5 | 1 | HANDLE, PISTOL, ABB | OHY65J6
24526_drw.pdf | 6 | 1 | SWITCH, DISCONNECT, ABB | OT16F3
24526_drw.pdf | 7 | 1 | SHAFT, 6mm DISCONNECT SWITCH | OX6X130
24526_drw.pdf | in accepts the in | by | CUMMINS NPOWER LLC CORPORATE OFFICE AND | DESIGN UPFIT CENTER
24526_drw.pdf | ittrawdiellse(c1r)etnoitnfuosrematthieondotchuemreenitn,or(2a)nynoctopcyoptyhetrheeofdoocrumtehnet, | ittrawdiellse(c1r)etnoitnfuosrematthieondotchuemreenitn,or(2a)nynoctopcyoptyhetrheeofdoocrumtehnet, | WHITE BEAR LAKE, MN | WISCONSIN
24527_drw.pdf | 1 | 1 | ENCLOSURE, 6 X 6 X 4, SCREW COVER,
24527_drw.pdf | 4 | 1 | CONTACT,AUXILIARY,N.O. | OA1G10
24527_drw.pdf | 5 | 1 | HANDLE, PISTOL, ABB | OHY65J6
24527_drw.pdf | 6 | 1 | SWITCH, DISCONNECT, ABB | OT16F3
24527_drw.pdf | 7 | 1 | SHAFT, 6mm DISCONNECT SWITCH | OX6X130
24527_drw.pdf | in accepts the in | by | CUMMINS NPOWER LLC CORPORATE OFFICE AND | DESIGN UPFIT CENTER
24527_drw.pdf | ittrawdiellse(c1r)etnoitnfuosrematthieondotchuemreenitn,or(2a)nynoctopcyoptyhetrheeofdoocrumtehnet, | ittrawdiellse(c1r)etnoitnfuosrematthieondotchuemreenitn,or(2a)nynoctopcyoptyhetrheeofdoocrumtehnet, | WHITE BEAR LAKE, MN | WISCONSIN
24530_drw.pdf | ITEM
24530_drw.pdf | 1 | 1 | PANEL, DUCT, GEN., TOP, PIERCE 175KW | 24036
24530_drw.pdf | 2 | 1 | PANEL, DUCT, GEN., SIDE, LH, PIERCE 175KW | 24037
24530_drw.pdf | 3 | 1 | PANEL, DUCT, GEN., SIDE, RH, PIERCE 175KW | 24038
24530_drw.pdf | 4 | 1 | TUBE, ROLLED, 10.00 OD, PIERCE 175KW | 24439
24530_drw.pdf |  |  | PANEL, DUCT, GEN., FRT,LH, PIERCE 175KW | 24531
24536_drw.pdf | ITEM
24536_drw.pdf | 1 | 1 | TUBE, ROLLED, 10.00 OD, PIERCE 175KW | 24439
24536_drw.pdf | 2 | 1 | PANEL, DUCT, BELLOW MNT, RH, PIERCE 175KW | 24537
24536_drw.pdf | 3 | 1 | PANEL, DUCT, BELLOW MNT, LH, PIERCE 175KW | 24538
24536_drw.pdf | 4 | 1 | PANEL, DUCT, BELLOW MNT, PIERCE 175KW | 24539
24536_drw.pdf |  |  | 1
24549_drw.pdf | ITEM
24549_drw.pdf | 1 | 8 | NUT, WELD HEX HEAD, 5/16"-18, - | 13253
24549_drw.pdf | 2 | 4 | SCREW,HH, 0.38-16x1.00 | 20238-100
24549_drw.pdf | 3 | 6 | NUT, WELD, 1/4-20UNC, STEEL, FLANGE | 24150
24549_drw.pdf | 4 | 1 | PANEL, DUCT, FILTER, PIERCE 175KW | 24541
24549_drw.pdf |  |  | PANEL, FILTER HOLDER, PIERCE 175KW | 24542
24549_drw.pdf |  |  | PIERCE 175KW | 24543
24549_drw.pdf |  |  |  | 24544
24549_drw.pdf |  |  |  | 4
24552_drw.pdf | ITEM
24553_drw.pdf | ITEM
24559_drw.pdf | ITEM
24559_drw.pdf | 1 | 1 | HOSE END, FEMALE JIC SWIVEL, PARKER OR EQUIVALENT | 10626-16-16
24559_drw.pdf | 2 | 1 | HOSE END, 45° FEMALE JIC SWIVEL, PARKER OR | EQUIVALENT13726-16-16
24559_drw.pdf | 3 | 1 | HOSE, 7/8" ID, 221FR-16 | 24559_002
24566_drw.pdf | 1 2 | 2 2 | MOUNTING BAND, 24;"14.56 BASE TO CENTER GASKET,EXHAUST,CERAM;ICANSI 8" FLANGE | 48-CF-800
24566_drw.pdf | 3 | 1 | SWITCH, OIL PRESSURE, 16 P;S#I3408607 | 8861
24566_drw.pdf | 4 | 1 | COMP FLANGE, 1.25 BO;RE1810 / 3172 DRIVESHAFTS | 10015-00
24567_drw.pdf | 1 | 1 | SIDE, FRAME, CFP15E ENCLOSED | 24568
24567_drw.pdf | 2 | 1 | FRONT, FRMAE, CFP15E ENCLOSED | 24569
24567_drw.pdf | 3 | 1 | MOUNT, REAR ENGINE, CFP15E ENCLOSED | 24570
24567_drw.pdf | 4 | 2 | ANGLE, BATTERY TRAY, CFP15E ENCLOSED | 24571
24567_drw.pdf | 5 | 2 | TAB, BATTERY TRAY, CFP15E ENCLOSED | 24572
24567_drw.pdf | 6 | 1 | MOUNT, FRONT ENGINE, CFP15E ENCLOSED | 24573
24567_drw.pdf | 7 | 4 | POINT, LIFTING, CFP15E ENCLOSED | 24574
24567_drw.pdf | 8 | 1 | END, FRAME, CFP15E ENCLOSED | 24586
24567_drw.pdf | 9 | 1 | SIDE, FRAME, CFP15E, ENCLOSURE | 24587
24567_drw.pdf | 10 | 2 | COUPLING, BLK, 1" NPT | C34
24576_drw.pdf | ITEM
24576_drw.pdf | 1 | 2 | SPACER, GTA855 ISOLATOR | 13660
24576_drw.pdf | 2 | 1 | CHANNEL, GTA19 GENSET FRAME | 13907
24576_drw.pdf | 3 | 1 | CROSS MEMBER, FRONT ENGINE | 13909
24576_drw.pdf | 4 | 1 | CHANNEL, FRAME, REAR MEMBER, GTA/KTA 19 | 13910
24576_drw.pdf |  |  | GUSSET, GTA855 GENSET FRAME CROSS CHANNEL | 14143
24576_drw.pdf |  |  |  | 14520
24576_drw.pdf |  |  |  | 16331
24576_drw.pdf | 11 | 2 | MOUNT,
24576_drw.pdf | 12 | 1 | SHEET,FLOOR, KTA19GC
24576_drw.pdf | 13 | 1 | SHEET,FLOOR, KTA19GC
24576_drw.pdf | 14 | 1 | CONTAINMENT ANGLE 2X1/2, KTA19SLB,BASE W/FLOOR | A042G358
24592_drw.pdf | ITEM
24592_drw.pdf | 1 | 1 | VALVE,BL -32 LK HDL, BRASS,NPTFxNPTF | 16145-32
24592_drw.pdf |  | 2 | SOLENOID,FUEL,2" 24V, REF 3395606 | 18220
24592_drw.pdf | 3 | 1 | KIT,ASCO CONN HDWR W/, O-RING FOR 8214 280 | 22585
24592_drw.pdf | 4 | 1 | NIPPLE,2",PIPE,11"L, W/1/8"NPT HALF COUPLING | 25853
24592_drw.pdf |  |  | UNION,NPTF,BLACK, 2 INCH W/NUT | B150UK
24592_drw.pdf | 11
24592_drw.pdf | 12
24592_drw.pdf | 13
24592_drw.pdf | 14 | 1 | HOSE,BRAIDED,THD ENDS, FUEL FLEX CONNECTOR,2 | 24370-11
24592_drw.pdf | 15 | 1 | HEATER,FUEL, - | 24597
24597_drw.pdf | ITEM
24598_drw.pdf | ITEM
24598_drw.pdf | 1 | 1 | SUPPORT,HEATER,FUEL, 150KW MOH | 24593
24598_drw.pdf | 2 | 1 | SUPPORT,HEAER,FUEL, 150KW MOH | 24594
24598_drw.pdf | 3 | 1 | CHAN,FORMED,MNT, FUEL,HEATER,150KW MOH | 24595
24598_drw.pdf | 4 | 1 | CHAN,FORMED,CRM, HEATER,FUEL,150KW MOH | 24596
24598_drw.pdf |  |  | 3
24599_drw.pdf | ITEM
24599_drw.pdf | 1 | 1 | VALVE,BL -32 LK HDL, BRASS,NPTFxNPTF | 16145-32
24599_drw.pdf | 2 | 1 | NIPPLE,2",PIPE,11"L, W/1/8"NPT HALF COUPLING | 25853
24599_drw.pdf | 3 | 2 | UNION,NPTF,BLACK, 2 INCH W/NUT | B150UK
24599_drw.pdf | 4
24599_drw.pdf | 11 | 1
24599_drw.pdf | 12 | 1 | HEATER,FUEL, -
24599_drw.pdf | 13 | 1 | BRKT,FORMED,MNT, FUEL,HEATER,150KW MOH
24599_drw.pdf | 14 | 1 | SUPPORT,HEATER,FUEL, 150KW MOH | 25236
24599_drw.pdf | 15 | 1 | SUPPORT,HEATER,FUEL, 150KW MOH | 25237
24600_drw.pdf | 1 2 | 1 1 | AID,AIR HEATER STARTI;NG APPROVA;L | AP90041
24600_drw.pdf | 3 | 1 | AGENCY APPROVA;L | AP9980
24600_drw.pdf | 4 | 1 | BLOCK,CYLINDE;R | BB9081
24622_drw.pdf | ITEM
24622_drw.pdf | 1 | 2 | NUT, WELD, 1/2"-13 UNC, SQUARE, STEEL | 24028
24622_drw.pdf | 2 | 4 | NUT, WELD, 5/8-UNC11, SQUARE, STEEL | 24029
24622_drw.pdf | 3 | 1 | CROSS-MEMBER, FRAME, LORAM QSX15 | 24603
24624_drw.pdf | ITEM
24624_drw.pdf | 1 | 2 | PIN,RETAINER, - | 19596
24624_drw.pdf | 2 | 4 | NUT, WELD, 1/2"-13 UNC, SQUARE, STEEL | 24028
24624_drw.pdf | 3 | 9 | NUT, WELD, 5/8-UNC11, SQUARE, STEEL | 24029
24624_drw.pdf | 4 | 1 | CHANNEL, BASE, LONG, RIGHT | 24560
24624_drw.pdf |  |  | GUSSET, FRAME, LORAM QSX15 | 24601
24624_drw.pdf |  |  |  | 24602
24624_drw.pdf |  |  |  | 24613
24627_drw.pdf | ITEM
24627_drw.pdf | 1
24627_drw.pdf | 2 | 2 | SUPPORT, ISOLATOR | 23622
24627_drw.pdf | 3 | 2 | NUT, WELD, 5/8-UNC11, SQUARE, STEEL | 24029
24627_drw.pdf | 4 | 1 | CHANNEL, BASE, SHORT, FRONT | 24562
24627_drw.pdf |  |  | SUPPORT, ENGINE, FRAME, LORAM QSX15 | 24608
24627_drw.pdf |  |  | QSX15 | 24611
24628_drw.pdf | ITEM
24628_drw.pdf | 1 | 4 | NUT, WELD, 5/8-UNC11, SQUARE, STEEL | 24029
24628_drw.pdf | 2 | 1 | CROSS-MEMBER, ENGINE, LORAM QSX15 | 24614
24628_drw.pdf | 3 | 4 | NUT,WELD,HEX, 1/4-20 | 25284_25-20
24629_drw.pdf | ITEM
24629_drw.pdf | 1 | 1 | NUT, WELD, 1/2"-13 UNC, SQUARE, STEEL | 24028
24629_drw.pdf | 2 | 1 | BRACKET, SUPPORT | 24618
24629_drw.pdf | 3 | 1 | PLATE, FRAME,LORAM QSX15 | 24893
24629_drw.pdf | 4 | 1 | NUT, WELD, 3/8"-16 UNC, SQUARE, STEEL | 25884
24630_drw.pdf | ITEM
24630_drw.pdf | 1 | 1 | NUT, WELD, 1/2"-13 UNC, SQUARE, STEEL | 24028
24630_drw.pdf | 2 | 1 | BRACKET, SUPPORT | 24619
24630_drw.pdf | 3 | 1 | PLATE, FRAME,LORAM QSX15 | 25122
24631_drw.pdf | ITEM
24631_drw.pdf | 1 | 2 | PIN,RETAINER, - | 19596
24631_drw.pdf | 2 | 5 | NUT, WELD, 1/2"-13 UNC, SQUARE, STEEL | 24028
24631_drw.pdf | 3 | 9 | NUT, WELD, 5/8-UNC11, SQUARE, STEEL | 24029
24631_drw.pdf | 4 | 1 | CHANNEL, BASE, LONG, LEFT | 24561
24631_drw.pdf |  |  | GUSSET, FRAME, LORAM QSX15 | 24601
24631_drw.pdf |  |  |  | 24605
24631_drw.pdf |  |  |  | 24613
24632_drw.pdf | 1 | 1 | ANGLE | 24633
24632_drw.pdf | 2 | 2 | PLATE | 24634
24632_drw.pdf | 3 | 2 | ANGLE | 24635
24643_drw.pdf | 13901-33750
24644_drw.pdf | 6C090-58960
24645_drw.pdf | 15951-33750
24646_drw.pdf | 04724-00160
24652_drw.pdf | ITEM
24652_drw.pdf | 1
24652_drw.pdf | 2 | 1 | ELBOW, 90 TUBE, 6" | 24651
24652_drw.pdf |  |  |  | 2
24658_drw.pdf | 1
24658_drw.pdf | 2 | 1 | GUARD,RAIN,12 OD, 5" TUBE ,2 PC, STL | 24667
24658_drw.pdf | 3 | 1 | ELBOW, SR 90 TUBE, FLANGED ONE END GTE | 26-500
24658_drw.pdf | 4 | 1 | SWITCH, OIL PRESSURE, 16 PSI, #3408607 | 8861
24658_drw.pdf | 5
24658_drw.pdf | 6
24658_drw.pdf | 7 | 1 | CLAMP, T-BOLT, 5.00-5.31 | 13164-0525
24658_drw.pdf | 8 | 1 | ENCLOSURE, LEVEL 2 SOUND ATTENUATED | 24654
24658_drw.pdf | 9 | 2 | COVER, DRIVE SHAFT OPENING | 24662
24658_drw.pdf | 10 | 1 | COVER, COOLANT FILL | 24666
24658_drw.pdf | 11 | 1 | HARNESS, DUAL FAN, 12V, ENCLOSURE | 24730
24658_drw.pdf | 12 | 1 | ELBOW, 90 FLANGED, 5" NELSON 40650K | 40650K
24658_drw.pdf | 13 | 1 | SILENCER, RESIDENTIAL GRADE | 41250F
24658_drw.pdf | 14
24658_drw.pdf | 15 | 2 | BRACKET, MOUNTING, MUFFLER, 14" | Q27242
24667_drw.pdf | ITEM
24667_drw.pdf | 1 | 2 | WELDNUT, 1/4"-20 NC, _ | 14520
24667_drw.pdf | 2 | 1 | GUARD,RAIN 5" TUBE | 24668
24667_drw.pdf | 3 | 1 | GUARD,RAIN 5" TUBE | 24669
24671_drw.pdf | 1 | 1 | BATTERY CABLE KIT, 7 FOOT | 23451
24671_drw.pdf | 2 | 1 | BRACKET, BATTERY HOLD DOWN | 14168
24671_drw.pdf | 3 | 3 | CLAMP,CSHN, 1.00 ID | 16164-16
24671_drw.pdf | 4 | 1 | ROD, THREADED, 3/8"-16 X 12" LG, McMASTER-CARR | 25756
24671_drw.pdf | 5 | 2 | HOLD DOWN,BATTERY, 8D-DRY | 26549
24671_drw.pdf | 6 | 2 | FOAM RUBBER,MEDIUM, DENSITY,CLOSED CELL | 26569
24671_drw.pdf | 7 | 2 | BATTERY, GROUP 8D, COMMERCIAL | 8D-3 DRY
24671_drw.pdf | 8 | 3 | NUT, 3/8-16 UNC | NUT_3_8-16
24671_drw.pdf | 9 | 3 | WASHER, 3/8 | WASHER_3-8
24671_drw.pdf | 10 | 3 | WASHER, LOCK, 3/8 | WASHER_LOCK_3-8
24671_drw.pdf |  |  | BATTERIES ARE AN
24671_drw.pdf |  |  | A
24671_drw.pdf |  |  | 10 9 8
24671_drw.pdf |  |  | 3 3 3
24672_drw.pdf | ITEM
24672_drw.pdf | 1 | 1 | ALT,MARATHON, LORAM RG400 | 23460
24672_drw.pdf | 2 | 1 | GENERATOR CABINET, LORAM | 24673
24672_drw.pdf | 3 | 32 | GASKET,FOAM,0.12 X 1-1/4" WIDE, BULK (FOOT) | 26914
24672_drw.pdf | 4 | 34 | SCREW, HEX CAP, 1/4-UNC 20, .75 LONG | 24679
24672_drw.pdf |  |  | PANEL, GEN. CAB., SIDE ACCESS, LORAM | 24680
24672_drw.pdf |  |  | LORAM | 24681
24672_drw.pdf |  |  |  | 24682
24672_drw.pdf | 11 | 1 | PANEL,
24672_drw.pdf | 12 | 1 | PLATE, BUSSBAR,, LORAM
24672_drw.pdf | 13 | 1 | PLATE, BUSSBAR, NEUTRAL, LORAM
24672_drw.pdf | 14 | 1 | ANGLE,SHIELD,FIBERGLASS, LORAM | 24765
24672_drw.pdf | 15 | 1 | MOUNT,SHORTING BLOCK, LORAM RG400 | 25506
24673_drw.pdf | ITEM
24673_drw.pdf | 1 | 38 | WELDNUT, 1/4"-20 NC, _ | 14520
24673_drw.pdf | 2 | 26 | NUT,HEX,WELD,3/8-16 UNC, - | 19636
24673_drw.pdf | 3 | 1 | PANEL, GEN. CAB. MAIN, LORAM | 24674
24673_drw.pdf | 4 | 1 | PANEL, GEN., CAB., SHELF, LORAM | 24675
24673_drw.pdf |  |  | PANEL, GEN. CAB., REAR , LORAM | 24676
24673_drw.pdf |  |  |  | 24751
24673_drw.pdf |  |  |  | 3
24673_drw.pdf |  |  |  | 1
24688_drw.pdf | ITEM
24688_drw.pdf | 1 | 1 | AIR FILTER BRKT,UPR, - | 24689
24688_drw.pdf | 2 | 1 | AIR FILTER BRKT,MNT, - | 24693
24688_drw.pdf | 3
24688_drw.pdf | 4 | 1 | LATCH,DRAW, INTERNAL SPRING | 19197
24688_drw.pdf |  |  | GASKET,AIR FILTER, - | 24698
24688_drw.pdf |  |  | SECONDARY | 24720
24688_drw.pdf |  |  |  | 24721
24689_drw.pdf | ITEM
24689_drw.pdf | 1 | 1 | BRKT,AIR FILTER, LATCH UPR, - | 24690
24689_drw.pdf | 2 | 1 | PANEL,AIR FILTER, SUPT, - | 24691
24689_drw.pdf | 3 | 1 | PANEL,AIR FILTER, SUPT LOWER, - | 24692
24693_drw.pdf | ITEM
24693_drw.pdf | 1 | 1 | PANEL,AIR FILTER ,MNT LOWER, - | 24694
24693_drw.pdf | 2 | 1 | PANEL ,AIR FILTER,MNT UPR, - | 24695
24693_drw.pdf | 3 | 1 | BRKT, LATCH, - | 24696
24693_drw.pdf | 4 | 1 | PANEL,AIR FILTER,GSKT MNT, - | 24697
24693_drw.pdf |  |  | 2
24693_drw.pdf |  | TYP.
24693_drw.pdf |  | TYP.
24701_drw.pdf | ITEM
24701_drw.pdf | 1 | 1 | BACK | 24702
24701_drw.pdf | 2 | 3 | GUSSET | 24703
24701_drw.pdf | 3 | 1 | SPACER | 24704
24701_drw.pdf |  |  | 1
24706_drw.pdf | ITEM
24706_drw.pdf | 1 | 1 | ASSEMBLY, CONTROL PANEL MOUNTING, CFP POWER UNITS | 21249
24706_drw.pdf | 2 | 1 | BRACKET, RH SIDE CONTROL PANEL MOUNTING, CFP7E | 24701
24706_drw.pdf | 3
24706_drw.pdf | 4 | 4 | NUT,HEX, 0.25-20 | 20100-025
24706_drw.pdf |  |  | NUT,HEX, 3/8"-16 | 20100-038
24706_drw.pdf |  |  |  | 20225-100
24706_drw.pdf |  |  |  | 20238-100
24710_drw.pdf | 1 | 1 | PLATE, COVE;R CFP23E | 24711
24710_drw.pdf | 2 | 1 | TUBE, COVER PLAT;ECFP23E | 24712
24710_drw.pdf | 3 | 1 | HALF COUPLING, 1/2" N;PTMcMASTER-CARR | 4513K73
24710_drw.pdf |  |  | (4.79)
24710_drw.pdf |  |  | 3
24710_drw.pdf |  |  | (7.10)
24710_drw.pdf |  |  |  | TO
24710_drw.pdf |  | NOTES:
24710_drw.pdf | 1. |  | COAT PER ES044 RAL 3001
24710_drw.pdf |  |  | SURFACE MUST BE FLAT,
24710_drw.pdf |  | DO | NOT PAINT MOUNTING SURFACE, USE
24710_drw.pdf |  |  | VETO ON UNPAINTED SURFACE
24714_drw.pdf | ITEM
24714_drw.pdf | 1 | 1 | MOUNT, GTA19 REAR ENGINE, LH | 13918
24714_drw.pdf | 2 | 1 | MOUNT, GTA19 REAR ENGINE, RH | 13923
24714_drw.pdf | 3 | 1 | FRONT ENGINE SUPPORT, KTA19SLB | 16433
24714_drw.pdf | 4 | 1 | FRAME, GENSET, KTA19GC | 24576
24714_drw.pdf |  |  |  | 875362
24714_drw.pdf |  |  |  | 0184
24714_drw.pdf | 11
24714_drw.pdf | 12 | 1 | STRAP, GROUNDING, 4 AWG,
24714_drw.pdf | 13 | 2 | ISOLATOR,UNIVERSAL, 60045, WHITE
24714_drw.pdf | 14 | 2 | ISOLATOR, 51512-4 | 14450
24714_drw.pdf | 15 | 1 | CLAMP, WORM, .81 - 1.75 | 14990-20
24716_drw.pdf | ITEM
24716_drw.pdf | 1 | 1 | FLEX TUBE, FLANGE EXH., STYLE 2, STNL STL | 6735_92
24716_drw.pdf | 2 | 1 | EXTENSION, FLANGED EXHAUST, KTA19 WITH FLANGED TURBO | OUTLE1T3049
24716_drw.pdf | 3 | 1 | KIT,GASKET,NUT,BOLT, FULL FACE FIBER,5 | 23580_500
24716_drw.pdf | 4 | 4 | KIT,GASKET,NUT,BOLT, FULL FACE FIBER,8 | 23580_800
24716_drw.pdf | 5 | 1 | CATALYST,MIRATECH 19/28L 2.0/4.0/1.0, - | 24638
24716_drw.pdf | 6 | 1 | RAIN CAP, 8", GT EXHAUST 22-800 | 22-800
24716_drw.pdf | 7
24716_drw.pdf | 8 | 1 | PIPE,8" EXHAUSE,90, - | 17038
24716_drw.pdf | 9 | 1 | WRAP,SILENCER, GTA19/KTA19 CRITICAL | 17039
24716_drw.pdf | 10 | 1 | PIPE,EXHAUST,KTA19GC, W/CRITICAL SILENCER | 24637
24716_drw.pdf | 11 | 1 | WRAP, EXHAUST, GTA19GC CRITICAL | 25464
24716_drw.pdf | 12 | 1 | CLAMP, EXHAUST, 5", RIKER TEC-500 | TEC-500
24724_drw.pdf | 1 | 1 | PLATE, LOWER | 24725
24724_drw.pdf | 2 | 1 | TUBE, LOWER | 24726
24724_drw.pdf | 3 | 1 | TUBE, LOWER | 24727
24724_drw.pdf | 4 | 1 | PLATE, LOWER | 24728
24724_drw.pdf | 5 | 1 | PLATE, UPPER | 24729
24724_drw.pdf | 6 | 1 | CAP | 24736
24724_drw.pdf | 7 | 1 | CAP, UPPER | 24737
24739_drw.pdf | ITEM
24739_drw.pdf | 1 | 1 | AIR FILTER SUPT BRKT, SAFEWAY | 24740
24739_drw.pdf | 2 | 1 | DRAIN LINE, RADIATOR, SAFEWAY | 24745
24739_drw.pdf | 3 | 1 | DRAIN LINE, OIL, SAFEWAY | 24746
24739_drw.pdf | 4 | 1 | CLEANER,AIR, OPTIAIR 1100 | AH19334
24739_drw.pdf |  |  | CLAMP, SPRING LOADED T-BOLT, 3.28-3.58 | 12975-0350
24739_drw.pdf |  |  |  | 13164-0400
24739_drw.pdf |  |  |  | 13164-0450
24739_drw.pdf | 11 | 1
24739_drw.pdf | 12 | 1 | HOSE,HUMP, 3.0", CAC
24739_drw.pdf | 13 | 1 | HOSE,HUMP, 3.0", CAC
24739_drw.pdf | 14
24739_drw.pdf | 15
24740_drw.pdf | ITEM
24740_drw.pdf | 1 | 1 | BRKT, AIR FILTER MNT, SAFEWAY | 24741
24740_drw.pdf | 2 | 1 | PLATE, GUSSET, AIR FILTER , SAFEWAY | 24742
24740_drw.pdf |  |  | 2
24745_drw.pdf | ITEM
24745_drw.pdf | 1
24745_drw.pdf | 2
24745_drw.pdf | 3
24745_drw.pdf | 4
24745_drw.pdf |  |  |  | 14990-08
24745_drw.pdf |  |  |  | 24745_001
24746_drw.pdf | ITEM
24746_drw.pdf | 1
24746_drw.pdf | 2
24746_drw.pdf | 3
24746_drw.pdf | 4 | 2 | CLAMP, WORM, .69-1.25 | 14990-12
24746_drw.pdf |  |  | HOSE, PARKER, 801-12, 37 IN LONG | 24746_001
24761_drw.pdf | ITEM
24761_drw.pdf | 1 | 1 | BRACKET, AIR FILTER MNT, QSB5, ECOPOWER | 24762
24761_drw.pdf | 2 | 1 | BRACKET, AIR FILTER SUPT, QSB5, ECOPOWER | 24763
24761_drw.pdf | 3 | 1 | PLATE, AIR FITLER SUPT, QSB5, ECOPOWER, BOTTOM | 24764
24770_drw.pdf | ITEM
24770_drw.pdf | 1 | 1 | TUBE, CROSSOVER, F-SERIES, KTA19GC, NON-CERT/NO CAT | 26006
24770_drw.pdf | 2
24770_drw.pdf | 3 | 1 | SPACER,THROTTLE BODY, .50 THK | 24376
24770_drw.pdf | 4 | 1 | ADAPTER,AIR INLET, KTA19GC | 24769
24770_drw.pdf |  |  | PART | 3032161
24770_drw.pdf |  |  |  | 3071050
24772_drw.pdf | ITEM
24772_drw.pdf | 1 | 1 | FLANGE,EXHAUST, KUBOTA V2203-M-E3B | 24778
24772_drw.pdf | 2 | 1 | EXHAUST,90, 2.5"ID X 2.5"OD 6.25 LEG, NELSON | 900048A
24773_drw.pdf | ITEM
24773_drw.pdf |  |  | R0.25
24773_drw.pdf |  |  | TYP
24773_drw.pdf |  |  | 2.00
24774_drw.pdf | ITEM
24776_drw.pdf | ITEM
24778_drw.pdf | ITEM
24780_drw.pdf | ITEM
24781_drw.pdf | 1 | 1 | PANEL, LH SIDE | 25459
24781_drw.pdf | 2 | 1 | PANEL, LH SIDE | A042D268
24781_drw.pdf | 3 | 1 | PANEL, BOTTOM | A042D269
24781_drw.pdf | 4 | 1 | PANEL, UPPER FRONT | A042D270
24781_drw.pdf | 5 | 1 | GUARD, TOP | A042D272
24781_drw.pdf | 6 | 1 | GUARD, ALTERNATOR, CFP9E | A042H522
24781_drw.pdf | 7 | 1 | HEAT SHIELD, CFP59 | 15383
24781_drw.pdf | 8 | 1 | BRACKET, HEAT SHIELD | 15431
24781_drw.pdf | 9 | 1 | GUARD, FRONT ALTERNATOR | 21861
24781_drw.pdf | 10 | 1 | PANEL, FRONT | A042D273
24781_drw.pdf | 11 | 1 | DECAL, VALVE POSITION, CFP9E-F65/75/85 | A042G942
24782_drw.pdf | 1 2 | 1 1 | COOLER, JACKET WAT;ERCFP15E EXCHANGER, CA;CCFP15E | 10848
24782_drw.pdf | 3 | 1 | TANK, SURG;E CFP15E, FIREPUMP | 10865
24782_drw.pdf | 4 | 1 | CONNECTOR,FEMAL;E-6 ORB X -4 FNPT,STEEL | 12171-6-4
24783_drw.pdf | ITEM
24783_drw.pdf | 1 | 1 | HOSE,PARKER, 0.63 ID X 24.00" LG | 801-10
24783_drw.pdf | 2 | 1 | VALVE,BL -8 TEE HDL, BRASS,NPTFxNPTF | 18855-8
24783_drw.pdf | 3 | 1 | KIT,CENTINEL, LORAM RG400 (AUTOCAD CONTROLLED) | 24922
24783_drw.pdf | 4 | 1 | BRKT,OIL TANK MOUNT, LORAM RG400 | 24926
24783_drw.pdf |  |  | HOSE,OIL,FILTER HEAD TO VALVE, LORAM RG400 | 24944
24783_drw.pdf |  |  | LORAM RG400 | 24945
24783_drw.pdf |  |  |  | 24946
24783_drw.pdf | 11
24783_drw.pdf | 12
24783_drw.pdf | 13
24783_drw.pdf | 14
24783_drw.pdf | 15 | 2 | CLAMP, WORM, .56-1.06 | 14990-10
24785_drw.pdf |  | 0.1875-0.25
24785_drw.pdf |  |  | NOTES:
24785_drw.pdf |  |  | SUPPLER P/N: 75000692
24785_drw.pdf |  |  | MATERIAL: EPDM DUROMETER A70
24787_drw.pdf | ITEM
24787_drw.pdf | 1 | 7 | WELDNUT,M6, McMASTER-CARR: 93337A100 | 21578-01
24787_drw.pdf | 2 | 1 | SUPPORT, LH HEAT EXCAHNGER, CFP9E | 21840
24788_drw.pdf | 1 | 6 | WELDNUT,M6, McMASTER-CARR: 93337A100 | 21578-01
24788_drw.pdf | 2 | 1 | SUPPORT, RH HEAT EXCAHNGER, CFP9E | 21842
24788_drw.pdf | 3 | 1 | TAB | A042D261
24791_drw.pdf | ITEM
24791_drw.pdf | 1 | 1 | PLATE,TUBE SUPPORT, - | 24792
24791_drw.pdf | 2 | 1 | GUSSET,TUBE SUPPORT, - | 24793
24794_drw.pdf | ITEM
24794_drw.pdf | 1 | 1 | PLATE,MOUNT, - | 24795
24794_drw.pdf | 2 | 1 | GUSSET,MOUNT, - | 24796
24801_drw.pdf | 1 | 3 | RAIL,4 X 6 (NOMINAL) X 190.00 LG, - | 24801-01
24801_drw.pdf | 2 | 6 | XMBR,2 X 6 (NOMINAL) X 190.00 LG, - | 24801-02
24801_drw.pdf | 3 | 7 | XMBR,2 X 6 (NOMINAL) X 72.00 LG, - | 24801-03
24802_drw.pdf | ITEM
24802_drw.pdf | 1 | 1 | BRACKET, CONTACTOR, CFP9E | 21835
24802_drw.pdf | 2 | 1 | GUSSET, CONTACTOR BRACKET, CFP9E | 24803
24802_drw.pdf | 3 | 1 | GUSSET, CONTACTOR BRACKET, CFP9E | 24804
24816_drw.pdf | 1 | 1 | ENGINE, QSX15-C665, SPEC CFP15E F10-F40 | 8742
24816_drw.pdf | 2 |  | SUPPORT, CFP15E FIRE PUMP | 10835
24816_drw.pdf | 4 |  | ASSEMBLY, COOLANT HEATER, 3KW ADJ VOLTAGE, CFP15E | 10849
24816_drw.pdf | 5 | 1 | ASSY, TELESCOPING SHAFT GUARD, SAE #1, CFP15E | 12848
24816_drw.pdf | 6 | 1 | DRIVESHAFT, 1810, EXT TUBE, NON-LISTED | 14877-63
24816_drw.pdf | 7 |  | KIT, SENSOR & ADAPTER, CFP15E | 15604
24816_drw.pdf |  |  |  | 15617
24816_drw.pdf | 10 |  | COOLING LOOP, 1.25" DIA. , W/MNTS, CFP15, SEA WATER, 24V | 17234
24816_drw.pdf | 11 | 1 | ASSEMBLY, FUEL VALVE AND BYPASS | 18501
24816_drw.pdf | 12
24816_drw.pdf | 13 |  | BRACKET, DPEM LOWER MTG, CFP15E | 19850
24816_drw.pdf | 15 |  | ASSEMBLY, CONTROL PANEL MOUNTING, CFP POWER UNITS
24816_drw.pdf | 16 |  | ASSEMBLY, ACCESSORY MOUNTING, CFP15E | 21282
24816_drw.pdf | 17
24816_drw.pdf | 18 |  | ASSEMBLY, DPEM AND HARNESS, GEN I | 21662
24816_drw.pdf | 19 |  | ASSEMBLY, DIGITAL CONTROL PANEL, ELECTRONIC CFP ENGINES | 22791
24817_drw.pdf | 1 | 4 | PLATE, LIFTING BRACE, 5/16" A-36, 9.406 x 1.50 | 13867
24817_drw.pdf | 2 | 2 | NUT,HEX, 3/8"-16 | 20100-038
24817_drw.pdf |  | 2 | CHANNEL, SIDE | 24818
24817_drw.pdf | 5 | 1 | CHANNEL, END | 24820
24817_drw.pdf | 6 | 1 | SUPPORT, FRONT ENGINE | 24822
24817_drw.pdf | 7 | 1 | SUPPORT, REAR ENGINE | 24823
24817_drw.pdf | 8 | 6 | GUSSET, ENGINE MOUNT | 24824
24817_drw.pdf | 9 | 4 | GUSSET, ENGINE BRACE | 24825
24817_drw.pdf | 10 | 6 | PLATE, MOUNTING | 24826
24817_drw.pdf | 11 | 2 | ANGLE, BATTERY TRAY, CFP15E ENCLOSED | 24827
24817_drw.pdf | 12 | 4 | GUSSET, LIFTING, CFP15E | 24828
24817_drw.pdf | 13 | 1 | SUPPORT, PLUMBING, CFP15E | 25397
24817_drw.pdf | 14 | 2 | TAB, BATTERY HOLD DOWN | 25400
24817_drw.pdf | 15 | 1 | BRACKET, PLUMBING | 25413
24817_drw.pdf | 16 | 2 | GUSSET, FRAME, CFP15E | 25444
24830_drw.pdf | ITEM
24830_drw.pdf | 1
24830_drw.pdf | 2
24830_drw.pdf | 3
24830_drw.pdf | 4 | 1 | BULKHEAD, FRONT, CFP15E | 24829
24831_drw.pdf | ITEM
24831_drw.pdf | 1 | 2 | HOSE, FUEL, CFP15E | 17743
24831_drw.pdf | 2 | 1 | HOSE, 1-1/4", 22" LONG | 25648
24831_drw.pdf | 3 | 1 | HOSE,SILICONE, 42.25" LENGTH | 78150GL
24831_drw.pdf | 4 | 2 | ADAPTER, NPTM X JIC 37 DEG, -10 JIC X -12 NPT STR | 12238-10-12
24831_drw.pdf |  |  | NIPPLE, 1 1/2" NPT x 2", BLK STEEL | 14080
24831_drw.pdf |  |  |  | 14990-20
24831_drw.pdf |  |  |  | 14990-24
24831_drw.pdf | 11
24831_drw.pdf | 12 | 2 | ELBOW, 1-1/2 x 90DEG,
24831_drw.pdf | 13 | 2 | ELBOW, 90°, 1 1/4" NPT FEMALE, BLK STEEL
24834_drw.pdf | 1
24834_drw.pdf | 2 | 1 | PANEL, MOUNTING, CFP9E | 24835
24834_drw.pdf | 3 | 1 | GROMMET, 2.25 DIA. | 508-1057
24834_drw.pdf | 4 | 1 | BATTERY ISOLATOR, FIRE PUMP | 8838
24834_drw.pdf | 5 | 1 | FACTORY SETTINGS TAG, FIREPUMP | 9526-02
24834_drw.pdf | 6 | 1 | FIELD SETTINGS TAG, FIREPUMP | 9526-03
24834_drw.pdf | 7 | 1 | DATA TAG, FIREPUMP | 9534
24834_drw.pdf | 8 | 1 | BRACKET, OPERATOR STATION | 15480
24834_drw.pdf | 9
24834_drw.pdf | 10 | 2 | WASHER,FLAT, M10 | 20020-M10
24834_drw.pdf | 11 | 4 | WASHER,FLAT, M12 | 20020-M12
24834_drw.pdf | 12 | 4 | WASHER,FLAT, M5 | 20020-M5
24834_drw.pdf | 13 | 8 | WASHER,FLAT, M6 | 20020-M6
24834_drw.pdf | 14 | 13 | NUT,HEX, 0.25-20 | 20100-025
24834_drw.pdf | 15 | 4 | NUT,HEX, M5-0.80 | 20120-M5
24834_drw.pdf | 16 | 8 | NUT,HEX, M6-1.00 | 20120-M6
24836_drw.pdf | 1 | 1 | HOSE, WATER, CAC TO JWC, CFP9E | 13580
24836_drw.pdf | 2 | 1 | BRACKET, COOLING REAR MOUNT, CFP9E | 26365
24836_drw.pdf | 3 | 1 | BRACKET, COOLING FRONT MOUNT, CFP9E | 26367
24836_drw.pdf | 4 | 1 | DECAL, COOLANT LOOP LABEL, VERTICAL MTG, ENGLISH | A042A453
24836_drw.pdf | 5
24836_drw.pdf | 6
24836_drw.pdf | 7
24836_drw.pdf | 8
24836_drw.pdf | 9
24836_drw.pdf | 10 | 2 | CLAMP, WORM, .81 - 1.50 | 14990-16
24836_drw.pdf | 11 | 1 | CAP, PVC, NPT FEMALE, 3/4" NPT | 16663-12
24836_drw.pdf | 12
24836_drw.pdf | 13
24836_drw.pdf | 14 | 1 | NUT,HEX, 0.31-18 | 20100-031
24836_drw.pdf | 15 | 3 | NUT,HEX,PT, M10-1.50 | 20140-M10
24836_drw.pdf | 16
24837_drw.pdf |  |  | 0.27
24838_drw.pdf |  |  | 0.56
24841_drw.pdf | ITEM
24841_drw.pdf | 1 | 2 | ANGLE, 3 x 3 x .25 x 4.75, A-36 | 19049
24841_drw.pdf | 2 | 1 | ANGLE | 24840
24841_drw.pdf | 3 | 1 | ANGLE | 24842
24841_drw.pdf | 4 | 1 | ANGLE | 24843
24841_drw.pdf |  |  | PLATE, BOTTOM | 24844
24841_drw.pdf |  |  |  | 24848
24841_drw.pdf |  |  | 1
24841_drw.pdf |  |  | 3
24850_drw.pdf | ITEM
24850_drw.pdf | 1 | 1 | PLATE,MOUNT, - | 24851
24850_drw.pdf | 2 | 1 | PLATE,MOUNT, - | 24852
24850_drw.pdf | 3 | 2 | PLATE,MOUNT, - | 24853
24892_drw.pdf | ITEM
24892_drw.pdf | 1
24892_drw.pdf | 2 | 3 | NUT, WELD, 1/2"-13 UNC, SQUARE, STEEL | 24028
24892_drw.pdf | 3 | 2 | NUT, WELD, 5/8-UNC11, SQUARE, STEEL | 24029
24892_drw.pdf | 4 | 1 | CHANNEL, BASE, SHORT, REAR | 24557
24896_drw.pdf | ITEM
24897_drw.pdf | ITEM
24898_drw.pdf | ITEM
24899_drw.pdf | ITEM
24899_drw.pdf | 1 | 1 | PIPE,EXHAUST,4.0", GTA855E, 304SS | 24900
24899_drw.pdf | 2 | 1 | SLEEVE, INSULATED KNITTED , EXHAUST,855/E | 26668
24899_drw.pdf | 3 | 1 | SLEEVE, INSULATED KNITTED , EXHAUST,855/E | A042A497
24899_drw.pdf | 4 | 1 | FLEX, EXHAUST, 4" ID X 4 "ID 18" LONG | 7833-20
24899_drw.pdf |  |  | RAINCAP, LIGHT WEIGHT, STAINLESS STEEL | 17521-500
24899_drw.pdf |  |  | GTA855E, 304 SS | 24901
24899_drw.pdf |  |  | SS | 24902
24899_drw.pdf | 11 | 4 | CLAMP,
24899_drw.pdf | 12 | 1 | CLAMP, EXHAUST, 5", RIKER
24903_drw.pdf | ITEM
24903_drw.pdf | 1 | 1 | PIPE,EXHAUST,4.0", GTA855E, 316 SS | 24904
24903_drw.pdf | 2 | 1 | SLEEVE, INSULATED KNITTED , EXHAUST,855/E | 26668
24903_drw.pdf | 3 | 1 | SLEEVE, INSULATED KNITTED , EXHAUST,855/E | A042A497
24903_drw.pdf | 4 | 1 | FLEX, EXHAUST, 4" ID X 4 "ID 18" LONG | 7833-20
24903_drw.pdf |  |  | RAINCAP, LIGHT WEIGHT, STAINLESS STEEL | 17521-500
24903_drw.pdf |  |  | GTA855, 316 SS | 24905
24903_drw.pdf |  |  |  | 24906
24903_drw.pdf | 11 | 4 | CLAMP,
24903_drw.pdf | 12 | 1 | CLAMP, EXHAUST, 5", RIKER
24910_drw.pdf | ITEM
24913_drw.pdf | ITEM
24913_drw.pdf | 1 | 1 | FLAT-BAR, RADIATOR SUPPORT | 24914
24913_drw.pdf | 2 | 1 | PLATE,RADIATOR-SPRT, .38"THK, 150KW MOH | 24915
24913_drw.pdf |  |  | 1
24913_drw.pdf |  |  |  | 2
24917_drw.pdf | ITEM
24917_drw.pdf | 1
24917_drw.pdf | 2
24921_drw.pdf | ITEM
24921_drw.pdf | 1 | 1 | PLATE,GAS TRAIN BRKT, KTA19GC | 24951
24921_drw.pdf | 2 | 1 | PLATE,GAS TRAIN BRKT, KTA19GC | 24952
24921_drw.pdf |  |  | 2
24926_drw.pdf | ITEM
24926_drw.pdf | 1 | 1 | PLATE,MOUNT, - | 24927
24926_drw.pdf | 2 | 1 | PLATE,MOUNT, - | 24928
24926_drw.pdf | 3 | 2 | PLATE,MOUNT, - | 24929
24953_drw.pdf | ITEM
24953_drw.pdf | 1 | 2 | WELDMENT, SHAFT GUARD, SIZE 3-X, FIRE PUMP | 14240
24953_drw.pdf | 2 | 4 | PLATE, 19.875" x 11.688", BRASS ALLOY | 17435
24953_drw.pdf | 3 | 24 | RIVET, 1/8" POP, BRASS, .188 - .250 GRIP | 21119
24953_drw.pdf | 4 | 2 | COVER, TELESCOPING, SHAFT GUARD, NON-SPARKING, | 2S4I9Z5E4 X
24953_drw.pdf |  |  | SCREW, CAP, HEX HEAD, M10-1.5 | HHCS_M10
24953_drw.pdf |  |  | x 20 | HHCS_M8
24953_drw.pdf |  | 1 | 6
24953_drw.pdf | 2
24957_drw.pdf | ITEM
24957_drw.pdf | 1 | 1 | TUBE, DRAIN MNT, WATER OUT, PIERCE 175KW | 24958
24957_drw.pdf | 2 | 1 | TUBE, WATER OUTLET, PIERCE 175KW | 24959
24957_drw.pdf | 3 | 3 | ELBOW, WELD, SR, 2.50", STEEL | 24960
24957_drw.pdf | 4 | 1 | COUPLING, HALF, 1/2 FNPT, STEEL | 24961
24957_drw.pdf |  |  | CONNECTION,WATER OUTLET | 4946501
24957_drw.pdf |  |  | 2
24957_drw.pdf |  |  | 1
24957_drw.pdf |  |  | 1
24969_drw.pdf | 1 2 | 2 1 | MOUNTING BAND,EXHAUST, 20"D;IKATA19 TUBE, FLANGE EX;H.STYLE 2, STNL STL | 6735_100
24969_drw.pdf | 3 | 1 | SLEEVE, INSULATED KNITT;EDEXHAUST,19L | 26704
24969_drw.pdf | 4 | 1 | SLEEVE, INSULATED KNITT;EDEXHAUST,19L | A042A498
24970_drw.pdf | 1 2 | 2 1 | MOUNTING BAND,EXHAUST, 20"D;IKATA19 TUBE, FLANGE EX;H.STYLE 2, STNL STL | 6735_101
24970_drw.pdf | 3 | 1 | SLEEVE, INSULATED KNITT;EDEXHAUST,19L | 26704
24970_drw.pdf | 4 | 1 | SLEEVE, INSULATED KNITT;EDEXHAUST,19L | A042A498
24973_drw.pdf | ITEM
24973_drw.pdf | 1 | 1 | SHEET,MOUNT, - | 24974
24973_drw.pdf | 2 | 1 | SHEET,MOUNT, - | 24975
24991_drw.pdf | ITEM
24991_drw.pdf | 1 | 1 | PLATE,TRAY, - | 24992
24991_drw.pdf | 2 | 1 | FLAT,TRAY, - | 24993
24997_drw.pdf | ITEM
24997_drw.pdf | 1 | 2 | NUT,HEX,WELD,3/8-16 UNC, - | 19636
24997_drw.pdf | 2 | 1 | SHEET,HOLD DOWN, - | 24998
24997_drw.pdf | 3 | 2 | SHEET,HOLD DOWN, - | 24999
25016_drw.pdf | ITEM
25016_drw.pdf | 1
25016_drw.pdf | 2 | 1 | ASSY, GTA19 RADIATOR COOLNG | 14180
25016_drw.pdf | 3 | 1 | RAIN CAP, 8", GT EXHAUST 22-800 | 22-800
25016_drw.pdf | 4 | 1 | FLEX, EXHAUST, 5" ID X 5 "ID 12" LONG | 7833-22
25016_drw.pdf |  |  | WRAP,CATALYST, GTA19SLB | 25007-MODEL
25016_drw.pdf |  |  |  | 25008
25016_drw.pdf | 11 | 2 | CLAMP,
25016_drw.pdf | 12 | 3 | CLAMP, EXHAUST, 5", RIKER
25020_drw.pdf | ITEM
25020_drw.pdf | 1 | 1 | TOP, RAIN SHIELD, | 25018
25020_drw.pdf | 2 | 1 | RING, RAIN SHIELD, | 25019
25028_drw.pdf | ITEM
25029_drw.pdf | ITEM
25029_drw.pdf | 1 | 1 | CIRCUIT BREAKER BOX, REFERENCE ASM | 0320-1995
25029_drw.pdf | 2 | 1 | INSERT,CB CUP, 400 AMP | 25030
25029_drw.pdf | 3 | 1 | CIRCUIT BREAKER,400AMP, SQUARE-D, STD INT | LAL34400MC
25029_drw.pdf |  |  | (0.94) 1.92 FROM
25029_drw.pdf |  |  | (0.24) TOP EDGE
25032_drw.pdf | ITEM
25032_drw.pdf | 1 | 1 | HOSE,PARKER, 3/8 INCH ID X 6.00 IN LG | R-801-6
25032_drw.pdf | 2 | 1 | HOSE,PARKER, 3/8 INCH ID X 73.00 IN LG | 801-06_005
25032_drw.pdf | 3 | 1 | HOSE,PARKER, 3/8 INCH ID X 73.00 IN LG | 801-06_006
25032_drw.pdf | 4 | 1 | HOSE,PARKER, 3/8 INCH ID X 72.00 IN LG | 801-06_007
25032_drw.pdf |  |  | BRACKET,RADIATOR, PIPE SECURE | 15629
25032_drw.pdf |  |  |  | 25031
25032_drw.pdf | 11 | 2 | TUBE,
25032_drw.pdf | 12 | 1 | TUBE, LOWER JACKET WATER,
25032_drw.pdf | 13
25032_drw.pdf | 14 | 1 | TUBE, FILL AFT, COOLER G38/50 | 9147
25032_drw.pdf | 15 | 2 | BRACE,RADIATOR, GTA50 W/GTI RADIATOR | 9155
25033_drw.pdf | 1 2 | 1 1 | TANK,10 GALLON,VER;TROUND ALUM STANDPIPE,VEN;TOIL LEVEL MAINTAINER | 26888
25033_drw.pdf | 3 | 1 | STICKER, ENGINE OIL ON;LYOIL MAINTAINER TANK | A042D245
25033_drw.pdf | 4 | 1 | HOSE, 801 , PARKE;RPUSH-LOK | 801-16
25034_drw.pdf | ITEM
25034_drw.pdf | 1
25034_drw.pdf | 2
25034_drw.pdf | 3 | 2 | HOSE,PARKER, 84" LONG | R-801-6
25034_drw.pdf | 4 | 1 | BUSHING,HOSE-ADAPTER, 2"OD X1-3/4ID,BLK-RBR | 902
25034_drw.pdf | 11
25034_drw.pdf | 12 | 2 | CLAMP, LOOM, 0.50 ID
25034_drw.pdf | 13 | 1 | NIPPLE,1.00" NPT PIPE, 1.50" LONG
25034_drw.pdf | 14 | 1 | BREATHER VENT, 1" NPT, GTA50 | A042K051
25034_drw.pdf | 15 | 1 | BREATHER,CRANKCASE, LEFT IN RIGHT OUT | CV8001-08L
25034_drw.pdf |  |  |  | CV8001-08R
25037_drw.pdf |  |  | m flags a lean asaaa wan Mrs rape of as dcantart ors s sae ibis
25037_drw.pdf |  | for SID | S. papa for alai gas ltarmada b., ?baba re Sara fa oder saes afar par ram
25037_drw.pdf | that | OfilMf ab | sap arca or mina raramosa at due anat
25038_drw.pdf | ITEM
25038_drw.pdf | 1 | 3 | KIT,GASKET,NUT,BOLT, FULL FACE FIBER,12 | 23580_1200
25038_drw.pdf | 2 | 1 | WYE,SIDE EXTEND, GTA50 | 25035
25038_drw.pdf | 3 | 1 | CATALYST,12"FLNG, MIRATECH | 25036
25038_drw.pdf | 4 | 1 | SILENCER,12"FLNG, SIDE IN END OUT,134"L | 25037
25038_drw.pdf |  |  | CLAMP, EXHAUST, 6", RIKER TEC-600 | TEC-600
25040_drw.pdf | ITEM
25040_drw.pdf | 1 | 1 | PANEL GUARD ASSY, CHICAGO NPOWER | 25041
25040_drw.pdf | 2 | 1 | ALTERNATOR, UPPER GUARD, CHICAGO NPOWER | 25047
25040_drw.pdf | 3 | 1 | ALTERNATOR, LOWER GUARD, CHICAGO NPOWER | 25049
25040_drw.pdf | 4 | 2 | BRKT, PUMP/BELT GUARD SUPT, CHICAGO NPOWER | 25044
25040_drw.pdf |  |  | BRACKET, WATER PUMP MNT, CHICAGO NPOWER | 25045
25040_drw.pdf |  |  | CHICAGO NPOWER | 25046
25040_drw.pdf |  |  | 1
25041_drw.pdf | ITEM
25041_drw.pdf | 1 | 9 | NUT, WELD HEX HEAD, 5/16"-18, - | 13253
25041_drw.pdf | 2 | 1 | PANEL, BELT GUARD, CHICAGO NPOWER | 25042
25041_drw.pdf | 3 | 1 | BRKT, BELT GUARD RH, CHICAGO NPOWER | 25043
25047_drw.pdf | ITEM
25047_drw.pdf | 1 | 4 | NUT, WELD HEX HEAD, 5/16"-18, - | 13253
25047_drw.pdf | 2 | 1 | BRKT, ALT. GUARD, UPPER, CHICAGO NPOWER | 25048
25049_drw.pdf | ITEM
25049_drw.pdf | 1 | 3 | NUT, WELD HEX HEAD, 5/16"-18, - | 13253
25049_drw.pdf | 2 | 1 | BRKT, LOWER GUARD, CHICAGO NPOWER | 25050
25051_drw.pdf | ITEM
25051_drw.pdf | 1
25051_drw.pdf | 2 | 3 | CLAMP, T-BOLT, 4.28-4.59 | 13164-0450
25051_drw.pdf | 3 | 2 | CLAMP, T-BOLT, 5.28-5.59 | 13164-0550
25051_drw.pdf | 4 | 1 | CLAMP, T-BOLT, 7.28-7.59 | 13164-0750
25051_drw.pdf |  |  | BRKT, AIR FILTER MNT, CHICAGO NPOWER | 25052
25051_drw.pdf |  |  | NPOWER | 25053
25051_drw.pdf |  |  |  | 25054
25051_drw.pdf | 11 | 1 | TUBE,
25051_drw.pdf | 12 | 1 | TUBE, 16 GA, 5IN OD, 5.00IN
25055_drw.pdf | ITEM
25055_drw.pdf | 1 | 1 | HEAT EX, WATER IN, ASSY, CHICAGO NPOWER | 25070
25055_drw.pdf | 2 | 1 | HEAT EX, WATER OUT, ASSY, CHICAGO NPOWER | 25073
25055_drw.pdf | 3 | 8 | CLAMP, SPRING LOADED T-BOLT, 4.28-4.58 | 12975-0450
25055_drw.pdf | 4 | 4 | CLAMP, WORM, 1.81 - 2.75 | 14990-36
25055_drw.pdf |  |  | ELBOW, 2.25" | 20172
25055_drw.pdf |  |  | x FNPT, STEEL | 24962
25055_drw.pdf |  |  |  | 24963
25055_drw.pdf | 11 | 1 | BRKT,
25055_drw.pdf | 12 | 1 | BRKT, HEAT EX. RR SUPT,
25055_drw.pdf | 13 | 1 | BRKT, HEAT EX. SIDE SUPT, CHICAGO NPOWER
25055_drw.pdf | 14 | 1 | BRKT, WATER OUT, UPPER SUPT, CHICAGO NPOWER | 25059
25055_drw.pdf | 15 | 2 | BRKT, HEAT EX. MOUNT, CHICAGO NPOWER | 25062
25070_drw.pdf | ITEM
25070_drw.pdf | 1 | 2 | COUPLING, GRV, 1.50 PIPE, USES TYPE E GASKET | 25247-0150
25070_drw.pdf | 2 | 1 | ADAPTER, FEMALE, 1.50 IN NPT TO 1.50 IN GRV | 22372-24
25070_drw.pdf | 3 | 1 | BUSHING, HEX, REDUCER, 3.00" MNPT x 1.50"FNPT | 24966
25070_drw.pdf | 4 | 1 | TUBE, HEAT EX. INLET, UPPER, CHICAGO NPOWER | 25071
25070_drw.pdf |  |  | TUBE, HEAT EX. INLET, LOWER, CHICAGO NPOWER | 25072
25070_drw.pdf |  |  | BLACK IRON | 71513
25073_drw.pdf | ITEM
25073_drw.pdf | 1 | 2 | COUPLING, GRV, 1.50 PIPE, USES TYPE E GASKET | 25247-0150
25073_drw.pdf | 2 | 1 | ADAPTER, FEMALE, 1.50 IN NPT TO 1.50 IN GRV | 22372-24
25073_drw.pdf | 3 | 1 | TUBE, HEAT EX. , OUTLET, CHICAGO NPOWER | 25074
25073_drw.pdf | 4 | 1 | ADAPTER, 3.0"MNPT x 1.50"GRV, CHICAGO NPOWER | 25193
25073_drw.pdf |  |  | NIPPLE, PIPE, 1-1/2 X CLOSE BIP | LTL-CPN112
25079_drw.pdf | ITEM
25079_drw.pdf | 1
25079_drw.pdf | 2 | 1 | HOSE, 5/8" ID, 221FR-12, 96.00" LENGTH | 25079_001
25080_drw.pdf | ITEM
25080_drw.pdf | 1 | 1 | HOSE,FUEL,FUEL COOLER OUT, LORAM QSK50 | 24935
25080_drw.pdf | 2
25080_drw.pdf | 3
25080_drw.pdf | 4
25080_drw.pdf |  |  |  | 16164-18
25080_drw.pdf |  |  |  | 24938
25084_drw.pdf | ITEM
25085_drw.pdf | 1 | 2 | END CAP,TUBE,THREADED, - | 13814
25085_drw.pdf | 2 | 1 | CROSSMEMBER,ENGINE,FRONT, GTA38/50 | 13833
25085_drw.pdf | 3 | 1 | CHANNEL,FRAME, GTA38/50 RADIATOR SUPPORT | 13836
25086_drw.pdf | ITEM
25086_drw.pdf | 1 | 1 | WELDMENT,FRONT ENGINE SUPPORT, GTA38/50 | 14102
25086_drw.pdf | 2 | 2 | SPT,FLYWHEEL,REWORK, GTA38/50 | 15111
25086_drw.pdf | 3 | 1 | FRAME, ENCLOSED, GTA50 LOADBANK | 25085
25086_drw.pdf | 4 | 4 | SPACER, ISOLATOR, 6.00 x 6.00 x 0.875 | 13711
25086_drw.pdf |  |  | WASHER,SNUBBING, TECH PRODUCTS 0186 | 13722
25086_drw.pdf |  |  | PRODUCTS 60054 | 14327
25086_drw.pdf |  |  |  | 25082
25089_drw.pdf | ITEM
25089_drw.pdf | 1 | 1 | SUPPORT,FLYWHEEL HOUSING | 3003440
25091_drw.pdf | ITEM
25096_drw.pdf | ITEM
25104_drw.pdf | 1 | 2 | PLATE, RADIATOR MOUNTING | 23696
25104_drw.pdf | 2 | 2 | MOUNT, RADIATOR | 24955
25104_drw.pdf | 3 | 2 | CROSSMEMBER, RADIATOR MOUNT | 24956
25104_drw.pdf | 4 | 2 | PLATE, RADIATOR MOUNTING | 25103
25104_drw.pdf |  |  | 3
25105_drw.pdf | 1 | 2 | PLATE, LIFTING BRACE, 5/16" A-36, 9.406 x 1.50 | 13867
25105_drw.pdf | 2 | 1 | CHANNEL, BACK | 25101
25105_drw.pdf | 3 | 1 | CHANNEL, END | 25102
25105_drw.pdf | 4 | 1 | CHANNEL,FRONT | 25106
25105_drw.pdf | 5 | 1 | CHANNEL, END | 25121
25114_drw.pdf | ITEM
25114_drw.pdf | 1 | 2 | NUT, WELD HEX HEAD, 5/16"-18, - | 13253
25114_drw.pdf | 2 | 1 | BRACKET, RADIATOR MNT, PIERCE 175KW | 24048
25114_drw.pdf | 3 | 4 | ISOLATOR SPACER, PIERCE 175KW | 24070
25114_drw.pdf |  |  | 3
25117_drw.pdf | 1 | 1 | FRAME, AURORA PUMP #332, CFP15E, 3172 DRIVESHAFT | 14592-14
25117_drw.pdf | 2 | 1 | ASSEMBLY, POWER MODULE, CFP15E-F50/60/70 HIGH HORSE | POWER15553
25117_drw.pdf | 3 | 1 | ASSY, FRT ENG SUPT, CFP15E RADIATOR COOLED | 17259
25117_drw.pdf | 4
25117_drw.pdf | 5
25117_drw.pdf | 6 | 1 | MOUNT, RADIATOR, CFP15E | 25104
25117_drw.pdf | 7 | 1 | EXTENSION, FRAME, CFP15E | 25105
25117_drw.pdf | 8 | 1 | DRIVE, FAN, QSX-15 | FA1467
25117_drw.pdf | 9 | 1 | CONNECTION,AIR INTAKE, QSX-15 | IC1064
25117_drw.pdf | 10
25117_drw.pdf | 11
25117_drw.pdf | 12
25117_drw.pdf | 13 | 10 | NUT,HEX, 0.44-14 | 20100-044
25117_drw.pdf | 14 | 8 | NUT,HEX, 0.50-13 | 20100-050
25117_drw.pdf | 15 | 10 | SCREW,HH, 0.44-14x1.75 | 20244-175
25117_drw.pdf | 16 | 8 | SCREW,HH, 0.50-13x1.50 | 20250-150
25118_drw.pdf | 1 | 1 | FRAME, AURORA PUMP #332, CFP15E, 3172 DRIVESHAFT | 14592-14
25118_drw.pdf | 2 | 1 | EXTENSION, FRAME, CFP15E | 25105
25118_drw.pdf | 3
25118_drw.pdf | 4
25118_drw.pdf | 5 | 8 | NUT,HEX, 0.50-13 | 20100-050
25118_drw.pdf | 6 | 3 | NUT,HEX, 0.75-10 | 20100-075
25118_drw.pdf | 7 | 8 | SCREW,HH, 0.50-13x1.50 | 20250-150
25118_drw.pdf | 8 | 3 | SCREW,HH, 0.75-10x1.75 | 20275-175
25118_drw.pdf | 9
25126_drw.pdf | ITEM | QTY
25126_drw.pdf | 1 | 1 | TUBE,EXHAUST,304SS, 8.8LCAC,TURBO TO CAT | 25129
25126_drw.pdf | 2 | 2 | SLEEVE, INSULATED KNITTED , EXHAUST,8.8L | 26664
25126_drw.pdf | 3 | 1
25126_drw.pdf |  |  | CRITICAL GRADE, | 25136
25126_drw.pdf | 7 | 1 | BLANKET, CATALYST, 8.8L, DUAL CHAMBER | A042D418
25127_drw.pdf | ITEM
25127_drw.pdf | 1 | 1 | TUBE,EXHAUST,316SS, 8.8LCAC,TURBO TO CAT | 25138
25127_drw.pdf | 2 | 2 | SLEEVE, INSULATED KNITTED , EXHAUST,8.8L | 26664
25127_drw.pdf | 3 | 1 | BRKT,CATALYST-MNT, 8.8LITER | 22553
25127_drw.pdf | 4 | 2 | GASKET,EXHAUST,8.8L, CATALYST/MUFFLER | 22828
25127_drw.pdf |  |  | FLANGE,EXHAUST,3", 8.8L,316SS,CATALYST,CONNECTION | 25143
25127_drw.pdf |  |  | 8.8L, CRITICAL GRADE, 316SS | 25145
25127_drw.pdf |  |  |  | A042D418
25128_drw.pdf | ITEM
25128_drw.pdf | 1 | 1 | TUBE,EXHAUST,304SS, 8.8LCAC,TURBO TO CAT | 25129
25128_drw.pdf | 2 | 2 | SLEEVE, INSULATED KNITTED , EXHAUST,8.8L | 26664
25128_drw.pdf | 3 | 1 | RAINCAP, LIGHT WEIGHT, STAINLESS STEEL | 17521-350
25128_drw.pdf | 4 | 4 | SCREW,HH,SS, 0.50-13x1.75 | 20450-175
25128_drw.pdf |  |  | SCREW,HH,SS, 0.50-13x2.00 | 20450-200
25128_drw.pdf |  |  |  | 20451
25128_drw.pdf |  |  |  | 22553
25129_drw.pdf | 1 | 1 | ADAPTER,TURBO-CONN, MARMON STYLE,304SS | 25130
25129_drw.pdf | 2 | 1 | TUBE,CORR,EXHAUST,3", 12"LG 304SS | 25132
25129_drw.pdf | 3 | 1 | FLANGE,EXHAUST,3", 8.8L,304SS,CATALYST,CONNECTION | 25134
25129_drw.pdf | 4 | 1 | BOSS, 1" OD TAPPED 18mm x 1.5, 8.8L, 304SS | 25135
25129_drw.pdf | contains of Cummins by | confidential LLC and is and | trade secret information, is the given to the receiver in confidence. of the document accepts the CUMMINS NPOWER LLC CORPORATE OFFICE | CUSTOM DESIGN UPFIT CENTER
25129_drw.pdf | in confidence to | and agrees ittrawdiellse(c1r)etnoitnfuosrematthieondotchuemreenitn,or(2a)nynoctopcyoptyhetrheeofdoocrumtehnet, either the | except as authorized in writing by 1600 BUERKLE ROAD document or the confidential or trade WHITE BEAR LAKE, MN | LAWRENCE DRIVE DEPERE, WISCONSIN
25129_drw.pdf | information dmoactuemreinatl,coorpiuepdonthdeermeafnrdo,m.retCuOrPnYRtIhGeHTdocCuummemnitn,s | and (4) dmoactuemreinatl,coorpiuepdonthdeermeafnrdo,m.retCuOrPnYRtIhGeHTdocCuummemnitn,s | upon completion of the need to retain aNlPlowceorpiLeLsC thereof, aTndUBE,EXHAUST,304SS
25129_drw.pdf | OTHERWISE | SPECIFIED | ALL DIMENSION TOLERANCES8A.RE8LCAC,TURBO TO CAT
25129_drw.pdf | ANGLE | 1IM$PERIAL M..AXXCXXHXIN==E | UNITS METRIC UNITS DWG UNITS: DRAWN BY: MRH M..AXXCXHI==NE##TOL00E..R42ANCES | 16APR2013
25129_drw.pdf |  | F..OXXRXXMX | F..OXXRXM==TOL##ERA00N..C84ES SCALE: 0.188 SHEET DRAWING | NO:
25129_drw.pdf |  |  | F..AXXBXT==OLE##RAN10C..E58S EST WEIGHT: 42238.628 1 OF 1
25135_drw.pdf | ITEM
25137_drw.pdf | ITEM
25137_drw.pdf | 1 | 1 | TUBE,EXHAUST,316SS, 8.8LCAC,TURBO TO CAT | 25138
25137_drw.pdf | 2 | 2 | SLEEVE, INSULATED KNITTED , EXHAUST,8.8L | 26664
25137_drw.pdf | 3 | 1 | RAINCAP, LIGHT WEIGHT, STAINLESS STEEL | 17521-350
25137_drw.pdf | 4 | 4 | SCREW,HH,SS, 0.50-13x1.75 | 20450-175
25137_drw.pdf |  |  | SCREW,HH,SS, 0.50-13x2.00 | 20450-200
25137_drw.pdf |  |  |  | 20451
25137_drw.pdf |  |  |  | 22553
25138_drw.pdf | 1 | 1 | ADAPTER,TURBO-CONN, MARMON STYLE,316SS | 25139
25138_drw.pdf | 2 | 1 | TUBE,CORR,EXHAUST,3", 12"LG 316SS | 25141
25138_drw.pdf | 3 | 1 | FLANGE,EXHAUST,3", 8.8L,316SS,CATALYST,CONNECTION | 25143
25138_drw.pdf | 4 | 1 | BOSS, 1" OD TAPPED 18mm x 1.5, 8.8L, 316SS | 25144
25138_drw.pdf | contains of Cummins by | confidential LLC and is and retaining | trade secret information, is the CUMMINS NPOWER LLC given to the receiver in confidence. of the document accepts the CORPORATE OFFICE | CUSTOM DESIGN UPFIT CENTER
25138_drw.pdf | in confidence disclose to | and agrees ittrawdiellse(c1r)etnoitnfuosrematthieondotchuemreenitn,or(2a)nynoctopcyoptyhetrheeofdoocrumtehnet, either the | except as authorized in writing by 1600 BUERKLE ROAD document or the confidential or trade WHITE BEAR LAKE, MN | LAWRENCE DRIVE DEPERE, WISCONSIN
25138_drw.pdf | information dmoactuemreinatl,coorpiuepdonthdeermeafnrdo,m.retCuOrPnYRtIhGeHTdocCuummemnitn,s | and (4) dmoactuemreinatl,coorpiuepdonthdeermeafnrdo,m.retCuOrPnYRtIhGeHTdocCuummemnitn,s | upon completion of the need to retain aNlPlowceorpiLeLsC thereof, aTndUBE,EXHAUST,316SS
25138_drw.pdf | OTHERWISE | SPECIFIED | ALL DIMENSION TOLERANCES8A.RE8LCAC,TURBO TO CAT
25138_drw.pdf | ANGLE | # MACHINE | UNITSMETRIC UNITS DWG UNITS: DRAWN BY: MRH TOLERANCES MACHINE TOLERANCES | 16APR2013
25138_drw.pdf |  | F..OXXRXXMX | T==OLE##RAN00C..E00S3105 F..OXXRXM==TOL##ERA00N..C84ES SCALE: 0.188 SHEET DRAWING | NO:
25138_drw.pdf |  |  | F..AXXBXT==OLE##RAN10C..E58S EST WEIGHT: 42238.628 1 OF 1
25144_drw.pdf | ITEM
25146_drw.pdf | 1 | 1 | HOSE,5/8"IDx25FT, CUT TO 42.00" LONG | A042F070
25146_drw.pdf | 2 | 1 | HOSE,5/8"IDx25FT, CUT TO 7.25" LONG | A042F070
25146_drw.pdf | 3 | 1 | HOSE,PARKER, 5/8IN ID X 36.00IN LONG | 801-10
25146_drw.pdf | 4
25146_drw.pdf | 5
25146_drw.pdf | 6
25146_drw.pdf | 7 | 6 | CLAMP, WORM, .56-1.06 | 14990-10
25146_drw.pdf | 8 | 2 | CLAMP,CSHN, 1.00 ID | 16164-16
25146_drw.pdf | 9 | 1 | GROMMET, 1.38"DIA X .38" THK, SBR, HEYCO G1326 | 23946
25146_drw.pdf | 10
25146_drw.pdf | 11 | 1 | FTG,ST,ADAPTER 1.00-18 X 1/2 NPTF, _ | 123824
25146_drw.pdf | 12 | 1 | VALVE, OIL DRAIN, 1/2-14 NPT WITH NIPPLE | A042D025
25151_drw.pdf | 1 | 1 | BASE, BADGER, QSB4.5 | 300-0462
25151_drw.pdf | 2 | 2 | MOUNT,MOTOR, BADGER | 300-0563
25151_drw.pdf | 3 | 1 | HOSE,PARKER, 1/4 INCH ID, 14.00 LG | 801-04
25151_drw.pdf | 4 | 1 | HOSE,PARKER, 3/8" ID X 18.00 LG | 801-06
25151_drw.pdf | 5 | 1 | HOSE,PARKER, 3/8" ID X 24.00 LG | 801-06
25151_drw.pdf | 6 | 1 | COOLING PACKAGE, QSB4.5 & QSB6.7, WATER/CAC/OIL | 11272
25151_drw.pdf |  |  | MOUNT, QSB4.5 T4i | 25299
25151_drw.pdf | 14
25151_drw.pdf | 15
25152_drw.pdf | ITEM
25152_drw.pdf | 1 | 1 | BOX,BATTERY,2 8D, 150KW MOH | 24276
25152_drw.pdf | 2 | 4 | SPACER, GTA855 ISOLATOR | 13660
25152_drw.pdf | 3 | 3 | GUSSET, GTA855 GENSET FRAME CROSS CHANNEL | 14143
25152_drw.pdf | 4
25152_drw.pdf |  |  | GUSSET,GENERATOR CROSSMEMBER, GTA855/19 | 16289
25152_drw.pdf |  |  |  | 16294
25152_drw.pdf |  |  |  | 24262
25152_drw.pdf | 11 | 1
25152_drw.pdf | 12 | 1 | CHAN,FORMED,REAR ENG CRM,
25152_drw.pdf | 13 | 1 | CHAN,FORMED,POCKET, 150KW MOH
25152_drw.pdf | 14 | 1 | CHAN,FORMED,POCKET, 150KW MOH | 24269
25152_drw.pdf | 15 | 2 | CHAN,FORMED,CRM,GEN, 150KW MOH | 24270
25154_drw.pdf | ITEM
25154_drw.pdf | 1 | 1 | MOUNT, GTA855 FRONT ENGINE | 13150
25154_drw.pdf | 2 | 1 | BASE,OPEN.W/FLOOR, 15OKW MOH | 25152
25154_drw.pdf | 3
25154_drw.pdf | 4 | 60 | OIL,PRE. BLUE GE0, (QUARTS) | V705200
25154_drw.pdf |  |  | WASHER, SNUBBING, TECH PRODUCTS 0184 | 0184
25154_drw.pdf |  |  | OD | 15127
25155_drw.pdf | ITEM
25155_drw.pdf | 1 | 1 | VALVE,BL -32 LK HDL, BRASS,NPTFxNPTF | 16145-32
25155_drw.pdf | 2 | 2 | KIT,GASKET,NUT,BOLT, FULL FACE FIBER,2 | 23580_200
25155_drw.pdf | 3 | 1 | MOUNT,PECO FILTER, 150KW MOH | 25285
25155_drw.pdf | 4 | 1 | NIPPLE,2",PIPE,11"L, W/1/8"NPT HALF COUPLING | 25853
25155_drw.pdf |  |  | UNION,NPTF,BLACK, 2 INCH W/NUT | B150UK
25155_drw.pdf |  |  | McMaster_Carr 68095K125 | 12112
25155_drw.pdf | 11
25155_drw.pdf | 12
25155_drw.pdf | 13
25155_drw.pdf | 14
25155_drw.pdf | 15
25156_drw.pdf | ITEM
25156_drw.pdf | 1 | 1 | VALVE,BL -32 LK HDL, BRASS,NPTFxNPTF | 16145-32
25156_drw.pdf |  | 2 | SOLENOID,FUEL,2" 24V, REF 3395606 | 18220
25156_drw.pdf | 3 | 1 | KIT,ASCO CONN HDWR W/, O-RING FOR 8214 280 | 22585
25156_drw.pdf | 4 | 2 | KIT,GASKET,NUT,BOLT, FULL FACE FIBER,2 | 23580_200
25156_drw.pdf |  |  | MOUNT,PECO FILTER, 150KW MOH | 25285
25156_drw.pdf |  |  | W/1/8"NPT HALF COUPLING | 25853
25156_drw.pdf |  |  |  | B150UK
25156_drw.pdf | 11
25156_drw.pdf | 12
25156_drw.pdf | 13
25156_drw.pdf | 14
25156_drw.pdf | 15
25157_drw.pdf | ITEM
25157_drw.pdf | 1 | 1 | LOAD BANK, 150KW SIMPLEX | 25283
25157_drw.pdf | 2 | 1 | BRKT,FORMED,MNT, LOAD BNK CNT & OIL TANK | 25238
25157_drw.pdf | 3 | 1 | PLATE,MOUNT,CNT, LOAD BANK, 150KW MOH | 25239
25159_drw.pdf | ITEM
25162_drw.pdf | ITEM
25162_drw.pdf | 1 | 1 | ANGLE, STRUCT. FIBERGLASS, - | 25163
25162_drw.pdf | 2 | 1 | STRIP, RUBBER, SMOOTH, BLACK | 25164
25174_drw.pdf | ITEM
25174_drw.pdf | 1 | 1 | COUPLING, HALF, 1"NPT, STEEL | 18386
25174_drw.pdf | 2 | 1 | PANEL, FAN GUARD, MNT | 25175
25177_drw.pdf | ITEM
25177_drw.pdf | 1 | 1 | PIPE, NIPPLE, 1.0"NOM X 1.5"LG, NPT x STR STEEL | 25676
25177_drw.pdf | 2 | 1 | TUBE, MECH. RD, 15/16"DIA STEEL | 25678
25206_drw.pdf | ITEM
25206_drw.pdf | 1 | 2 | SUPPORT, ISOLATOR | 23622
25206_drw.pdf | 2 | 4 | NUT, WELD, 5/8-UNC11, SQUARE, STEEL | 24029
25206_drw.pdf | 3 | 1 | CHANNEL, C6 X 8.2 | 25207
25206_drw.pdf | 4 | 1 | CHANNEL, C4 X 5.4 | 25208
25206_drw.pdf |  |  | PLATE | 25209
25206_drw.pdf |  |  |  | 25210
25206_drw.pdf |  |  |  | 25211
25206_drw.pdf | 11 | 2 | PLATE
25206_drw.pdf | 12 | 1 | CHANNEL, C6 X 8.2
25206_drw.pdf | 13 | 1 | PLATE, BOTTOM
25206_drw.pdf | 14 | 1 | PLATE, FRONT | 25226
25206_drw.pdf | 15 | 1 | MOUNT, ETHER INJECTION, | 25797
25213_drw.pdf | ITEM
25213_drw.pdf | 1 | 1 | PLATE | 25214
25213_drw.pdf | 2 | 1 | CHANNEL, C5 X 6.7 | 25215
25227_drw.pdf | ITEM
25227_drw.pdf | 1 | 2 | PANEL, SIDE, FAN GUARD, GTA855GC | 25228
25227_drw.pdf | 2 | 1 | PANEL, LH, FAN GUARD, GTA855GC | 25230
25227_drw.pdf | 3 | 1 | PANEL, RH, FAN GUARD, GTA855GC | 25231
25227_drw.pdf | 4 | 1 | PANEL, TOP, FAN GUARD, GTA855GC | 25229
25227_drw.pdf |  |  | PANEL, FAN GUARD, GTA855GC | 25232
25228_drw.pdf | ITEM
25228_drw.pdf | 1 | 1 | PANEL,SIDE,FAN GUARD, GTA855GC | 25305
25228_drw.pdf | 2
25230_drw.pdf | ITEM
25230_drw.pdf | 1 | 1 | PANEL, LH, FAN GUARD, GTA855GC | 25306
25230_drw.pdf | 2
25231_drw.pdf | ITEM
25231_drw.pdf | 1 | 1 | PANEL, RH, FAN GUARD, GTA855GC | 25307
25231_drw.pdf | 2
25255_drw.pdf | 1 | 1 | PLATE ,EXH VERT. MNT,, 802 DYNO | 25720
25255_drw.pdf | 2 | 1 | BRKT, EXH. W-BEAM MNT, 802 DYNO | 25721
25255_drw.pdf | 3 | 2 | PLATE, EXH.MNT,GUSSET, 802 DYNO | 25723
25256_drw.pdf | 1 | 1 | BEAM, VERTICAL SUPT, 802 DYNO | 25722
25256_drw.pdf | 2 | 1 | PLATE, EXH. VERT. MNT. STOP, 802 DYNO | 25724
25256_drw.pdf | 3 | 2 | PLATE, EXH. VERT. MNT. GUIDE, 802 DYNO | 25725
25256_drw.pdf | 4 | 3 | BRKT, VERT. SUPT, 802 DYNO | 25946
25258_drw.pdf | ITEM
25258_drw.pdf | 1 | 1 | AIR FILTER BRKT,UPR, - | 25259
25258_drw.pdf | 2 | 1 | HINGE, PIANO, 2.0"W/.25 PIN, STEEL | 25267
25258_drw.pdf | 3 | 1 | AIR FILTER BRKT,UPR, - | 25268
25258_drw.pdf | 4 | 2 | LATCH,DRAW, INTERNAL SPRING | 19197
25258_drw.pdf |  |  | FILTER,GENERATOR, SECONDARY | 24720
25258_drw.pdf |  |  | PRIMARY (STEEL) | 24721
25258_drw.pdf |  |  |  | 25266
25259_drw.pdf | ITEM
25259_drw.pdf | 1 | 2 | CHANNEL,AIR CLEANER, - | 25260
25259_drw.pdf | 2 | 1 | SHEET,AIR CLEANER, - | 25261
25259_drw.pdf | 2
25259_drw.pdf |  |  | 1
25268_drw.pdf | ITEM
25268_drw.pdf | 1 | 2 | BRKT, LATCH, - | 24696
25268_drw.pdf | 2 | 1 | SHEET,AIR CLEANER, - | 25264
25268_drw.pdf | 3 | 1 | SHEET,AIR CLEANER, - | 25269
25268_drw.pdf | 4 | 1 | SHEET,AIR CLEANER, - | 25272
25268_drw.pdf |  |  | 3
25280_drw.pdf | ITEM
25280_drw.pdf | 1 | 1 | PLATE, CAC SUPT, AIR INTAKE, LORAM | 25170
25280_drw.pdf | 2 | 1 | BRKT, CAC SUPT, AIR IN, MIDDLE, LORAM | 25171
25284_drw.pdf | ITEM
25284_drw.pdf |  |  | ACR_FLATS
25285_drw.pdf | ITEM
25285_drw.pdf | 1 | 1 | BRKT,PECO FILTER, 150KW MOH | 25158
25285_drw.pdf | 2 | 4 | NUT,WELD,HEX, 3/4-10 | 25284_75-10
25286_drw.pdf | ITEM
25286_drw.pdf | 1 | 1 | CHAN,FORMED,CRM, OPTIONS,150KW MOH | 25234
25286_drw.pdf | 2 | 4 | NUT,WELD,HEX, 1/2-13 | 25284_50-13
25286_drw.pdf |  |  | 1
25286_drw.pdf |  |  | 1
25287_drw.pdf | ITEM
25289_drw.pdf | EQUAL
25289_drw.pdf | BUNDLING | WRAP-AROUND | SLEEVING
25289_drw.pdf | RANGE: |  | TO 4-1/2"
25289_drw.pdf | 100FT
25290_drw.pdf | ITEM
25290_drw.pdf |  |  | 0.31
25290_drw.pdf | $
25290_drw.pdf |  |  | R0.03
25291_drw.pdf | ITEM
25293_drw.pdf | ITEM
25293_drw.pdf |  |  | 0.60
25294_drw.pdf | ITEM
25294_drw.pdf | 1 | 2 | TAB | 19379
25294_drw.pdf | 2 | 1 | BRACKET, ELECTRICAL RAD, LORAM, QSX15 | 24469
25294_drw.pdf | 3 | 2 | TAB, ENCLOSURE SUPPORT | 25246
25294_drw.pdf | 4 | 2 | GUSSET | 25295
25294_drw.pdf |  |  | BRACE | 25296
25297_drw.pdf | ITEM
25297_drw.pdf | 1 | 1 | HANDLE, EXHAUST VALVE | 25329
25297_drw.pdf | 2 | 1 | WASHER,FLAT, 0.50 | 25329
25297_drw.pdf | 3 | 1 | NUT,HEX, 0.50-13 | 20100-050
25297_drw.pdf | 4 | 1 | TUBE, EXHAUST VALVE | 25326
25297_drw.pdf |  |  | BUTTERFLY, EXHAUST VALVE | 25330
25297_drw.pdf |  |  | McMASTER-CARR | 94081A142
25299_drw.pdf | ITEM
25299_drw.pdf | 1 | 1 | PLATE,MOUNT, - | 25300
25299_drw.pdf | 2 | 2 | GUSSET,MOUNT, - | 25301
25299_drw.pdf | 3 | 1 | GUSSET,MOUNT, - | 25302
25299_drw.pdf | 4 | 1 | GUSSET,MOUNT, - | 25303
25319_drw.pdf | ITEM
25319_drw.pdf | 1 | 1 | PLATE,MOUNT, - | 25320
25319_drw.pdf | 2 | 1 | ANGLE,MOUNT, - | 25321
25324_drw.pdf | 1 | 1 | ENGINE, QSX15-C665, SPEC CFP15E F10-F40 | 8742
25324_drw.pdf | 2 | 1 | EXHAUST,L 90 HALF MARMON, 6" 125# ANSI FLANGE | 9514-09
25324_drw.pdf | 3 | 1 | ASSEMBLY, SUPPORT, CFP15E FIRE PUMP | 10835
25324_drw.pdf | 4 | 1 | ASSEMBLY, COOLANT HEATER, 3KW ADJ VOLTAGE, CFP15E | 10849
25324_drw.pdf | 7 | 1 | ASSEMBLY, SECONDARY ECM, CFP15E | 15617
25324_drw.pdf | 8 | 1 | ASSEMBLY, GUARDING, CFP15E | 16707
25324_drw.pdf | 9
25324_drw.pdf | 10 | 1 | BRACKET, DPEM LOWER MTG, CFP15E | 19850
25324_drw.pdf | 11 | 1 | ASSEMBLY, CFP15E, DUPLEX LUBE OIL FILTER | 21158
25324_drw.pdf | 12 | 1 | ASSEMBLY, CONTROL PANEL MOUNTING, CFP POWER UNITS | 21249
25324_drw.pdf | 13 | 1 | ASSEMBLY, ACCESSORY MOUNTING, CFP15E | 21282
25324_drw.pdf | 14
25324_drw.pdf | 15 | 1 | ASSEMBLY, DPEM AND HARNESS, GEN I | 21662
25324_drw.pdf | 18
25325_drw.pdf | ITEM
25325_drw.pdf | 1 | 1 | HOSE,5/8"IDx25FT, CUT TO 46.00" LONG | A042F070
25325_drw.pdf | 2 | 1 | HOSE,5/8"IDx25FT, CUT TO 7.25" LONG | A042F070
25325_drw.pdf | 3 | 1 | HOSE,PARKER, 5/8IN ID X 36.00IN LONG | 801-10
25325_drw.pdf | 4
25325_drw.pdf |  |  |  | 14990-10
25325_drw.pdf | 11 | 1
25325_drw.pdf | 12 | 1 | GROMMET, 1.38"DIA X .38"
25325_drw.pdf | 13
25325_drw.pdf | 14 | 1 | FTG,ST,ADAPTER 1.00-18 X 1/2 NPTF, _ | 123824
25325_drw.pdf | 15 | 1 | VALVE, OIL DRAIN, 1/2-14 NPT WITH NIPPLE | A042D025
25329_drw.pdf | ITEM
25329_drw.pdf | 1 | 1 | SHAFT, EXHAUST VALVE | 25327
25329_drw.pdf | 2 | 1 | HANDLE, EXHAUST VALVE | 25328
25332_drw.pdf | ITEM
25332_drw.pdf | 1 | 1 | PIN, QUICK RELEASE, W/LANYARD | 25336
25332_drw.pdf | 2 | 1 | STAY, DOOR W/STOP, PIERCE 175KW | 25340
25332_drw.pdf | 3
25332_drw.pdf | 4
25332_drw.pdf |  |  | 175KW | 25334
25340_drw.pdf | ITEM
25340_drw.pdf | 1 | 1 | BAR, DOOR PROP, PIERCE 175KW | 25333
25340_drw.pdf | 2 | 1 | BAR, RD., STOP, PIERCE 175KW | 25335
25341_drw.pdf | ITEM
25341_drw.pdf | 1 | 1 | PIN, QUICK RELEASE, W/LANYARD | 25336
25341_drw.pdf | 2 | 1 | STAY, DOOR W/STOP-LH, PIERCE 175KW | 25343
25341_drw.pdf | 3
25341_drw.pdf | 4
25341_drw.pdf |  |  | 175KW | 25334
25343_drw.pdf | ITEM
25343_drw.pdf | 1 | 1 | BAR, RD., STOP, PIERCE 175KW | 25335
25343_drw.pdf | 2 | 1 | BAR, DOOR PROP-LH, PIERCE 175KW | 25342
25346_drw.pdf | ITEM
25346_drw.pdf | 1 | 1 | TUBE,EXHAUST, - | 25347
25346_drw.pdf | 2 | 1 | TUBE,EXHAUST OUTLET, _ | 3903552
25348_drw.pdf | 1
25348_drw.pdf | 2 | 2 | VALVE, MARINE GRADE, 1-1/4" NPT | 15759-20
25348_drw.pdf | 3
25348_drw.pdf | 4
25348_drw.pdf | 5 | 2 | REGULATOR/STRAINER, 1-1/4" NPT, SEA WATER COMPATIBLE | 13702
25348_drw.pdf | 6 | 5 | TEE, MARINE GRADE, 1-1/4" NPT | 15755-20
25348_drw.pdf | 7 | 3 | BUSHING, MARINE GRADE, 1-1/4" x 1/4" | 15758-20-4
25348_drw.pdf | 8 | 2 | BUSHING, MARINE GRADE, 1/4" x 1/8" | 15758-4-2
25348_drw.pdf | 9 | 1 | VALVE, BALL, 1/4" NPT,, APOLLO 77-100 (MARINE) | 15759-04
25348_drw.pdf | 10 | 1 | NIPPLE, NAVAL BRONZE, 1/4" X CLOSE | 15760
25348_drw.pdf | 11 | 2 | CHECK VALVE, MARINE GRADE, 1-1/4" NPT | 15768-20
25348_drw.pdf | 12
25348_drw.pdf | 13 | 7 | NIPPLE, MARINE GRADE, 1-1/4" X 1-5/8" | 15797
25348_drw.pdf | 14 | 3 | NIPPLE, MARINE GRADE, 1-1/4" X 2-1/2" | 15798
25348_drw.pdf | 15 | 2 | NIPPLE, MARINE GRADE, 1-1/4" X 8" | 15803
25348_drw.pdf | 16 | 2 | NIPPLE,1-1/4x4"LONG, NAVAL BRONZE WITH 1/8NPT PORT | 21005
25349_drw.pdf | ITEM
25349_drw.pdf | 1 | 1 | COOLING LOOP, 1-1/4", 24V, SEA WATER COMPATIBLE, | CFP15E25348
25349_drw.pdf | 2 | 1 | BRACKET, RAW WATER COOLING, 8" LG, FIREPUMP | 10916
25349_drw.pdf | 3 | 1 | BRACKET, RAW WATER COOLING, FIREPUMP | 11579
25349_drw.pdf | 4 | 2 | U-BOLT, 1.75" | 517134
25356_drw.pdf | ITEM
25356_drw.pdf | 1 | 1 | BRACKET, ENG. SUPPORT, QSX15, LORAM | 25357
25356_drw.pdf | 2 | 2 | PLATE, GUSSET, RR ENG MNT, QSX15, LORAM | 25358
25356_drw.pdf |  |  | 2
25393_drw.pdf | ITEM
25393_drw.pdf | 1
25393_drw.pdf | 2
25393_drw.pdf | 3 | 1 | BRACKET, BULKHEAD, FRONT, CFP15E | 25394
25393_drw.pdf |  |  | 0.69 TYP
25407_drw.pdf | ITEM
25407_drw.pdf | 1 | 7 | WELDNUT, 1/4"-20 NC, _ | 14520
25407_drw.pdf | 2 | 1 | BRACKET,PCC2100, 0300-5042 | 25408
25407_drw.pdf |  | 2
25410_drw.pdf | ITEM
25410_drw.pdf | 1 | 1 | SHEET,BACK PANEL, 0320-1982/0300-5042 | 25406
25410_drw.pdf | 2 | 2 | SHEET, BACK PANEL, 25410 | 25411
25418_drw.pdf | 1 | 1 | COUPLING, HALF, 1/2" NPT, 304 STAINLESS STEEL | 23109
25418_drw.pdf | 2 | 1 | FLANGE, FLARED, 5" OD, SS | 25419
25418_drw.pdf | 3 | 1 | BELLOWS, 304SS, CFP15E | 25420
25418_drw.pdf | 4 | 1 | PLATE, 304SS WELD, CFP15E | 25421
25418_drw.pdf | 5 | 1 | FLANGE, 6" ANSI, 304SS, CFP15E | 25422
25418_drw.pdf | 6 | 1 | ELBOW, 304SS, CFP15E | 25423
25426_drw.pdf | ITEM
25426_drw.pdf | 1 | 1 | FLANGE, 6" ANSI, 304SS, CFP15E | 25422
25426_drw.pdf | 2 | 1 | TUBE, 6" 304SS EXHAUST | 25427
25426_drw.pdf | 3 | 1 | RING, 304SS EXHAUST | 25428
25426_drw.pdf | 4 | 1 | FLANGE, 304SS FLOATING | 25429
25430_drw.pdf | 1 | 2 | ANGLE | 24635
25430_drw.pdf | 2 | 1 | ANGLE | 25431
25430_drw.pdf | 3 | 2 | PLATE | 25432
25434_drw.pdf | ITEM
25434_drw.pdf | 1 | 1 | TOP | 25435
25434_drw.pdf | 2 | 1 | FLANGE | 25436
25442_drw.pdf | ITEM
25445_drw.pdf | ITEM
25445_drw.pdf | 1 | 1 | HOSE,PARKER, 3/8" ID X 16.00 LG | 801-06
25445_drw.pdf | 2 | 1 | HOSE,PARKER, 3/8" ID X 24.00 LG | 801-06
25445_drw.pdf | 3 | 1 | HOSE,PARKER, 3/8" ID X 52.00 LG | 801-06
25445_drw.pdf | 4 | 2 | HOLD-DOWN,BATTERY, GRP 31 HARDWARE | 17493
25445_drw.pdf | 5 | 1 | SKID, SHIPPING, 66" x 120", MILANTRACTOR | 17519
25445_drw.pdf | 6 | 1 | RADIATOR, QSB6.7-M 282 HP @ 1800, APPLETON MARINE | 25309
25445_drw.pdf | 7 | 1 | FAN, SUCKER 31" 9 BLADE, ACS 440100-31 | 25473
25445_drw.pdf | 8 | 1 | BRKT,FRONT ENGINE MOUNT, QSB7-DM | 25519
25445_drw.pdf | 9 | 2 | BRKT,UPPER REAR ENG MNT, QSB6.7-DM | 25523
25445_drw.pdf |  |  | BRKT,LOWER REAR ENG MNT, QSB6.7-DM | 25541
25445_drw.pdf |  |  | SUPPORT, QSB6.7-DM | 25546
25445_drw.pdf |  |  |  | 25549
25445_drw.pdf |  |  |  | 25550
25445_drw.pdf |  |  |  | 25637
25445_drw.pdf |  |  |  | 25758
25454_drw.pdf | ITEM
25454_drw.pdf | 1 | 5 | KIT,GASKET,NUT,BOLT, FULL FACE FIBER,8 | 23580_800
25454_drw.pdf | 2 | 1 | FLEX, EXHAUST, 8" ASA FLG X 5" ID CUFF X 13.50" | 6735-65
25454_drw.pdf | 3
25454_drw.pdf | 4 | 1 | PIPE,EXHAUST,GTA19, W/CRITICAL SILENCER | 15454
25454_drw.pdf |  |  | WRAP,SILENCER, GTA19/KTA19 CRITICAL | 17039
25454_drw.pdf |  |  | CRITICAL | 17042
25454_drw.pdf |  |  |  | 25456
25459_drw.pdf | ITEM
25459_drw.pdf | 1 | 4 | WELDNUT,M6, McMASTER-CARR: 93337A100 | 21578-01
25459_drw.pdf | 2 | 1 | PANEL, RH SIDE | A042D275
25460_drw.pdf | ITEM
25460_drw.pdf | 1 | 14 | WELDNUT,M6, McMASTER-CARR: 93337A100 | 21578-01
25460_drw.pdf | 2 | 1 | GUARD, ALTERNATOR | A042D276
25461_drw.pdf | ITEM
25461_drw.pdf | 1 | 1 | PIPE,EXHAUST,REWORK, GTA19/38 | 15027
25461_drw.pdf | 2 | 1 | HOSE,FUEL,NATURAL GAS, - | 18117_001
25461_drw.pdf | 3 | 1 | HOSE,FUEL,NATURAL GAS, - | 18752_001
25461_drw.pdf | 4
25461_drw.pdf |  |  | FUEL BYPASS, GILL | 13525
25461_drw.pdf |  |  |  | 13528
25461_drw.pdf | 11 | 1 | AIR
25461_drw.pdf | 12 | 1 | GASKET,CARBURETOR, -
25461_drw.pdf | 13 | 1 | HARNESS,AIR FUEL RATIO,GILL 1495-1-022
25466_drw.pdf | 1 | 1 | FAN; RADIATOR | 0130-6295
25466_drw.pdf | 2 | 1 | SPACER, GUAR;D (ALTERNATOR) | 0130-6373-02
25466_drw.pdf | 3 | 1 | STUD; - | 0520-1025-02
25466_drw.pdf | 4 | 1 | HOSE, HOSE CAC 4 TO 4;.5FLEX FAB P/N FLX7735 | 10459
25466_drw.pdf | 5 | 1 | CONNECTOR,MAL;E-10 JIC X -8 NPT,STEEL | 12238-10-8
25466_drw.pdf | 6 | 1 | COUPLING,PLAIN HOS;E-6 BARB X -4 NPT,BRASS | 12548-6-4
25466_drw.pdf | 7 | 1 | BRACKET, CAC SUPPO;RTCFP15E LOW HORSE POWER | 12886
25466_drw.pdf | 8 | 3 | CLAMP, SPRING LOADED T-BO;LT4.03-4.33 | 12975-0425
25466_drw.pdf | 9 | 2 | CLAMP, WOR;M 5/16" BAND | 14992-06
25466_drw.pdf | 10 | 1 | TUBE, CAC, TURBO SI;DECFP15E FIREPUMP | 17261
25466_drw.pdf |  |  |  | 20000-025
25466_drw.pdf |  |  | 0.98
25466_drw.pdf |  |  | 2X
25466_drw.pdf |  |  | 0.98
25470_drw.pdf | SP-NXS-14-10F-EN1 | SP-NXS-14-10F-EN1 | / 316SS
25472_drw.pdf | 1
25472_drw.pdf | 2
25472_drw.pdf | 3 | 1 | FAN SPACER,1 1/2", - | 3910129
25472_drw.pdf | 4 | 1 | ASSEMBLY, CPG COOLKIT | A035E355
25491_drw.pdf | ITEM
25491_drw.pdf | 1 | 4 | HARDWOOD, 3x4x79.5 (3 x 3 5/8), HEAT TREATED & MARKED | 25491_01
25491_drw.pdf | 2 | 8 | HARDWOOD, 2x4x47.5 (1 1/2 x 4), HEAT TREATED & MARKED | 25491_02
25491_drw.pdf | 3 | 8 | HARDWOOD, 2x6x47.5 (1 1/2 x 6), HEAT TREATED & | 25491_03
25491_drw.pdf |  |  | (3.00)
25507_drw.pdf | ITEM
25507_drw.pdf | 1 | 16 | OSP,WASHER,SNUBBING | 19571
25507_drw.pdf | 2 | 8 | SCR,CAP,HEX HEAD, 1-8UNC X 6.50 GR8 ZN | 25093
25507_drw.pdf | 3 | 8 | ISOLATOR,UNIVERSAL, TECH PROD. 60055 | 25511
25507_drw.pdf | 4 | 8 | NUT,LOCKING,1"-8 UNC, REUSEABLE | 25813
25507_drw.pdf |  |  | WASHER, SNUBBING | A042E661
25509_drw.pdf |  | BUSSMANN | OR EQUAL
25509_drw.pdf | 600VAC/300VDC | 600VAC/300VDC
25510_drw.pdf | ITEM
25510_drw.pdf | 1
25510_drw.pdf | 2 | 1 | SAFETY SWITCH,HEAVY DUTY, 30AMP | 25508
25512_drw.pdf | 1 | 1 | VALVE, SOLENOID, 1-1/4" NPT, 24VDC, 150PSI | 12389
25512_drw.pdf | 2 | 2 | BALL VALVE, 1_1/4 NPT MALE X FEMALE | 12709
25512_drw.pdf | 3
25512_drw.pdf | 4 | 1 | GAUGE, PRESSURE, 1/4" NPT, DPG1-2 1/2, 0-100 PSI | 8892
25512_drw.pdf | 5 | 5 | TEE, 1 1/4" NPT FEMALE, DO NOT USE. USE BTH (18AUG2015) | 12386
25512_drw.pdf | 6 | 1 | VALVE, BALL, 1/4" NPT FEMALE | FA60204-1
25512_drw.pdf | 7 | 3 | BUSHING, REDUCING, 1 1/4" X 1/4" NPT, DO NOT USE. USE | BBH1B23(9118AUG2015)
25512_drw.pdf | 8 | 2 | REGULATOR/STRAINER, 1-1/4" NPT, SEA WATER COMPATIBLE | 13702
25512_drw.pdf | 9
25512_drw.pdf | 10
25512_drw.pdf | 11 | 2 | SENSOR,300PSI,1/8NPT, VEETHREE-977035 | 21574
25512_drw.pdf | 12 | 2 | NIPPLE, 1-1/4 X 4", BLACK IRON, W/PORT | 23426
25512_drw.pdf | 13
25512_drw.pdf | 14
25512_drw.pdf | 15
25512_drw.pdf | 16 | 2 | VALVE, 1-1/4" NPT CHECK, VALUE ADDED: CV125 | 25504
25513_drw.pdf | 1 | 2 | BALL VALVE, 1_1/4 NPT MALE X FEMALE | 12709
25513_drw.pdf | 2
25513_drw.pdf | 3 | 1 | GAUGE, PRESSURE, 1/4" NPT, DPG1-2 1/2, 0-100 PSI | 8892
25513_drw.pdf | 4 | 5 | TEE, 1 1/4" NPT FEMALE, DO NOT USE. USE BTH (18AUG2015) | 12386
25513_drw.pdf | 5 | 1 | VALVE, BALL, 1/4" NPT FEMALE | FA60204-1
25513_drw.pdf | 6 | 3 | BUSHING, REDUCING, 1 1/4" X 1/4" NPT, DO NOT USE. USE | BBH1B23(9118AUG2015)
25513_drw.pdf | 7 | 2 | REGULATOR/STRAINER, 1-1/4" NPT, SEA WATER COMPATIBLE | 13702
25513_drw.pdf | 8
25513_drw.pdf | 9
25513_drw.pdf | 10 | 2 | SENSOR,300PSI,1/8NPT, VEETHREE-977035 | 21574
25513_drw.pdf | 11 | 2 | NIPPLE, 1-1/4 X 4", BLACK IRON, W/PORT | 23426
25513_drw.pdf | 12
25513_drw.pdf | 13
25513_drw.pdf | 14
25513_drw.pdf | 15
25513_drw.pdf | 16 | 2 | VALVE, 1-1/4" NPT CHECK, VALUE ADDED: CV125 | 25504
25514_drw.pdf | 1 2 | 1 1 | SENDER, WATER TEMPERATU;RE1/8" NPT PRESSURE, 1/4" N;PTDPG1-2 1/2, 0-100 PSI, (WATTS) | 8892
25514_drw.pdf | 3 | 2 | BALL VALV;E 1_1/4 NPT MALE X FEMALE | 12709
25514_drw.pdf | 4 | 2 | REGULATOR/STRAINER, 1-1/4" ;NPSTEA WATER COMPATIBLE | 13702
25515_drw.pdf | 1 | 2 | VALVE, MARINE GRADE, 1-1/4" NPT | 15759-20
25515_drw.pdf | 2
25515_drw.pdf | 3
25515_drw.pdf | 4 | 2 | REGULATOR/STRAINER, 1-1/4" NPT, SEA WATER COMPATIBLE | 13702
25515_drw.pdf | 5 | 5 | TEE, MARINE GRADE, 1-1/4" NPT | 15755-20
25515_drw.pdf | 6 | 3 | BUSHING, MARINE GRADE, 1-1/4" x 1/4" | 15758-20-4
25515_drw.pdf | 7 | 2 | BUSHING, MARINE GRADE, 1/4" x 1/8" | 15758-4-2
25515_drw.pdf | 8 | 1 | VALVE, BALL, 1/4" NPT,, APOLLO 77-100 (MARINE) | 15759-04
25515_drw.pdf | 9 | 1 | NIPPLE, NAVAL BRONZE, 1/4" X CLOSE | 15760
25515_drw.pdf | 10 | 2 | CHECK VALVE, MARINE GRADE, 1-1/4" NPT | 15768-20
25515_drw.pdf | 11
25515_drw.pdf | 12 | 6 | NIPPLE, MARINE GRADE, 1-1/4" X 1-5/8" | 15797
25515_drw.pdf | 13 | 2 | NIPPLE, MARINE GRADE, 1-1/4" X 2-1/2" | 15798
25515_drw.pdf | 14 | 2 | NIPPLE, MARINE GRADE, 1-1/4" X 8" | 15803
25515_drw.pdf | 15 | 2 | NIPPLE,1-1/4x4"LONG, NAVAL BRONZE WITH 1/8NPT PORT | 21005
25515_drw.pdf | 16 | 2 | SENSOR,300PSI,1/8NPT, VEETHREE-977035 | 21574
25516_drw.pdf | 1 2 | 1 1 | SENDER, WATER TEMPERATU;RE1/8" NPT 0-100 PS;I1/4" NPT STN STL | 13113
25516_drw.pdf | 3 | 2 | REGULATOR/STRAINER, 1-1/4" ;NPSTEA WATER COMPATIBLE | 13702
25516_drw.pdf | 4 | 5 | TEE, MARINE GRAD;E1-1/4" NPT | 15755-20
25516_drw.pdf |  |  |  | 15758-20-4
25519_drw.pdf | ITEM
25519_drw.pdf | 1 | 1 | PLATE,MOUNT, - | 25520
25519_drw.pdf | 2 | 1 | PLATE,MOUNT, - | 25521
25519_drw.pdf | 3 | 2 | GUSSET,MOUNT, - | 25522
25523_drw.pdf | ITEM
25523_drw.pdf | 1 | 1 | PLATE,MOUNT, - | 25524
25523_drw.pdf | 2 | 1 | GUSSET,MOUNT, - | 25525
25523_drw.pdf | 3 | 2 | GUSSET,MOUNT, - | 25528
25532_drw.pdf | ITEM
25532_drw.pdf | 1 | 4 | LUMBER, 1 7/8 X 4 X 119 LONG, HW, SIZE THKNESS EXACT | 25532-01
25532_drw.pdf | 2 | 4 | LUMBER, 3 X 4 X 60 LONG, HW STR | 25532-02
25532_drw.pdf | 3 | 2 | LUMBER, 6/4 X 6 X 103 LONG, HW, 8 INCH LIP | 25532-03
25532_drw.pdf | 4 | 5 | LUMBER, 4 X 6 X 60 LONG, HW STR | 25532-04
25532_drw.pdf |  |  | LUMBER, 7/4 X 4 X 12 LONG, ASPEN | 25532-05
25532_drw.pdf |  |  | ASPEN | 25532-06
25532_drw.pdf |  |  |  | 25532-07
25534_drw.pdf | ITEM
25534_drw.pdf | 1 | 2 | GUARD, SPLIT PLATE, SHAFT, CFP15E | 25535
25534_drw.pdf | 2 | 2 | BRACKET, GUARD SUPPORT, FIREPUMP | 25560
25534_drw.pdf | 3 | 2 | BRACE, SHAFT GUARD SUPPORT, 24" DS FIREPUMP | 25561
25534_drw.pdf | 4 | 2 | COVER, TELESCOPING, SHAFT GUARD, FIREPUMP SIZE XL | 25562
25535_drw.pdf | 1 | 1 | BACKPLATE, SPLIT SHAFT GUARD, CFP15E | 25536
25535_drw.pdf | 2 | 1 | SIDE PLATE, SHAFT GUARD, CFP15E | 25537
25535_drw.pdf |  | (12.00)
25541_drw.pdf | ITEM
25541_drw.pdf | 1 | 1 | PLATE,MOUNT, - | 25542
25541_drw.pdf | 2 | 1 | PLATE,MOUNT, - | 25543
25541_drw.pdf | 3 | 1 | CHANNEL,FORMED,MOUNT, - | 25544
25541_drw.pdf | 4 | 1 | GUSSET,MOUNT, - | 25545
25546_drw.pdf | ITEM
25546_drw.pdf | 1 | 1 | PLATE,SUPPORT, - | 25547
25546_drw.pdf | 2 | 1 | GUSSET,SUPPORT, - | 25548
25551_drw.pdf | ITEM
25551_drw.pdf | 1 | 4 | WELDNUT, 1/4"-20 NC, _ | 14520
25551_drw.pdf | 2 | 1 | GUARD,ALTERNATOR, LORAM RG400 | 23662
25574_drw.pdf | ITEM
25574_drw.pdf | 1 | 1 | CHANNEL, BRACE, KTA19GC | 25631
25574_drw.pdf | 2 | 1 | PLATE, BRACE, KTA19GC | 25632
25577_drw.pdf | ITEM
25577_drw.pdf | 1 | 4 | NUT,WELD,HEX, 1/2-13 | 25284_50-13
25577_drw.pdf | 2 | 1 | CHAN,FORMED,CRM, OPTIONS,250KW MOH | 25578
25577_drw.pdf |  |  | 2
25577_drw.pdf |  |  | SCALE 0.063
25579_drw.pdf | ITEM
25579_drw.pdf | 1 | 1 | HOSE,FUEL,NG,45.0 IN, - | 15109
25579_drw.pdf | 2 | 1 | VALVE,BL -32 LK HDL, BRASS,NPTFxNPTF | 16145-32
25579_drw.pdf | 3 | 1 | SOLENOID,FUEL,2" 24V, REF 3395606 | 18220
25579_drw.pdf | 4 | 2 | UNION,NPTF,BLACK, 2 INCH W/NUT | B150UK
25579_drw.pdf | 11
25579_drw.pdf | 12
25579_drw.pdf | 13
25579_drw.pdf | 14
25579_drw.pdf | 15 | 1 | HOSE,BRAIDED,THD ENDS, FUEL FLEX CONNECTOR,2 | 24370-11
25580_drw.pdf | ITEM
25580_drw.pdf | 1 | 1 | HOSE,FUEL,NG,45.0 IN, - | 15109
25580_drw.pdf | 2 | 1 | VALVE,BL -32 LK HDL, BRASS,NPTFxNPTF | 16145-32
25580_drw.pdf | 3 | 2 | SOLENOID,FUEL,2" 24V, REF 3395606 | 18220
25580_drw.pdf | 4 | 1 | KIT,ASCO CONN HDWR W/, O-RING FOR 8214 280 | 22585
25580_drw.pdf |  |  | UNION,NPTF,BLACK, 2 INCH W/NUT | B150UK
25580_drw.pdf | 11
25580_drw.pdf | 12
25580_drw.pdf | 13
25580_drw.pdf | 14
25580_drw.pdf | 15 | 1 | HOSE,BRAIDED,THD ENDS, FUEL FLEX CONNECTOR,2 | 24370-11
25581_drw.pdf | ITEM
25581_drw.pdf | 1 | 1 | HOSE,FUEL,NG,45.0 IN, - | 15109
25581_drw.pdf | 2 | 1 | VALVE,BL -32 LK HDL, BRASS,NPTFxNPTF | 16145-32
25581_drw.pdf | 3 | 1 | SOLENOID,FUEL,2" 24V, REF 3395606 | 18220
25581_drw.pdf | 4 | 2 | KIT,GASKET,NUT,BOLT, FULL FACE FIBER,2 | 23580_200
25581_drw.pdf |  |  | MOUNT,PECO FILTER, KTA19,250KW MOH | A042H204
25581_drw.pdf |  |  | W/NUT | B150UK
25581_drw.pdf |  |  |  | 12112
25581_drw.pdf | 12
25581_drw.pdf | 13
25581_drw.pdf | 14
25581_drw.pdf | 15
25582_drw.pdf | ITEM
25582_drw.pdf | 1 | 1 | HOSE,FUEL,NG,45.0 IN, - | 15109
25582_drw.pdf | 2 | 1 | VALVE,BL -32 LK HDL, BRASS,NPTFxNPTF | 16145-32
25582_drw.pdf | 3 | 2 | SOLENOID,FUEL,2" 24V, REF 3395606 | 18220
25582_drw.pdf | 4 | 1 | KIT,ASCO CONN HDWR W/, O-RING FOR 8214 280 | 22585
25582_drw.pdf |  |  | KIT,GASKET,NUT,BOLT, FULL FACE FIBER,2 | 23580_200
25582_drw.pdf |  |  | MOH | A042H204
25582_drw.pdf |  |  |  | B150UK
25582_drw.pdf | 11
25582_drw.pdf | 12
25582_drw.pdf | 13
25582_drw.pdf | 14
25582_drw.pdf | 15
25583_drw.pdf | ITEM
25583_drw.pdf | 1 | 1 | HOSE,FUEL,NG,45.0 IN, - | 15109
25583_drw.pdf | 2 | 1 | VALVE,BL -32 LK HDL, BRASS,NPTFxNPTF | 16145-32
25583_drw.pdf | 3 | 1 | SOLENOID,FUEL,2" 24V, REF 3395606 | 18220
25583_drw.pdf | 4 | 2 | UNION,NPTF,BLACK, 2 INCH W/NUT | B150UK
25583_drw.pdf | OPEN10
25583_drw.pdf | 13
25583_drw.pdf | 14 1
25583_drw.pdf | 15
25584_drw.pdf | ITEM
25584_drw.pdf | 1 | 1 | HOSE,FUEL,NG,45.0 IN, - | 15109
25584_drw.pdf | 2 | 1 | VALVE,BL -32 LK HDL, BRASS,NPTFxNPTF | 16145-32
25584_drw.pdf | 3 | 2 | SOLENOID,FUEL,2" 24V, REF 3395606 | 18220
25584_drw.pdf | 4 | 1 | KIT,ASCO CONN HDWR W/, O-RING FOR 8214 280 | 22585
25584_drw.pdf |  |  | UNION,NPTF,BLACK, 2 INCH W/NUT | B150UK
25584_drw.pdf | 11
25584_drw.pdf | 12
25584_drw.pdf | 13
25584_drw.pdf | 14
25584_drw.pdf | 15
25588_drw.pdf | 1 2 | 1 1 | TANK,10 GALLO;N ROUND ALUM TAN;K250KW MOH | 26714
25588_drw.pdf | 3 | 1 | STANDPIPE,VEN;T OIL LEVEL MAINTAINER | 26888
25588_drw.pdf | 4 | 1 | STICKER, ENGINE OIL ON;LYOIL MAINTAINER TANK | A042D245
25590_drw.pdf | ITEM
25590_drw.pdf | 1 | 1 | BOX,BATTERY,2 8D, 150KW MOH | 24276
25590_drw.pdf | 2 | 4 | SPACER, GTA855 ISOLATOR | 13660
25590_drw.pdf | 3
25590_drw.pdf | 4 | 6 | GUSSET,GENERATOR CROSSMEMBER, GTA855/19 | 16289
25590_drw.pdf |  |  | SPACER,ISOLATOR, GTA855/19 | 16294
25590_drw.pdf |  |  |  | 24263
25590_drw.pdf |  |  |  | 24264
25590_drw.pdf | 11 | 2
25590_drw.pdf | 12 | 1 | ANGLE,2-1/2, 1/4THK, 65.89"L
25590_drw.pdf | 13 | 1 | BEAM,H,FRAME,OPEN, 250KW MOH
25590_drw.pdf | 14 | 2 | CHAN,FORMED,CRM,GEN, 250KW MOH | 25593
25590_drw.pdf | 15 | 1 | CHAN,FORMED,CRM,RADIATOR, 250KW MOH | 25594
25603_drw.pdf | ITEM
25603_drw.pdf | 1 | 1 | LOAD BANK, 250KW SIMPLEX | 25614
25603_drw.pdf | 2 | 1 | BRKT,FORMED,MNT, LOAD BNK CNT & OIL TANK | 25238
25603_drw.pdf | 3 | 1 | PLATE,MOUNT,CNT, LOAD BANK, 150KW MOH | 25239
25603_drw.pdf |  |  | 1
25604_drw.pdf | 1 | 1 | BATTERY CABLE KIT, 7 FOOT | 23451
25604_drw.pdf | 2 | 1 | BRACKET, BATTERY HOLD DOWN | 14168
25604_drw.pdf | 3 | 3 | CLAMP,CSHN, 1.00 ID | 16164-16
25604_drw.pdf | 4 | 1 | BRKT,BREATHER-TUBE-MNT, KTA19 | 21525
25604_drw.pdf | 5 | 1 | ROD, THREADED, 3/8"-16 X 12" LG, McMASTER-CARR | 25756
25604_drw.pdf | 6 | 2 | HOLD DOWN,BATTERY, 8D-DRY | 26549
25604_drw.pdf | 7 | 2 | FOAM RUBBER,MEDIUM, DENSITY,CLOSED CELL | 26569
25604_drw.pdf | 8 | 1 | LATCH,BATTERY BOX, 250KW MOH | 26667
25604_drw.pdf | 9 | 2 | GROUP 8D, COMMERCIAL | 8D-3 DRY
25604_drw.pdf |  |  |  | NUT_3_8-16
25604_drw.pdf |  | BATTERIES | ARE AN
25604_drw.pdf |  |  | A 5 2 A
25608_drw.pdf | ITEM
25608_drw.pdf | 1 | 1 | LOUVER,CONDUIT BOX, UCI274/HCI4/HCI5 | 17310
25608_drw.pdf | 2 | 1 | PANEL,RR,CONDUIT BOX, UCI274/HCI4/HCI5 | 18319
25608_drw.pdf | 3 | 1 | PANEL,SIDE,CONDUIT BOX, UCI274/HCI4/HCI5 | 18324
25608_drw.pdf | 4 | 1 | PANEL,SIDE,CONDUIT BOX, HCI4,W/CTRL | 25685
25608_drw.pdf |  |  | PANEL,FRNT,CONDUIT BOX, HCI4C/D/E,QSK19G | 25687
25608_drw.pdf |  |  | UCI274,HCI4,HCI5 | 13694
25608_drw.pdf |  |  |  | 14456
25608_drw.pdf |  |  | 1
25609_drw.pdf | 1 | 2 | BRKT,RADIATOR-SPPR;T150KW MOH | 24913
25609_drw.pdf | 2 | 1 | I;N QSK19G | 25585
25609_drw.pdf | 4 | 1 | TUBE,LTA OU;T QSK19G | 25587
25617_drw.pdf | ITEM
25617_drw.pdf | 1 | 1 | MOUNT, GTA19 REAR ENGINE, LH | 13918
25617_drw.pdf | 2 | 1 | MOUNT, GTA19 REAR ENGINE, RH | 13923
25617_drw.pdf | 3 | 1 | FRONT ENGINE SUPPORT, KTA19SLB | 16433
25617_drw.pdf | 4 | 1 | BASE,OPEN.W/FLOOR, 25OKW MOH | 25590
25617_drw.pdf |  |  | BRACKET,AIR CLEANER, QSK19G | 26700
25617_drw.pdf |  |  |  | AH19266
25617_drw.pdf |  |  |  | 875362
25617_drw.pdf | 11 | 1 | CLAMP,
25617_drw.pdf | 12 | 1 | CLAMP, WORM, .81 - 1.75
25617_drw.pdf | 13
25617_drw.pdf | 14 | 1 | CLAMP,CSHN, 1.63 ID | 16164-26
25617_drw.pdf | 15 | 1 | HOSE,1-1/4",200PSI, 48"L | 21524_48
25618_drw.pdf | ITEM
25618_drw.pdf | 1 | 1 | MOUNT, GTA19 REAR ENGINE, LH | 13918
25618_drw.pdf | 2 | 1 | MOUNT, GTA19 REAR ENGINE, RH | 13923
25618_drw.pdf | 3 | 1 | FRONT ENGINE SUPPORT, KTA19SLB | 16433
25618_drw.pdf | 4 | 1 | BASE,ENCLOSED.W/FLOOR, 25OKW MOH | 25629
25618_drw.pdf |  |  | BRACKET,AIR CLEANER, QSK19G | 26700
25618_drw.pdf |  |  |  | AH19266
25618_drw.pdf |  |  |  | 875362
25618_drw.pdf | 11 | 1 | CLAMP,
25618_drw.pdf | 12 | 1 | CLAMP, WORM, .81 - 1.75
25618_drw.pdf | 13
25618_drw.pdf | 14 | 1 | CLAMP,CSHN, 1.63 ID | 16164-26
25618_drw.pdf | 15 | 1 | HOSE,1-1/4",200PSI, 48"L | 21524_48
25619_drw.pdf | 1 | 1 | ALTERNATOR PART, NEWAGE | HC4_CDE_1B_SAE0
25619_drw.pdf | 2 | 8 | WASHER, SNUBBING, TECH PRODUCTS 0184 | 0184
25619_drw.pdf | 3 | 4 | MOUNT, UNIVERSAL, 60045 | 60045
25620_drw.pdf | ITEM
25620_drw.pdf | 1 | 6 | CLAMP, LOOM, 0.50 ID | 26963-8
25620_drw.pdf | 2 | 1 | HEATER,OIL PAN, 1" NPT, 300W, 120V | 3825417-C
25620_drw.pdf | 3 | 1 | CORD, OIL HEATER Y W/ TSTAT, 1/2" NPT, 120V, 100 - | 1203F825424
25620_drw.pdf | 4 | 2 | ADAPTER,1/2 NPT TO 1.06 ORB FM, STEEL | FF63153
25622_drw.pdf | ITEM
25622_drw.pdf | 1 | 6 | CLAMP, LOOM, 0.50 ID | 26963-8
25622_drw.pdf | 2 | 1 | HEATER,OIL PAN, 1" NPT, 300W, 240V | 3825423
25622_drw.pdf | 3 | 1 | CORD, OIL HEATER Y W/ TSTAT, 1/2" NPT, 240V, 100 - | 1203F980620
25622_drw.pdf | 4 | 2 | ADAPTER,1/2 NPT TO 1.06 ORB FM, STEEL | FF63153
25622_drw.pdf |  |  | A
25623_drw.pdf | 1 | 1 | HOSE,5/8" IDx25FT, CUT TO 24.00 INCHES LONG | A042F070
25623_drw.pdf | 2 | 1 | HOSE,5/8" IDx25FT, CUT TO 36.00 INCHES LONG | A042F070
25623_drw.pdf | 3 | 1 | HOSE,5/8" IDx25FT, CUT TO 60.00 INCHES LONG | A042F070
25623_drw.pdf | 4 | 1 | HOSE,PARKER, 5/8IN ID X 24.00IN LONG | 801-10
25623_drw.pdf | 5
25623_drw.pdf | 6
25623_drw.pdf | 7
25623_drw.pdf | 15 | 1 | ADAPTER,1/2 NPT TO 1.06 ORB FM, STEEL
25623_drw.pdf |  |  |  | LTL-CPN12
25624_drw.pdf | 1 | 1 | HOSE,PARKER, 5/8IN ID X 24.00IN LONG | 801-10
25624_drw.pdf | 2
25624_drw.pdf | 3
25624_drw.pdf | 4
25624_drw.pdf | 5 | 2 | CLAMP, WORM, .56-1.06 | 14990-10
25624_drw.pdf | 6 | 1 | DECAL,ENGINE OIL DRAIN LABEL | 16565
25624_drw.pdf | 7 | 1 | VALVE, 1/2" FNPT, WATTS | FA60204
25624_drw.pdf |  |  | INSERT INTO 1-1/16 ORB
25624_drw.pdf |  |  | 7
25625_drw.pdf | ITEM
25625_drw.pdf | 1 | 1 | EXTENSION, FLANGED EXHAUST, KTA19 WITH FLANGED TURBO | OUT1L3E0T49
25625_drw.pdf | 2 | 1 | KIT,GASKET,NUT,BOLT, FULL FACE FIBER,5 | 23580_500
25625_drw.pdf | 3 | 2 | KIT,GASKET,NUT,BOLT, FULL FACE FIBER,6 | 23580_600
25625_drw.pdf | 4 | 1 | EXHAUST,ELBOW,6" FLG, OPEN,QSK19G | 25894
25625_drw.pdf |  |  | FLEX, EXHAUST, 5" ID X 5 "ID 12" LONG | 7833-22
25625_drw.pdf |  |  | QSK19,6"FLG,32"L | 25689
25625_drw.pdf |  |  |  | TEC-500
25626_drw.pdf | ITEM
25626_drw.pdf | 1 | 1 | EXTENSION, FLANGED EXHAUST, KTA19 WITH FLANGED TURBO | OUT1L3E0T49
25626_drw.pdf | 2 | 1 | KIT,GASKET,NUT,BOLT, FULL FACE FIBER,5 | 23580_500
25626_drw.pdf | 3 | 2 | KIT,GASKET,NUT,BOLT, FULL FACE FIBER,6 | 23580_600
25626_drw.pdf | 4 | 1 | TUBE,EXHAUST,ENCLOSED, W/CATALYST,QSK19G | 25895
25626_drw.pdf |  |  | CAP, 8", GT EXHAUST 22-800 | 22-800
25626_drw.pdf |  |  | 5 "ID 12" LONG | 7833-22
25626_drw.pdf |  |  |  | 25689
25626_drw.pdf | 11 | 2
25626_drw.pdf | 12 | 2 | CLAMP, EXHAUST, 5", RIKER
25629_drw.pdf | ITEM
25629_drw.pdf | 1 | 1 | BOX,BATTERY,2 8D, 150KW MOH | 24276
25629_drw.pdf | 2 | 4 | SPACER, GTA855 ISOLATOR | 13660
25629_drw.pdf | 3
25629_drw.pdf | 4 | 6 | GUSSET,GENERATOR CROSSMEMBER, GTA855/19 | 16289
25629_drw.pdf |  |  | SPACER,ISOLATOR, GTA855/19 | 16294
25629_drw.pdf |  |  |  | 24263
25629_drw.pdf |  |  |  | 24264
25629_drw.pdf | 11 | 2
25629_drw.pdf | 12 | 1 | PLATE,DECKING, 150KW MOH
25629_drw.pdf | 13 | 1 | ANGLE,2-1/2, 1/4THK, 22.20"L
25629_drw.pdf | 14 | 4 | NUT,WELD,HEX, 1/2-13 | 25284_50-13
25629_drw.pdf | 15 | 3 | ANGLE,2-1/2, 1/4THK, 65.89"L | 25591
25637_drw.pdf | ITEM
25637_drw.pdf | 1 | 1 | CHANNEL,FRAME,FRNT ENG, - | 25638
25637_drw.pdf | 2 | 2 | GUSSET,FRAME, - | 25639
25637_drw.pdf | 3 | 1 | CHANNEL,FRAME,REAR ENG, - | 25640
25637_drw.pdf | 4 | 2 | GUSSET,FRAME, - | 25641
25637_drw.pdf |  |  | PLATE,RADIATOR SUPPORT, - | 25642
25637_drw.pdf |  |  | - | 25643
25637_drw.pdf |  |  |  | 25644
25637_drw.pdf | 11 | 1
25637_drw.pdf | 12 | 1 | CHANNEL,FRAME,REAR, -
25637_drw.pdf | 13 | 4 | BRKT,FRAME,LIFTING, -
25650_drw.pdf |  | REALLY | OLD, -
25650_drw.pdf |  |  | 3KW ADJ VOLTAGE, CFP15E
25650_drw.pdf |  |  | CFP15E
25650_drw.pdf |  |  | CFP15E
25650_drw.pdf |  | SUPT, | CFP15E RADIATOR COOLED
25650_drw.pdf |  | FILTER, | FF4093
25650_drw.pdf |  |  | 3, RADIATOR COOLED
25650_drw.pdf |  | CFP15E,
25654_drw.pdf | ITEM
25654_drw.pdf | 1 | 1 | SKID, 74 x 174 | 25655
25654_drw.pdf | 2 | 2 | PANEL, CRATE END | 25656
25654_drw.pdf | 3 | 2 | PANEL, CRATE SIDE | 25657
25654_drw.pdf | 4 | 1 | PANEL, CRATE COVER | 25658
25654_drw.pdf |  |  | 4
25655_drw.pdf | ITEM
25655_drw.pdf | 1 | 6 | HARDWOOD, 3x4x174 (3 x 3 5/8), HEAT TREATED & MARKED | 25655-01
25655_drw.pdf | 2 | 7 | HARDWOOD, 2x6x74 (1 1/2 x 6), HEAT TREATED & MARKED | 25655-02
25655_drw.pdf | 3 | 8 | HARDWOOD, 2x6x33 (1 1/2 x 6), HEAT TREATED & MARKED | 25655-03
25655_drw.pdf | 4 | 2 | HARDWOOD, 2x4x174 (1 1/2 x 4), HEAT TREATED & MARKED | 25655-04
25655_drw.pdf |  |  | HARDWOOD, 2x4x66 (1 1/2 x 4), HEAT TREATED & MARKED | 25655-05
25656_drw.pdf | ITEM
25656_drw.pdf | 1 | 3 | LUMBER, 2 x 4 x 87.5, HEAT TREATED & MARKED | 25656-01
25656_drw.pdf | 2 | 2 | LUMBER, 2 x 4 x 74, HEAT TREATED & MARKED | 25656-02
25656_drw.pdf | 3 | 1 | PLYWOOD, 48" x 96" x 1/2", HEAT TREATED, MARKED | 25656-03
25656_drw.pdf | 4 | 1 | PLYWOOD, 26" x 96" x 1/2", HEAT TREATED, MARKED | 25656-04
25656_drw.pdf |  |  | PLYWOOD, 4" x 74" x 1/2", HEAT TREATED, MARKED | 25656-05
25656_drw.pdf |  |  | 3
25657_drw.pdf | ITEM
25657_drw.pdf | 1 | 5 | LUMBER, 2 x 4 x 86, HEAT TREATED & MARKED | 25657-01
25657_drw.pdf | 2 | 2 | LUMBER, 2 x 4 x 171, HEAT TREATED & MARKED | 25657-02
25657_drw.pdf | 3 | 3 | PLYWOOD, 48" x 96" x 1/2", HEAT TREATED, MARKED | 25657-03
25657_drw.pdf | 4 | 1 | PLYWOOD, 4" x 96" x 1/2", HEAT TREATED, MARKED | 25657-04
25657_drw.pdf |  |  | PLYWOOD, 4" x 78" x 1/2", HEAT TREATED, MARKED | 25657-05
25657_drw.pdf |  |  | HEAT TREATED, MARKED | 25657-06
25657_drw.pdf |  | 5 | 4
25658_drw.pdf | ITEM
25658_drw.pdf | 1 | 5 | LUMBER, 2 x 4 x 74 SOFTWOOD, HEAT TREATED & MARKED | 25658-01
25658_drw.pdf | 2 | 3 | PLYWOOD, 48" x 74" x 1/2", HEAT TREATED, MARKED | 25658-02
25658_drw.pdf | 3 | 1 | PLYWOOD, 30" x 74" x 1/2", HEAT TREATED, MARKED | 25658-03
25658_drw.pdf |  |  | 2
25659_drw.pdf | 1 | 1 | RADIATOR, CFP15 | A030T119
25659_drw.pdf | 2
25659_drw.pdf | 3 | 16 | NUT,HEX, 0.25-20 | 20100-025
25659_drw.pdf | 4 | 16 | SCREW,HH, 0.25-20x0.75 | 20225-075
25659_drw.pdf | 5 | 6 | SCREW,HH, 0.50-13x7.38 | 20250-738
25659_drw.pdf | 6 | 1 | GUARD, STONE, CFP15E RADIATOR | 25111
25659_drw.pdf | 7 | 1 | OSP, HERESITE COATING | 25692
25659_drw.pdf | 8
25659_drw.pdf |  |  | 1
25661_drw.pdf | 1 | 4 | PLATE, LIFTING BRACE, 5/16" A-36, 9.406 x 1.50 | 13867
25661_drw.pdf | 2 | 2 | NUT,HEX, 3/8"-16 | 20100-038
25661_drw.pdf | 3 | 2 | PLATE, RADIATOR MOUNTING | 23696
25661_drw.pdf | 4 | 2 | CHANNEL, SIDE | 25662
25661_drw.pdf | 5 | 1 | CHANNEL, END | 25663
25661_drw.pdf | 6 | 1 | SUPPORT, FRONT ENGINE | 25664
25661_drw.pdf | 7 | 1 | SUPPORT, REAR ENGINE | 25665
25661_drw.pdf | 8 | 1 | CHANNEL, END | 25667
25661_drw.pdf | 9 | 2 | MOUNT, RADIATOR | 25693
25661_drw.pdf | 10 | 6 | GUSSET, ENGINE MOUNT | 25799
25661_drw.pdf | 11 | 4 | PLATE | 25805
25661_drw.pdf | 12 | 2 | CROSS MEMBER | 25806
25661_drw.pdf | 13 | 4 | ANGLE | 25842
25661_drw.pdf | 14 | 2 | PLATE | 25843
25661_drw.pdf | 15 | 4 | PLATE | 25844
25669_drw.pdf | ITEM
25669_drw.pdf | 1 | 1 | TANK, OIL RESERVOIR, - | 25670
25669_drw.pdf | 2
25673_drw.pdf | ITEM
25673_drw.pdf | 1 | 1 | FLANGE, ANSI, 8.00" NOM, - | 41-800
25673_drw.pdf | 2 | 1 | PANEL, MANIFOLD, HORZ., 802 DYNO | 25674
25673_drw.pdf | 3 | 1 | PANEL, MANIFOLD, EXH. UPPER/LOWER, 802 DYNO | 25675
25673_drw.pdf | 4 | 3 | TUBE, 16GA, 8.00IN OD, 6.00IN LG, AL STL | P207369
25673_drw.pdf |  |  | 4
25677_drw.pdf | ITEM
25677_drw.pdf | 1
25679_drw.pdf | 1 | 1 | RACK, DUAL 8D BATTERY, KTA19GC | 25680
25679_drw.pdf | 2 | 1 | BRACKET, BATTERY HOLD DOWN | 14168
25679_drw.pdf | 3 | 1 | ROD, THREADED, 3/8"-16 X 12" LG, McMASTER-CARR 95475A660 | 25756
25679_drw.pdf | 4 | 2 | BATTERY, GROUP 8D, COMMERCIAL | 8D-3 DRY
25679_drw.pdf | 5 | 3 | NUT, 3/8-16 UNC | NUT_3_8-16
25679_drw.pdf | 6 | 3 | WASHER, 3/8 | WASHER_3-8
25679_drw.pdf | 7 | 3 | WASHER, LOCK, 3/8 | WASHER_LOCK_3-8
25680_drw.pdf | ITEM
25680_drw.pdf | 1 | 1 | TRAY, BATTERY RACK | 14153
25680_drw.pdf | 2 | 1 | BRACKET, LH BATTERY RACK, KTA19GC | 25681
25680_drw.pdf | 3 | 1 | BRACKET, RH BATTERY RACK, KTA19GC | 25682
25680_drw.pdf | 4 | 1 | GUSSET, BATTERY RACK, KTA19GC | 25683
25680_drw.pdf |  |  | 3/8-16 UNC | NUT_3_8-16
25685_drw.pdf | ITEM
25685_drw.pdf | 1 | 33 | WELDNUT, 1/4"-20 NC, _ | 14520
25685_drw.pdf | 2 | 1 | BRKT,CONDUIT BOX, - | 18323
25685_drw.pdf | 3 | 1 | SHEET,SIDE,CONDUIT BOX, HCI4 W/CTRL,QSK19G | 25684
25685_drw.pdf |  |  | 1
25685_drw.pdf |  |  | 2
25687_drw.pdf | ITEM
25687_drw.pdf | 1 | 18 | WELDNUT, 1/4"-20 NC, _ | 14520
25687_drw.pdf | 2 | 1 | BRKT,CONDUIT BOX, - | 18318
25687_drw.pdf | 3 | 1 | SHEET,FRNT,CONDUIT BOX, HCI4C/D/E, QSK19G | 25686
25688_drw.pdf | 1 | 1 | VALVE, OIL DRAIN, 1/2-14 NPT WITH NIPPLE | A042D025
25688_drw.pdf | 2 | 1 | ADAPTER,1/2 NPT TO 1.06 ORB FM, STEEL | FF63153
25688_drw.pdf |  |  | INSERT INTO | ORB
25695_drw.pdf | ITEM
25695_drw.pdf | 1 | 2 | WELDMENT, SHAFT GUARD, SAE 3-X, FIRE PUMP | 14145
25695_drw.pdf | 2 | 12 | WASHER, RETAINING, M10 | 16662-13
25695_drw.pdf | 3 | 1 | ADHESIVE, EPOXY, HUNTSMAN ARALDITE 2011 | 17216
25695_drw.pdf | 4 | 4 | PLATE, 7.875" x 11.688", BRASS ALLOY | 17434
25695_drw.pdf |  |  | WASHER,FLAT, M10 | 20020-M10
25695_drw.pdf |  |  |  | 20310-020
25695_drw.pdf |  |  |  | 20310-030
25701_drw.pdf | ITEM | QTY
25701_drw.pdf | 1 | 1 | U-BOLT 4.5", McMASTER-CARR 3042T39
25701_drw.pdf | 3 | 1 | TUBE, CAC, RAD COOLED, AIR SHUT OFF, CFP15E | 23649
25701_drw.pdf | 4 | 1 | SENSOR, MAG PICK UP, #5MT2005 | 9569
25701_drw.pdf | 5 | 4 | CLAMP, SPRING LOADED T-BOLT, 4.53-4.83 | 12975-0475
25701_drw.pdf | 6 | 1 | VALVE, 4.5" AIR SHUT-OFF
25701_drw.pdf | 8 | 1 | BRACKET, AIR SHUT OFF VALVE | 21356
25701_drw.pdf | 9 | 1 | LABEL, AIR SHUT OFF VALVE RESET | 21401
25701_drw.pdf | 10 | 1 | PLUG, 1/2 NPT | LTL-SCSP12
25701_drw.pdf |  |  | 1
25701_drw.pdf |  |  | 10 2
25701_drw.pdf |  |  | 5
25704_drw.pdf | 1 | 4 | LEG | 25705
25704_drw.pdf | 2 | 2 | CROSS MEMBER | 25706
25704_drw.pdf | 3 | 4 | TAB | 25707
25704_drw.pdf | 4 | 2 | BRACKET | 25708
25704_drw.pdf | 5 | 2 | CROSS MEMBER | 25709
25704_drw.pdf | 6 | 4 | GUSSET | 25710
25704_drw.pdf | 7 | 2 | LEG | 25712
25704_drw.pdf |  |  | 5
25715_drw.pdf | ITEM
25715_drw.pdf |  |  | ROOF MOUNT BRIDGE | 25784
25715_drw.pdf | 3 | 2 | ROOF ANGLE SUPPORT, ROOF MOUNT BRIDGE | 25785
25715_drw.pdf | 4 | 2 | ANGLE SUPPORT GUSSET, ROOF MOUNT BRIDGE | 25786
25718_drw.pdf | ITEM
25718_drw.pdf | 1 | 2 | -, - | 24990
25718_drw.pdf | 2 | 2 | -, - | 25003
25718_drw.pdf | 3 | 1 | BASE, VERT. MNT, ASSY, 802 DYNO | 25255
25718_drw.pdf | 4 | 1 | EXHAUST VERT. SUPT ASSY, 802 DYNO | 25256
25718_drw.pdf |  |  | MANIFOLD, EXHAUST, ASSY, 802 DYNO | 25673
25718_drw.pdf |  |  | 802 DYNO | 25822
25718_drw.pdf |  |  |  | 25832
25718_drw.pdf | 11
25718_drw.pdf | 12
25718_drw.pdf | 13
25718_drw.pdf | 14 | 14 | NUT,HEX, 0.75-10 | 20100-075
25718_drw.pdf | 15 | 4 | NUT,HEX, 1.00-8 | 20100-100
25718_drw.pdf |  |  |  | 20250-150
25726_drw.pdf | ITEM
25726_drw.pdf | 1 | 1 | TUBE, MECH. RD, 3/4" DIA STEEL | 25275
25726_drw.pdf | 2 | 1 | PIPE,NIPPLE, 3/4"NOM x 1.5"LG, NPT x STR, STEEL | 25949
25726_drw.pdf |  |  | 2
25752_drw.pdf | 1 | 1 | COUPLING, HALF, 1/8" NPT, STEEL | 13232
25752_drw.pdf | 2 | 1 |  | 25483_0300
25752_drw.pdf |  |  | 2
25754_drw.pdf | ITEM
25754_drw.pdf | 1 | 1 | EXTENSION, FLANGED EXHAUST, KTA19 WITH FLANGED TURBO | OUT1L3E0T49
25754_drw.pdf | 2 | 1 | KIT,GASKET,NUT,BOLT, FULL FACE FIBER,5 | 23580_500
25754_drw.pdf | 3 | 1 | KIT,GASKET,NUT,BOLT, FULL FACE FIBER,6 | 23580_600
25754_drw.pdf | 4 | 1 | TUBE,EXHAUST,ENCLOSED, QSK19G | 25896
25754_drw.pdf |  |  | CAP, 8", GT EXHAUST 22-800 | 22-800
25754_drw.pdf |  |  | 5 "ID 12" LONG | 7833-22
25754_drw.pdf |  |  |  | 25897
25754_drw.pdf | 11 | 2 | CLAMP,
25758_drw.pdf | ITEM
25758_drw.pdf | 1 | 1 | CHANNEL,BATTERY RACK, - | 21803
25758_drw.pdf | 2 | 1 | END PLATE,BATTERY RACK, - | 25759
25758_drw.pdf | 3 | 1 | END PLATE,BATTERY RACK, - | 25760
25758_drw.pdf | 4 | 1 | GUSSET, BATTERY RACK, - | 25765
25762_drw.pdf | 1 | 2 | COUPLING, HALF, 1/2" NPT, 304 STAINLESS | STEEL 23109
25762_drw.pdf | 2 | 1 | FLANGE, FLARED, 5" OD, SS | 25419
25762_drw.pdf | 3 | 1 | BELLOWS, 304SS, CFP15E | 25420
25762_drw.pdf | 4 | 1 | PLATE, 304SS WELD, CFP15E | 25421
25762_drw.pdf | AIR | TIGHT
25762_drw.pdf |  |  | 22.5 | $
25762_drw.pdf | to the document as authorized | in accepts the in | confidence. by CUMMINS FIRE POWER LLC CORPORATE OFFICE | DESIGN UPFIT CENTER
25762_drw.pdf | ittrawdiellse(c1r)etnoitnfuosrematthieondotchuemreenitn,or(2a)nynoctopcyoptyhetrheeofdoocrumtehnet, or the | ittrawdiellse(c1r)etnoitnfuosrematthieondotchuemreenitn,or(2a)nynoctopcyoptyhetrheeofdoocrumtehnet, | or trade WHITE BEAR LAKE, MN WWW.CUMMINSFIREPOWER.COM | DEPERE, WISCONSIN
25762_drw.pdf |  | cPoopwieersLtLhCereof, | and FLEX, EXHAUST, 304SS
25762_drw.pdf | DIMENSION |  | ACREFP15E
25762_drw.pdf | IMUPNEIRTISAL |  | DWG UNITS: DRAWN BY: PBS | 08-MAY-13
25764_drw.pdf |  |  | NUT/BOLT, FULL FACE FIBER,8
25764_drw.pdf |  |  | CFP15E
25764_drw.pdf |  |  | GRADE, SPARK ARRESTOR, GT
25767_drw.pdf | 1 | 4 | PLATE, LIFTING BRACE, 5/16" A-36, 9.406 x 1.50 | 13867
25767_drw.pdf | 2 | 4 | NUT,HEX, 0.25-20 | 20100-025
25767_drw.pdf | 3 | 2 | PLATE, RADIATOR MOUNTING | 23696
25767_drw.pdf | 4 | 6 | GUSSET, ENGINE MOUNT | 25666
25767_drw.pdf | 5 | 1 | MOUNT, PUMP | 25713
25767_drw.pdf | 6 | 1 | CHANNEL, SIDE | 25768
25767_drw.pdf | 7 | 1 | CHANNEL, SIDE | 25769
25767_drw.pdf | 8 | 1 | CHANNEL, END | 25770
25767_drw.pdf | 9 | 1 | CHANNEL, END | 25771
25767_drw.pdf | 10 | 1 | SUPPORT, FRONT ENGINE | 25772
25767_drw.pdf | 11 | 1 | SUPPORT, REAR ENGINE | 25773
25767_drw.pdf | 12 | 4 | CAP | 25774
25767_drw.pdf | 13 | 2 | TAB | 25775
25767_drw.pdf | 14 | 2 | GUSSET | 25776
25767_drw.pdf | 15 | 1 | FRONT | 25777
25779_drw.pdf | ITEM
25779_drw.pdf | 1 | 1 | FLANGE,EXHAUST,4", NOM PIPE ASA #125 | 6457-01_OLD
25779_drw.pdf | 2 | 1 | TUBE,EXHAUST, - | 25780
25779_drw.pdf |  |  | 2
25784_drw.pdf | ITEM
25785_drw.pdf | ITEM
25787_drw.pdf | 1 | 2 | FLEX TUBE, FLANGE EXH., STYLE 2, STNL STL | 6735_88
25787_drw.pdf | 2 | 3 | KIT,GASKET,NUT,BOLT, FULL FACE FIBER,10 | 23580_1000
25787_drw.pdf | 3 | 2 | KIT,GASKET,NUT,BOLT, FULL FACE FIBER,4 | 23580_400
25787_drw.pdf | 4 | 1 | CATALYST,EXHAUST, GTA28 | 25703
25787_drw.pdf | 5 | 1 | RAINCAP, HEAVY DUTY, STAINLESS STEEL | 17522-1000
25787_drw.pdf | 6 | 1 | SILENCER,CRIT GTA28, 4" DBL INLET,10" OUTLET | 24332
25787_drw.pdf | 7 | 1 | PIPE, EXHAUST, 10" FLG, GTA28 | 25788
25787_drw.pdf | 8 | 1 | ELBOW, EXHAUST, 90 DEG X 10" FLG, GTA28 | 25791
25787_drw.pdf | 9 | 1 | WRAP, SILENCER, GTA28 SINGLE CATALYST | 25811
25787_drw.pdf | 10 | 1 | WRAP, EXHAUST, GTA28 SINGLE CATALYST | 25812
25787_drw.pdf | 11 | 2 | CLAMP, EXHAUST, 4", RIKER TEC-400 | TEC-400
25792_drw.pdf | 1 | 1 | ASSEMBLY, COOLANT HEATER, 3KW ADJ VOLTAGE, CFP15E | 10849
25792_drw.pdf | 2 | 1 | ASSEMBLY, AIR STARTER, INGERSOLL-RAND 150TMPF AND | COMPONE1N4T0S89
25792_drw.pdf | 3 | 1 | KIT, SENSOR & ADAPTER, CFP15E | 15604
25792_drw.pdf | 4 | 1 | ASSEMBLY, SECONDARY ECM, CFP15E | 15617
25792_drw.pdf | 5 | 1 | ASSY, FRT ENG SUPT, CFP15E RADIATOR COOLED | 17259
25792_drw.pdf | 6
25792_drw.pdf | 7 | 1 | ASSEMBLY, SHAFT GUARD, NON-SPARKING, SAE #1-X, LONG | 17436
25792_drw.pdf | 8 | 1 | ENGINE,QSX15-G9,755HP,TIER 3, RAD. COOLER, CFP15 | 18197
25792_drw.pdf | 9 | 1 | ASSY, GUARDING CFP15E, RAD. COOLED, HD AIR CLEANER | 18200
25792_drw.pdf | 10 | 1 | ASSEMBLY, FUEL VALVE AND BYPASS | 18501
25792_drw.pdf | 11 | 1 | KIT, CFP15E FUEL LINE, RAD COOLED | 21086
25792_drw.pdf | 12 | 1 | KIT, WIRE HARNESS, CFP5E | 21228
25792_drw.pdf | 13 | 1 | ASSEMBLY, CONTROL PANEL MOUNTING, CFP POWER UNITS | 21249
25792_drw.pdf | 14 | 1 | ASSEMBLY, ACCESSORY MOUNTING, CFP15E | 21282
25792_drw.pdf | 15
25792_drw.pdf | 16 | 1 | ASSEMBLY, DIGITAL CONTROL PANEL, ELECTRONIC CFP ENGINES | 22791
25809_drw.pdf | 1 | 2 | ANGLE | 24635
25809_drw.pdf | 2 | 2 | PLATE | 25432
25809_drw.pdf | 3 | 1 | ANGLE | 25810
25814_drw.pdf | ITEM
25814_drw.pdf | 1 | 1 | TOP | 25815
25814_drw.pdf | 2 | 1 | FLANGE | 25816
25817_drw.pdf | ITEM
25817_drw.pdf | 1 | 1 | TUBE, 8" EXHAUST | 25818
25817_drw.pdf | 2 | 1 | RING, 8" EXHAUST | 25819
25817_drw.pdf | 3 | 1 | FLANGE, 8" ANSI FLOATING | 25820
25817_drw.pdf | 4 | 1 | FLANGE, 8" ANSI | 25821
25822_drw.pdf | ITEM
25822_drw.pdf | 1 | 1 | TUBE, MECH. EXH. SUPT, VERT., 802 DYNO | 25823
25822_drw.pdf | 2 | 1 | ELBOW, 90 DEG, 6.0"LR, SCH. 40 STL | 25824
25822_drw.pdf | 3 | 1 | TUBE, MECH. EXH. SUPT, HORZ., 802 DYNO | 25825
25822_drw.pdf | 4 | 1 | PLATE, EXH. SUPT, PIPE GUSSET, 802 DYNO | 25826
25822_drw.pdf |  |  | PLATE, EXH. SUPT, PIPE GUIDE, 802 DYNO | 25827
25822_drw.pdf |  |  | 802 DYNO | 25828
25822_drw.pdf | .25 |  | TYP.
25822_drw.pdf | .25
25832_drw.pdf | ITEM
25832_drw.pdf | 1 | 1 | TUBE, SLIDE, 802 DYNO | 25833
25832_drw.pdf | 2 | 2 | PLATE, TUBE SLIDE, GUSSET, 802 DYNO | 25834
25832_drw.pdf | 3 | 1 | TUBE, SLIDE, VERT. SUPT, 802 DYNO | 25835
25832_drw.pdf | 4 | 1 | PLATE, TUBE SLIDE, CAP, 802 DYNO | 25836
25832_drw.pdf |  |  | PLATE, TUBE SLIDE, GUIDE, 802 DYNO | 25837
25832_drw.pdf |  |  |  | 5
25832_drw.pdf |  |  | 1
25832_drw.pdf | .25 |  | TYP.
25838_drw.pdf | ITEM
25838_drw.pdf | 1 | 1 | BRKT, EXH. MANIFOLD MNT, 802 DYNO | 25839
25838_drw.pdf | 2 | 2 | PLATE, EXH. MNT, BACKING PLATE, 802 DYNO | 25840
25838_drw.pdf | 3 | 2 | PLATE, EXH. MNT, GUSSET, 802 DYNO | 25841
25838_drw.pdf |  |  | 1
25846_drw.pdf | ITEM
25846_drw.pdf | 1 | 1 | ENCLOSURE,BASE,GTA38, STEEL | 17823
25846_drw.pdf | 2 | 1 | OUTLET,SURROUND,GTA38, STEEL | 17826
25846_drw.pdf | 3 | 1 | INLET,LOUVERED,GTA38, STEEL | 17832
25846_drw.pdf |  |  | 27.40 REF
25848_drw.pdf | ITEM
25848_drw.pdf | 1
25848_drw.pdf | 2 | 1 | BULKHEAD, REAR, CFP15 | 25849
25853_drw.pdf | 1
25853_drw.pdf | 2 | 1 | COUPLING, HALF, 1/8 NPT | HALF-COUPLING-012NPT
25853_drw.pdf |  |  | 1
25853_drw.pdf |  |  |  | 1.50
25853_drw.pdf | document of Cummins by | NPower | confidential and trade secret information, is the LLC and is given to the receiver in confidence. and retaining of the document accepts the CUMMINS NPOWER LLC | CUSTOM DESIGN
25853_drw.pdf | in | and | agrees that, except as authorized in writing by
25862_drw.pdf | ITEM
25862_drw.pdf | 1 | 1 | ASSEMBLY, SUPPORT, CFP15E FIRE PUMP | 10835
25862_drw.pdf | 4 | 1 | ASSEMBLY, FUEL PLUMBING, CFP15E | 15210
25862_drw.pdf | 5 | 1 | KIT, SENSOR & ADAPTER, CFP15E | 15604
25862_drw.pdf | 6 | 1 | ASSEMBLY, SECONDARY ECM, CFP15E | 15617
25862_drw.pdf | 7 | 1 | ASSEMBLY, GUARDING, CFP15E | 16707
25862_drw.pdf | 8 | 1 | COOLING LOOP, 1.25" DIA. , W/MNTS, CFP15, SEA WATER, 24V | 17234
25862_drw.pdf |  |  |  | 18501
25862_drw.pdf | 11 | 1 | ASM, FUEL GAUGES, CFP15E LH CONTROLS | 19840
25862_drw.pdf | 12 | 1 | BRACKET, DPEM LOWER MTG, CFP15E | 19850
25862_drw.pdf | 13 | 1 | KIT, WIRE HARNESS, CFP5E | 21228
25862_drw.pdf | 14 | 1 | ASSEMBLY, CONTROL PANEL MOUNTING, CFP POWER UNITS | 21249
25862_drw.pdf | 17 | 1 | ASSEMBLY, OIL/AIR TEMPERATURE | 21477
25862_drw.pdf | 18
25862_drw.pdf | 19
25862_drw.pdf | 20 | 1 | ASSEMBLY, DPEM AND HARNESS, GEN I | 21662
25862_drw.pdf | 21
25862_drw.pdf | 24 | 2 | CONTACTOR, MANUAL OVERIDE, CFP | 8824
25862_drw.pdf | 25 | 1 | STRAP, GROUNDING, 4 AWG, 12", 1/2" STUD, WC90397-1 | 9757
25862_drw.pdf | 26 | 1 | BRACKET, RADIATOR TUBE | 11581
25866_drw.pdf | ITEM
25866_drw.pdf | 1 | 1 | UPRIGHT, | 25867
25866_drw.pdf | 2 | 3 | NUT, WELD, 7/16"-14 UNC, SQUARE. STEEL | 25885
25866_drw.pdf |  |  | 2
25868_drw.pdf | ITEM
25868_drw.pdf | 1 | 1 | UPRIGHT, | 25869
25868_drw.pdf | 2 | 3 | NUT, WELD, 7/16"-14 UNC, SQUARE. STEEL | 25885
25870_drw.pdf | ITEM
25870_drw.pdf | 1 | 3 | NUT, WELD, 1/2"-13 UNC, SQUARE, STEEL | 24028
25870_drw.pdf | 2 | 1 | MOUNT, BOTTOM, | 25871
25870_drw.pdf | 3 | 2 | NUT, WELD, 7/16"-14 UNC, SQUARE. STEEL | 25885
25870_drw.pdf |  |  | 3 | 1
25872_drw.pdf | ITEM
25872_drw.pdf | 1 | 1 | BASE, FUEL COOLER, LEFT | 25873
25872_drw.pdf | 2 | 2 | UPRIGHT, FUEL COOLER, | 25876
25872_drw.pdf | 3 | 1 | NUT, WELD, 3/8"-16 UNC, SQUARE, STEEL | 25884
25874_drw.pdf | ITEM
25874_drw.pdf | 1 | 1 | BASE, FUEL COOLER, RIGHT | 25875
25874_drw.pdf | 2 | 2 | UPRIGHT, FUEL COOLER, | 25876
25874_drw.pdf | 3 | 1 | NUT, WELD, 3/8"-16 UNC, SQUARE, STEEL | 25884
25874_drw.pdf |  |  | 2
25877_drw.pdf | ITEM
25877_drw.pdf | 1 | 1 | FTG, 10643-16-16, FEMALE 37° JIC, STR SWIVEL, PARKER | OR10E6Q4U3I-V16-16
25877_drw.pdf | 2 | 1 | FTG, 13943-16-16, FEMALE 37° JIC, 90° ELBOW, PARKER OR | 1E3Q9U4I3V-16-16
25877_drw.pdf | 3 | 1 | HOSE, 1" ID, 426-16, PARKER OR EQUIV | 25877_001
25878_drw.pdf | ITEM
25878_drw.pdf | 1 | 1 | FTG, 10643-16-16, FEMALE 37° JIC, STR SWIVEL, PARKER | OR1E0Q6U4I3V-16-16
25878_drw.pdf | 2 | 1 | FTG, 13943-16-16, FEMALE 37° JIC, 90° ELBOW, PARKER OR | E1Q3U9I4V3-16-16
25878_drw.pdf | 3 | 1 | HOSE, 1" ID, 426-16, PARKER OR EQUIV | 25878_001
25891_drw.pdf | 1 | 1 | COOLING LOOP, 1-1/4" NPT, SEA WATER COMPATIBLE, 24V | 16935
25891_drw.pdf | 2 | 2 | BRACKET, RAW WATER COOLING, FIREPUMP | 11579
25891_drw.pdf | 3 | 2 | CLAMP,PIPE,1-1/4",PLASTIC | 14924
25891_drw.pdf |  | FOR | SEA WATER COMPIBLE LOOP PLUMBING REQUESTS WITH
25891_drw.pdf |  | ADD | QTY: (1) CNP: 17255 ADAPTER (1.50" ORB x FNPT)
25892_drw.pdf | ITEM
25892_drw.pdf | 1
25892_drw.pdf | 2 | 1 | HOSE, 5/8" ID, 221FR-12 | 25892_001
25894_drw.pdf | ITEM
25894_drw.pdf | 1
25894_drw.pdf | 2 | 1 | PIPE,EXHAUST, QSK19G | 25589
25895_drw.pdf | 1 | 1 |  | 6347_02
25895_drw.pdf | contains of Cummins by | confidential LLC and is and | trade secret information, is the given to the receiver in confidence. of the document accepts the CUMMINS NPOWER LLC CORPORATE OFFICE | CUSTOM DESIGN UPFIT CENTER
25895_drw.pdf | in confidence to | and agrees ittrawdiellse(c1r)etnoitnfuosrematthieondotchuemreenitn,or(2a)nynoctopcyoptyhetrheeofdoocrumtehnet, either the | except as authorized in writing by 1600 BUERKLE ROAD document or the confidential or trade WHITE BEAR LAKE, MN | LAWRENCE DRIVE DEPERE, WISCONSIN
25895_drw.pdf | information dmoactuemreinatl,coorpiuepdonthdeermeafnrdo,m.retCuOrPnYRtIhGeHTdocCuummemnitn,s | and (4) dmoactuemreinatl,coorpiuepdonthdeermeafnrdo,m.retCuOrPnYRtIhGeHTdocCuummemnitn,s | upon completion of the need to retain aNlPlowceorpiLeLsC thereof, aTndUBE,EXHAUST,ENCLOSED
25895_drw.pdf | OTHERWISE | SPECIFIED | ALL DIMENSION TOLERANCESWA/RECATALYST,QSK19G
25895_drw.pdf | ANGLE | # | UNITS METRIC UNITS DWG UNITS: DRAWN BY: RMJ M..AXXCXHI==NE##TOL00E..R42ANCES | 01JUL2013
25895_drw.pdf |  |  | F..OXXRXM==TOL##ERA00N..C84ES SCALE: 0.094 SHEET DRAWING | NO:
25895_drw.pdf |  |  | F..AXXBXT==OLE##RAN10C..E58S EST WEIGHT: 38.618 1 OF 1
25896_drw.pdf | 1 | 1 |  | 6347_02
25896_drw.pdf | contains of Cummins by | confidential LLC and is and | trade secret information, is the given to the receiver in confidence. of the document accepts the CUMMINS NPOWER LLC CORPORATE OFFICE | CUSTOM DESIGN UPFIT CENTER
25896_drw.pdf | in confidence to | and agrees ittrawdiellse(c1r)etnoitnfuosrematthieondotchuemreenitn,or(2a)nynoctopcyoptyhetrheeofdoocrumtehnet, either the | except as authorized in writing by 1600 BUERKLE ROAD document or the confidential or trade WHITE BEAR LAKE, MN | LAWRENCE DRIVE DEPERE, WISCONSIN
25896_drw.pdf | information dmoactuemreinatl,coorpiuepdonthdeermeafnrdo,m.retCuOrPnYRtIhGeHTdocCuummemnitn,s | and (4) dmoactuemreinatl,coorpiuepdonthdeermeafnrdo,m.retCuOrPnYRtIhGeHTdocCuummemnitn,s | upon completion of the need to retain aNlPlowceorpiLeLsC thereof, aTndUBE,EXHAUST,ENCLOSED
25896_drw.pdf | OTHERWISE | SPECIFIED | ALL DIMENSION TOLERANCESQASREK19G
25896_drw.pdf | ANGLE | # M..AXXCXXHXIN==E | UNITS METRIC UNITS DWG UNITS: DRAWN BY: RMJ M..AXXCXHI==NE##TOL00E..R42ANCES | 01JUL2013
25896_drw.pdf |  | F..OXXRXXMX | T==OLE##RAN00C..E00S3105 F..OXXRXM==TOL##ERA00N..C84ES SCALE: 0.094 SHEET DRAWING | NO:
25896_drw.pdf |  |  | F..AXXBXT==OLE##RAN10C..E58S EST WEIGHT: 48.790 1 OF 1
25907_drw.pdf | 1 2 | 1 1 | STRAP, 1/4" BRA;ID24" LONG, 1/4" & 1/2" TERMINALS ZINC ANODE,; CFP15, SEA WATER, 24V | 17563
25907_drw.pdf | 3 | 2 | CLAMP,HOS;E .81 - 1.75 WORM | 14990-20
25907_drw.pdf | 4 | 2 | COUPLING,ELBOW HOS;E90D -20 NPT X -20 BARB,BRZ | 15767-20-20
25908_drw.pdf | 1 2 | 1 3 | STRAP, 1/4" BRA;ID24" LONG, 1/4" & 1/2" TERMINALS ADAPTER, 1.25" ORD x F;NPWT / O-RING | 17247
25908_drw.pdf | 3 | 1 | ASSY, ADAPTER, 1.50" ORD x F;NPWT/ O-RING | 17255
25908_drw.pdf | 4 | 1 | ASSY, ZINC ANODE,; CFP15, SEA WATER, 24V | 17563
25921_drw.pdf | ITEM
25921_drw.pdf | 1 | 1 | WELDMENT,FRONT ENGINE SUPPORT, GTA38/50 | 14102
25921_drw.pdf | 2 | 2 | SPT,FLYWHEEL,REWORK, GTA38/50 | 15111
25921_drw.pdf | 3 | 1 | FRAME, GENSET, WIDE, GTA38 W/FLOOR | 25922
25921_drw.pdf | 4 | 4 | SPACER, ISOLATOR, 6.00 x 6.00 x 0.875 | 13711
25921_drw.pdf |  |  | WASHER,SNUBBING, TECH PRODUCTS 0186 | 13722
25921_drw.pdf |  |  | PRODUCTS 60054 | 14327
25921_drw.pdf |  |  |  | V705200
25922_drw.pdf | 1 | 2 | END CAP,TUBE,THREADED, - | 13814
25922_drw.pdf | 2 | 1 | CROSSMEMBER,ENGINE,FRONT, GTA38/50 | 13833
25922_drw.pdf | 3 | 1 | CHANNEL,FRAME, GTA38/50 RADIATOR SUPPORT | 13836
25922_drw.pdf | 4 | 1 | CHANNEL,FRAME, GTA38/50 | 13837
25922_drw.pdf |  |  |  | 14405
25922_drw.pdf | 9 | 4 | BRKT,LIFTING, GTA28/38/50 | 16505
25922_drw.pdf | 10 | 1 | CHANNEL,FRAME,REAR, GTA38/50 | 17405
25922_drw.pdf | 11 | 1 | CHANNEL,FRAME, GTA38 LH | 25923
25928_drw.pdf | 1 | 1 | ASSEMBLY, SUPPORT, CFP15E FIRE PUMP | 10835
25928_drw.pdf | 2 | 1 | ASSEMBLY, COOLANT HEATER, 3KW ADJ VOLTAGE, CFP15E | 10849
25928_drw.pdf | 3 | 1 | MISC PIPING, CFP15 | 10913
25928_drw.pdf | 4
25928_drw.pdf | 5 | 1 | ENGINE, QSX15-G9-755, SPEC CFP15 F50-F70 | 11712
25928_drw.pdf | 6 | 1 | ASSEMBLY, FUEL PLUMBING, CFP15E | 15210
25928_drw.pdf | 7 | 1 | KIT, SENSOR & ADAPTER, CFP15E | 15604
25928_drw.pdf | 8 | 1 | ASSEMBLY, SECONDARY ECM, CFP15E | 15617
25928_drw.pdf | 9 | 1 | ASSEMBLY, GUARDING, CFP15E - OBSOLETE USE 16707 | 16708
25928_drw.pdf | 10 | 1 | DUPLEX FUEL FILTER, FF4093 | 17437
25928_drw.pdf | 11 | 1 | ASSEMBLY, FUEL VALVE AND BYPASS | 18501
25928_drw.pdf | 12 | 1 | KIT, WIRE HARNESS, CFP5E | 21228
25928_drw.pdf | 13 | 1 | ASSEMBLY, CONTROL PANEL MOUNTING, CFP POWER UNITS | 21249
25928_drw.pdf | 14 | 1 | ASSEMBLY, ACCESSORY MOUNTING, CFP15E | 21282
25928_drw.pdf | 15
25928_drw.pdf | 16 | 1 | ASSEMBLY, DIGITAL CONTROL PANEL, ELECTRONIC CFP ENGINES | 22791
25929_drw.pdf | ITEM
25929_drw.pdf | 1 | 1 | RAINCAP,HEAVY DUTY,STAINLESS STEEL | 17522-1200
25932_drw.pdf | ITEM
25932_drw.pdf | 1 | 1 | LOAD BANK, 75KW, SIMPLEX LBD, RAD COOLED | 25931
25932_drw.pdf | 2 | 1 | BRACKET, SUPPORT, LOAD BANK, 8.8L | 25939
25932_drw.pdf | 3 | 1 | EXHAUST,6.75"EXTEND, 8.8L W/LOAD BANK | 25954
25932_drw.pdf | 4 | 1 | PLENUM, OUTLET, 8.8L/LOAD BANK | 25955
25932_drw.pdf |  |  | FRAME,150KW-GENSET, 8.8L W/ LOAD BANK | 25961
25932_drw.pdf |  |  | BANK TO 8.8L ENCL | 25937
25932_drw.pdf |  |  |  | 25938
25933_drw.pdf | 1 | 1 | TUBE, UPPER CAC, CFP9E | 24779
25933_drw.pdf | 2 | 1 | COOLKIT | A041B865
25933_drw.pdf | 3 | 4 | SCREW,HH, M10-1.50x110, GR10.9 | 20510-110
25933_drw.pdf | 4 | 1 | FAN SPACER,1 1/2", - | 3910129
25933_drw.pdf | 5 | 1 | FAN SPACER,2.00 INCH, - | 3910130
25933_drw.pdf | 6 | 1 | GUARD, STONE, CFP9E, RADIATOR COOLED | A042A991
25939_drw.pdf | ITEM
25939_drw.pdf | 1 | 1 | BRACKET, SUPPORT, LOAD BANK/8.8L | 25940
25939_drw.pdf | 2 | 2 | GUSSET, LOAD BANK/8.8L | 25951
25941_drw.pdf | ITEM
25941_drw.pdf | 1 | 9 | NUT, WELD HEX HEAD, 5/16"-18, - | 13253
25941_drw.pdf | 2 | 1 | PANEL, BELT GUARD , LORAM QSX15 | 25942
25947_drw.pdf | 1 | 3 | FLANGE, ANSI, 8.00" NOM, - | 41-800
25947_drw.pdf | 2 | 1 | TUBE, "Y"-MANIFOLD, 802 DYNO - WALL MNT | 25948
25954_drw.pdf | ITEM
25954_drw.pdf | 1 | 2 | FLANGE,EXHAUST,3", 8.8LCAC,CATALYST CONNECTION | 21640
25954_drw.pdf | 2 | 1 | TUBE,3"x6.25",EXHAUST, 8.8L W/ LOAD BANK | 25953
25961_drw.pdf | ITEM
25961_drw.pdf | 1
25961_drw.pdf | 2 | 1 | CHANNEL,FORMED,STL, 10GA,RIGHT FRAME RAIL | 21607
25961_drw.pdf | 3 | 1 | CHANNEL,FORMED,STL, 10GA,LEFT FRAME RAIL | 21608
25961_drw.pdf | 4 | 1 | CHANNEL,CROSS-BRACE, 10GA,FORMED,STL,FRONT | 21610
25961_drw.pdf |  |  | CHANNEL,CROSS-BRACE, 10GA,FORMED,STL,REAR | 21611
25961_drw.pdf |  |  | 10GA,FRAME REAR END | 21613
25961_drw.pdf |  |  |  | 21614
25961_drw.pdf |  |  | 6
25967_drw.pdf | 1 | 1 | CONNECTION,EXHAUST OUTLET, QST30,P & H MINING | 3629521
25967_drw.pdf | 2 | 1 | TUBE,EXHAUST OUTLET, 2.50" LONG, QST30,P&H T2 POWER | UNIT 25903
25967_drw.pdf |  |  | 2
25967_drw.pdf |  |  | 1
25967_drw.pdf |  |  | 2. ALL WELDS AIRTIGHT.
25981_drw.pdf | 1 | 1 | PRE-LUBE SYSTEM, FOR QSX15 | 25982
25981_drw.pdf | 2 | 6 | WASHER,SNUBBING, TECH PRODUCTS CORP | 0181
25981_drw.pdf | 3 | 6 | WASHER, 3/4" BOLT
25981_drw.pdf |  |  |  | 20000-044
25981_drw.pdf | 7
25981_drw.pdf | 8 | 4 | NUT,HEX, 0.31-18 | 20100-031
25981_drw.pdf | 9 | 2 | NUT,HEX, 0.44-14 | 20100-044
25981_drw.pdf | 10 | 8 | NUT,HEX,PT, .25-20 | 20130-025
25981_drw.pdf | 11 | 6 | NUT,HEX,PT, .38-16 | 20130-038
25981_drw.pdf | 12 | 8 | SCREW,HH, 0.25-20x0.75 | 20225-075
25981_drw.pdf | 13
25981_drw.pdf | 14 | 2 | SCREW,HH, 0.38-16x2.50
25981_drw.pdf |  |  |  | 25717
25981_drw.pdf | 18 | 1 | BRACKET, PRE-LUBE PANEL | 25782
25981_drw.pdf | 19 | 6 | MOUNT, ISOLATOR, 2-PIECE, TECH PRODUCTUCTS 60011 | 60011
25981_drw.pdf | 20 | 4 | WASHER, WEDGE, 3/4, - | WASHER_WEDGE_075
25983_drw.pdf | ITEM | QTY
25983_drw.pdf | 1 | 1 | BRKT, RAW WATER COOLING, 4" LG, 3/4" OR 1" PIPE
25983_drw.pdf | 3
25983_drw.pdf | 4
25983_drw.pdf | 5
25983_drw.pdf | 6 | 2 | CLAMP, WORM, .56-1.06
25983_drw.pdf | 8 | 6 | WASHER,FLAT, 0.25 | 20000-025
25983_drw.pdf | 9 | 1 | WASHER,FLAT, 0.31 | 20000-031
25983_drw.pdf | 10 | 1 | NUT,HEX, 0.31-18 | 20100-031
25983_drw.pdf | 13 | 4 | SCREW,HH, M10-1.50x30 | 20310-030
25983_drw.pdf | 14 | 1 | BRACKET, COOLING MOUNTING, CFP59 | 26122
25983_drw.pdf | 15 | 1 | CLAMP, LOOM, 1.00 ID | 26963-16
25983_drw.pdf | 18 | 1 | NIPPLE,PIPE,BLK, 3/4 NPT x 9.00 | BNFY
26000_drw.pdf | ITEM
26000_drw.pdf | 1
26000_drw.pdf | 2 | 1 | SPACER,THROTTLE BODY, .50 THK | 24376
26000_drw.pdf | 3 | 1 | ADAPTER,AIR INLET, KTA19GC | 24769
26000_drw.pdf | 4 | 1 | TUBE, CROSSOVER, F-SERIES, KTA19GC, CERT W/CAT | 26001
26000_drw.pdf |  |  | TUBE, CROSSOVER, F-SERIES, KTA19GC, CERT W/ CAT | 26002
26000_drw.pdf |  |  | PART | 3032161
26003_drw.pdf | ITEM
26003_drw.pdf | 1 | 1 | TUBE, F-SERIES, KTA19GC, NON-CERT/ NO CAT | 26004
26003_drw.pdf | 2 | 1 | ADAPTER, UPPER THROTTLE BODY, KTA19GC, NON-CERT/NO | CAT 26005
26003_drw.pdf | $
26006_drw.pdf | ITEM
26006_drw.pdf | 1 | 1 | TUBE, CROSSOVER, KTA19GC, NON-CERT/NO CAT | 26019
26006_drw.pdf | 2 | 1 | FLANGE, CROSSOVER TUBE, KTA19GC, NON-CERT/NO CAT | 26020
26007_drw.pdf | ITEM | QTY
26007_drw.pdf | 3 | 1 | TUBE,CAC IN, SPECSYS QSB4.5 T4i | 25789
26007_drw.pdf | 4 | 1 | TUBE,JW OUT, SPECSYS QSB4.5 T4i | 25790
26007_drw.pdf | 5 | 1 | TUBE,JW IN, SPECSYS QSB4.5 T4i | 25793
26007_drw.pdf | 7 | 1 | FAN, BLADE 26", - | 440100-26
26007_drw.pdf | 8 | 2 | WASHER,SNUBBING, TECH PRODUCTS CORP | 0181
26007_drw.pdf | 9
26007_drw.pdf |  |  | STYLE | 8954-3
26007_drw.pdf | 12
26007_drw.pdf | 13
26007_drw.pdf | 14
26007_drw.pdf | 16 | 4 | CLAMP, SPRING LOADED T-BOLT, 3.03-3.33 | 12975-0325
26007_drw.pdf | 17 | 2 | HOSE, HUMP CAC 3" I.D., 6IN LONG, CONVOLUTED W/RES RING | 13228
26007_drw.pdf | 18 | 2 | CLAMP, WORM, .69-1.25 | 14990-12
26007_drw.pdf | 20 | 4 | CLAMP, WORM, 1.81 - 2.75 | 14990-36
26007_drw.pdf | 21 | 1 | CLAMP, WORM, .25 - .63 | 14992-04
26007_drw.pdf | 22 | 2 | ISOLATOR,TPC,RED, AXIAL 125, RADIAL 80 | 17494
26007_drw.pdf |  |  |  | 20510-100
26010_drw.pdf | ITEM
26010_drw.pdf | 1 | 1 | PIPE,EXHAUST,4.0", 150KW MOH | 26012
26010_drw.pdf | 2 | 1 | BRACKET, MOUNTING, MUFFLER, 14", - | Q27242
26010_drw.pdf | 3 | 1 | FLEX, EXHAUST, 4" ID X 4 "ID 18" LONG | 7833-20
26010_drw.pdf | 4 | 2 | NUT,HEX,PT, .38-16 | 20130-038
26010_drw.pdf |  |  | SCREW,HH, 0.38-16x4.50 | 20238-450
26010_drw.pdf |  |  |  | 26011
26010_drw.pdf | 11 | 4 | CLAMP,
26010_drw.pdf | 12 | 1 | CLAMP, EXHAUST, 5", RIKER
26010_drw.pdf | 13 | 1 | WRAP, EXHAUST, GTA855
26014_drw.pdf | ITEM
26014_drw.pdf | 1 | 1 | FLEX TUBE, FLANGE EXH., STYLE 2, STNL STL | 6735_87
26014_drw.pdf | 2 | 2 | KIT,GASKET,NUT,BOLT, FULL FACE FIBER,8 | 23580_800
26014_drw.pdf | 3 | 2 | ADAPTER, EXHAUST FLANGE, 12" LENGTH, 8" ANSI x 4" | TUB2E1250
26014_drw.pdf | 4 | 2 | BOSS, M12 X 1.25-6g, TEMP SENSOR | 4998277_CCR
26014_drw.pdf |  |  | CATALYST,EXH,AFT TRT, COMES W/ GTA855 ENGINE | 204509A_CCR
26014_drw.pdf |  |  | - | 43380F
26014_drw.pdf |  |  |  | TEC-400
26014_drw.pdf |  | 2
26014_drw.pdf |  | 2 | 4
26018_drw.pdf | 1 | 1 | ASSEMBLY, ENGINE, QSL9 | 8739
26018_drw.pdf | 2 | 1 | EXHAUST, 90 HALF MARMON, 4" TURBO OUT, 4" MALE NPT | 8780_01
26018_drw.pdf | 3
26018_drw.pdf | 4 | 1 | ASSEMBLY, HEAT EXCHANGER, CFP9E | 8944
26018_drw.pdf | 5 | 1 | ASSEMBLY, CHARGE AIR, CFP9E | 10516
26018_drw.pdf | 6 | 1 | ASSEMBLY, GUARD, PULLEY, CFP9E | 10920
26018_drw.pdf | 7 | 1 | ASSEMBLY, VALVE COVER MODIFICATION, FIREPUMP, CFP9E | 11917
26018_drw.pdf | 8 | 1 | KIT, FUEL LINES, CFP9E, F10/20/30/40/50/60 - EXT ONLY | 15208
26018_drw.pdf | 9 | 1 | KIT, SENSOR & ADAPTER, CFP9E | 15602
26018_drw.pdf | 10 | 1 | ASSEMBLY, HEAT EXCHANGER SUPPORT, CFP9E | 15612
26018_drw.pdf | 11 | 1 | ASSEMBLY, SECONDARY ECM, CFP9E | 15613
26018_drw.pdf | 12 | 1 | COOLING LOOP, 1"DIA,W/MNTS, CPF9, SEA WATER, 24V | 16986
26018_drw.pdf | 13 | 1 | KIT, WIRE HARNESS, CFP9E | 21222
26018_drw.pdf | 14 | 1 | ASSEMBLY, HD AIR CLEANER, CFP9E | 22721
26018_drw.pdf | 15 | 1 | ASSEMBLY, DIGITAL CONTROL PANEL, ELECTRONIC CFP ENGINES | 22791
26018_drw.pdf | 16 | 1 | HEATER, COOLANT, ASSEMBLY, CFP9E | 23526
26021_drw.pdf | ITEM
26021_drw.pdf | 1 | 1 | TUBE, CROSSOVER, F-SERIES, KTA19GC, CERT W/ CAT | 26022
26021_drw.pdf | 2 | 1 | FLANGE, F-SERIES, KTA19GC, CERT W/ CAT | 26023
26021_drw.pdf | 3 | 2 | SPACER, F-SERIES, KTA19GC, CERT W/ CAT | 26024
26021_drw.pdf | 4 | 1 | FERRULE, F-SERIES, KTA19GC, CERT W/ CAT | 26025
26021_drw.pdf |  |  | 2
26026_drw.pdf | ITEM
26026_drw.pdf | 1 | 1 | TUBE, CROSSOVER, F-SERIES, KTA19GC, CERT W/ CAT | 26027
26026_drw.pdf | 2 | 2 | SPACER, F-SERIES, KTA19GC, CERT W/ CAT | 26024
26026_drw.pdf | 3 | 1 | FERRULE, F-SERIES, KTA19GC, CERT W/ CAT | 26025
26026_drw.pdf | 4 | 1 | FERRULE, F-SERIES, KTA19GC, CERT W/ CAT | 26028
26026_drw.pdf |  |  | FLANGE, F-SERIES, KTA19GC, CERT W/ CAT | 26029
26042_drw.pdf | ITEM
26043_drw.pdf | ITEM
26043_drw.pdf | 1 | 1 | CLAMP, HEAT EXCHANGER, 4", CHAMP #300377, FIREPUMP | 8659
26043_drw.pdf | 2 | 1 | HOSE,FUEL,NG,45.0 IN, - | 15109
26043_drw.pdf | 3 | 1 | VALVE,BL -32 LK HDL, BRASS,NPTFxNPTF | 16145-32
26043_drw.pdf | 4 | 1 | SOLENOID,FUEL,2" 24V, REF 3395606 | 18220
26043_drw.pdf |  |  | UNION,NPTF,BLACK, 2 INCH W/NUT | B150UK
26043_drw.pdf | 11
26043_drw.pdf | 12
26043_drw.pdf | 13
26043_drw.pdf | 14
26043_drw.pdf | 15
26044_drw.pdf | ITEM
26044_drw.pdf | 1 | 1 | CLAMP, HEAT EXCHANGER, 4", CHAMP #300377, FIREPUMP | 8659
26044_drw.pdf | 2 | 1 | HOSE,FUEL,NG,45.0 IN, - | 15109
26044_drw.pdf | 3 | 1 | VALVE,BL -32 LK HDL, BRASS,NPTFxNPTF | 16145-32
26044_drw.pdf | 4 | 2 | SOLENOID,FUEL,2" 24V, REF 3395606 | 18220
26044_drw.pdf |  |  | KIT,ASCO CONN HDWR W/, O-RING FOR 8214 280 | 22585
26044_drw.pdf |  |  | W/NUT | B150UK
26044_drw.pdf | 11
26044_drw.pdf | 12
26044_drw.pdf | 13
26044_drw.pdf | 14
26044_drw.pdf | 15
26046_drw.pdf | ITEM
26046_drw.pdf | 1 | 1 | CLAMP, HEAT EXCHANGER, 4", CHAMP #300377, FIREPUMP | 8659
26046_drw.pdf | 2 | 1 | VALVE,BL -32 LK HDL, BRASS,NPTFxNPTF | 16145-32
26046_drw.pdf | 3 | 1 | NIPPLE,2",PIPE,11"L, W/1/8"NPT HALF COUPLING | 25853
26046_drw.pdf | 4 | 4 | UNION,NPTF,BLACK, 2 INCH W/NUT | B150UK
26046_drw.pdf |  |  | BRACKET, MOUNTING, TUBE SUPPORT, FIREPUMP | 9834
26046_drw.pdf | 11
26046_drw.pdf | 12
26046_drw.pdf | 13
26046_drw.pdf | 14
26046_drw.pdf | 15
26047_drw.pdf | ITEM
26047_drw.pdf | 1 | 1 | CLAMP, HEAT EXCHANGER, 4", CHAMP #300377, FIREPUMP | 8659
26047_drw.pdf | 2 | 1 | VALVE,BL -32 LK HDL, BRASS,NPTFxNPTF | 16145-32
26047_drw.pdf |  | 2 | SOLENOID,FUEL,2" 24V, REF 3395606 | 18220
26047_drw.pdf | 4 | 1 | KIT,ASCO CONN HDWR W/, O-RING FOR 8214 280 | 22585
26047_drw.pdf |  |  | NIPPLE,2",PIPE,11"L, W/1/8"NPT HALF COUPLING | 25853
26047_drw.pdf |  |  | W/NUT | B150UK
26047_drw.pdf |  |  |  | 9834
26047_drw.pdf | 11
26047_drw.pdf | 12
26047_drw.pdf | 13
26047_drw.pdf | 14
26047_drw.pdf | 15
26051_drw.pdf | ITEM | QTY
26051_drw.pdf | 1 | 1 | TRAILER , 200KW RENTAL GENSET, QSB7-G5
26051_drw.pdf | 3 | 1 | INSTALLATION, VALVE, AIR SHUT OFF, 200KW RENTAL GENSET, | QSB7-G256217
26051_drw.pdf | 4 | 1 | INSTALLATION, CV BREATHER, 200KW RENTAL GENSET QSB7-G5 | 26218
26051_drw.pdf | 5 | 1 | GENSET, GPG C200D6R, - | C200D6R
26051_drw.pdf | 6
26051_drw.pdf | 8 | 1 | DECAL, EMISSION CONTROL INFORMATION | 26548
26051_drw.pdf | 9 | 1 | INSERT, OPER. MANUAL, 200kW, QSB6.7 (NOT SHOWN) | 26596
26051_drw.pdf | 10 | 1 | DECAL, SHUT DOWN NOTICE | 26800
26051_drw.pdf | 11 | 1 | I/O MODULE BASE,
26052_drw.pdf | ITEM
26052_drw.pdf | 1 | 1 | PLATE, GUSSET | 22677
26052_drw.pdf | 2 | 1 | BRACKET, MOUNTING | 26053
26052_drw.pdf |  |  | 2
26055_drw.pdf | ITEM
26055_drw.pdf | 1 | 1 | TUBE, .38 OD | 26534
26055_drw.pdf | 2 | 1 | TUBE, OIL FILLER | 4932666
26055_drw.pdf |  |  | 2
26066_drw.pdf | ITEM
26066_drw.pdf | 1 | 2 | FLEX TUBE, FLANGE EXH., STYLE 2, STNL STL | 6735_94
26066_drw.pdf | 2 | 2 | KIT,GASKET,NUT,BOLT, FULL FACE FIBER,10 | 23580_1000
26066_drw.pdf | 3 | 2 | KIT,GASKET,NUT,BOLT, FULL FACE FIBER,6 | 23580_600
26066_drw.pdf | 4 | 1 | SILENCER, SINGLE, GTA38/GTA50, 304SS | 26065
26066_drw.pdf |  |  | CATALYST,CARBON STEEL, GTA38, OPENSET | A042A434
26066_drw.pdf |  |  | TEC-500 | TEC-500
26075_drw.pdf | ITEM
26075_drw.pdf | 1 | 2 | WELDNUT, 1/4"-20 NC, _ | 14520
26075_drw.pdf | 2 | 1 | SHEET,HEAT SHIELD, - | 26076
26078_drw.pdf | ITEM
26078_drw.pdf | 1 | 1 | WELDNUT, 1/4"-20 NC, _ | 14520
26078_drw.pdf | 2 | 1 | SHEET,HEAT SHIELD, - | 26079
26080_drw.pdf | ITEM
26080_drw.pdf | 1 | 1 | WELDNUT, 1/4"-20 NC, _ | 14520
26080_drw.pdf | 2 | 1 | SHEET,BRKT, - | 26081
26080_drw.pdf |  |  | 2
26082_drw.pdf | ITEM
26082_drw.pdf | 1 | 1 | SHEET,HEAT SHIELD, - | 26083
26082_drw.pdf | 2 | 1 | SHEET,HEAT SHIELD, - | 26084
26082_drw.pdf | 3 | 2 | SPACER,0.50 OD X 0.88 LG | 26085
26086_drw.pdf | ITEM
26086_drw.pdf | 1 | 1 | WELDNUT, 1/4"-20 NC, _ | 14520
26086_drw.pdf | 2 | 1 | SPACER,0.63 OD X 0.40 LG, - | 26077
26086_drw.pdf | 3 | 1 | SHEET,HEAT SHIELD, - | 26087
26086_drw.pdf | 4 | 1 | SHEET,HEAT SHIELD, - | 26088
26093_drw.pdf | ITEM
26093_drw.pdf | 1 | 1 | MOUNT, GTA19 REAR ENGINE, LH | 13918
26093_drw.pdf | 2 | 1 | MOUNT, GTA19 REAR ENGINE, RH | 13923
26093_drw.pdf | 3 | 1 | FRONT ENGINE SUPPORT, KTA19SLB | 16433
26093_drw.pdf | 4 | 1 | FRAME, GENSET, NO-FLOOR, KTA19GC | 26119
26093_drw.pdf |  |  | WASHER, SNUBBING, TECH PRODUCTS 0184 | 0184
26093_drw.pdf |  |  | WHITE | 14449
26093_drw.pdf |  |  |  | 14450
26093_drw.pdf | 11 | 2
26093_drw.pdf | 12 | 1 | BRKT,MNT,SOLENOID, KTA19SLB
26093_drw.pdf | 13 | 1 | HOSE,1-1/4 x 60"LG, BLACK,200PSI
26093_drw.pdf | 14 | 1 | BRKT,BREATHER-TUBE-MNT, KTA19 | 21525
26093_drw.pdf | 15 | 1 | SWITCH,MAGNETIC, 24VDC | 3050692
26093_drw.pdf |  |  |  | AG-3904930
26094_drw.pdf | 1 | 1 | ASSEMBLY, SUPPORT, CFP15E FIRE PUMP | 10835
26094_drw.pdf | 2 | 1 | ASSEMBLY, COOLANT HEATER, 3KW ADJ VOLTAGE, CFP15E | 10849
26094_drw.pdf | 3 | 1 | ASSEMBLY, AIR CLEANER, CFP15E | 10856-02
26094_drw.pdf | 4 | 1 | ENGINE, QSX15-G9-755, SPEC CFP15 F50-F70 | 11712
26094_drw.pdf | 5 | 1 | ASSEMBLY, FUEL PLUMBING, CFP15E | 15210
26094_drw.pdf | 6 | 1 | ASSEMBLY, OPERATOR STATION, CFP15E | 15484
26094_drw.pdf | 7 | 1 | KIT, SENSOR & ADAPTER, CFP15E | 15604
26094_drw.pdf | 8 | 1 | ASSEMBLY, SECONDARY ECM, CFP15E | 15617
26094_drw.pdf | 9 | 1 | ASSEMBLY, GUARDING, CFP15E - OBSOLETE USE 16707 | 16708
26094_drw.pdf | 10 | 1 | DUPLEX FUEL FILTER, FF4093 | 17437
26094_drw.pdf | 11 | 1 | ASSEMBLY, FUEL VALVE AND BYPASS | 18501
26094_drw.pdf | 12 | 1 | KIT, WIRE HARNESS, CFP5E | 21228
26094_drw.pdf | 13 | 1 | ASSEMBLY, CONTROL PANEL MOUNTING, CFP POWER UNITS | 21249
26094_drw.pdf | 14
26094_drw.pdf | 15
26094_drw.pdf | 16 | 2 | CONTACTOR, MANUAL OVERIDE, CFP | 8824
26096_drw.pdf | 1 | 2 | KIT,GASKET,NUT,BOLT, FULL FACE FIBER,10 | 23580_1000
26096_drw.pdf | 2 | 2 | KIT,GASKET,NUT,BOLT, FULL FACE FIBER,6 | 23580_600
26096_drw.pdf | 3 | 2 | TUBE,EXHAUST, SINGLE SILENCER,GTA50 | 26098
26096_drw.pdf | 4 | 1 | SILENCER, SINGLE, GTA38/GTA50, 304SS | 26065
26096_drw.pdf | 5 | 1 | CATALYST, GTA50, 304SS | 26097
26096_drw.pdf | 6 | 2 | CLAMP, EXHAUST, 6", RIKER TEC-600 | TEC-600
26096_drw.pdf |  | 1
26097_drw.pdf | ITEM
26097_drw.pdf |  |  | 30.00
26098_drw.pdf | 1 | 1 |  | 6347_03
26098_drw.pdf | contains of Cummins by | confidential LLC and is and | trade secret information, is the given to the receiver in confidence. of the document accepts the CUMMINS NPOWER LLC CORPORATE OFFICE | CUSTOM DESIGN UPFIT CENTER
26098_drw.pdf | in confidence disclose to | and agrees ittrawdiellse(c1r)etnoitnfuosrematthieondotchuemreenitn,or(2a)nynoctopcyoptyhetrheeofdoocrumtehnet, either the | except as authorized in writing by 1600 BUERKLE ROAD document or the confidential or trade WHITE BEAR LAKE, MN | LAWRENCE DRIVE DEPERE, WISCONSIN
26098_drw.pdf | information dmoactuemreinatl,coorpiuepdonthdeermeafnrdo,m.retCuOrPnYRtIhGeHTdocCuummemnitn,s | and (4) dmoactuemreinatl,coorpiuepdonthdeermeafnrdo,m.retCuOrPnYRtIhGeHTdocCuummemnitn,s | upon completion of the need to retain aNlPlowceorpiLeLsC thereof, aTndUBE,EXHAUST
26098_drw.pdf | OTHERWISE | SPECIFIED | ALL DIMENSION TOLERANCESSAIRENGLE SILENCER,GTA50
26098_drw.pdf | ANGLE | # M..AXXCXXHXIN==E | UNITS METRIC UNITS DWG UNITS: DRAWN BY: RMJ M..AXXCXHI==NE##TOL00E..R42ANCES | 06AUG2013
26098_drw.pdf |  | ..XXXXX== | FORMTOLERANCES SCALE: 0.125 SHEET DRAWING 00..003105 ..XXX== ## 00..84 | NO:
26098_drw.pdf |  |  | F..AXXBXT==OLE##RAN10C..E58S EST WEIGHT: 19.600 1 OF 1
26099_drw.pdf | ITEM
26099_drw.pdf | 1 | 1 | BASE, G8.3 GENSET, RADIATOR COOLED | 14285
26099_drw.pdf | 2 | 1 | ENGINE, G8.3, 2PUMP, 2LOOP | G83L
26099_drw.pdf | 3 | 40 | OIL,PRE. BLUE GE0, (QUARTS) | V705200
26099_drw.pdf | 4 | 1 | RACK, BATTERY (2) 27/31 SERIES, GTA8.3 GENSET | 6809
26099_drw.pdf |  |  | ISOLATOR, DOME STYLE | 8954-2
26100_drw.pdf | ITEM
26100_drw.pdf | 1 | 1 | FAN, ENGINE | 3911322
26100_drw.pdf | 2 | 9 | COOLANT, FC EG PM, 1 GALLON | CC2743
26100_drw.pdf | 3 | 4 | BRACKET, BRACE, RADIATOR | 1782
26100_drw.pdf | 4 | 2 | BRACE,RADIATOR, STURDY CROSSBRACE | 23678
26100_drw.pdf |  |  | BRACE,RADIATOR, SUPPORT,CROSSBAR | 23679
26101_drw.pdf | ITEM
26101_drw.pdf | 1 | 1 | FLEX TUBE, FLANGE EXH., STYLE 2, STNL STL | 6735_73
26101_drw.pdf | 2 | 2 | SUPPORT, CATALYST, ROOF MOUNTED BRIDGE | 23512
26101_drw.pdf | 3 | 2 | KIT,GASKET,NUT,BOLT, FULL FACE FIBER,3 | 23580_300
26101_drw.pdf | 4 | 1 | ELBOW, EXHAUST OUTLET, FLANGED, 3 INCH | 13994
26101_drw.pdf |  |  | TUBE, EXHAUST EXTENSION, ENDS 4.00 I.D. X 4.00 O.D. | 14283
26101_drw.pdf |  |  | STYLE, 3.00 NOM PIPE SIZE | 14286
26101_drw.pdf |  |  |  | 15775
26101_drw.pdf |  |  | 7
26105_drw.pdf | ITEM
26105_drw.pdf | 1 | 1 | EXHAUST, 90° HALF MARMON, 3" TURBO OUT, 4" 125LB ANSI | 8550_04
26105_drw.pdf | 4 | 1 | KIT, FUEL LINES, CFP5E, F10/20/30/40/50 - EXT ONLY | 15203
26105_drw.pdf | 5 | 1 | KIT, SENSOR & ADAPTERS, CFP5E | 15389
26105_drw.pdf | 6 | 1 | ASSEMBLY, CONTROL PANEL MOUNTING, CFP POWER UNITS | 21249
26105_drw.pdf | 7 | 1 | COOLING LOOP, 3/4" ,12V, RAW WATER | 21509
26105_drw.pdf | 8 | 1 | KIT, WIRE HARNESS, CFP5E | 23924
26105_drw.pdf |  |  |  | 24231
26105_drw.pdf | 11
26105_drw.pdf | 12 | 1 | CONTROL ASSEMBLY, FPDP ELECTRONIC CARBON STEEL | 26764
26105_drw.pdf | 13 | 1 | ASSEMBLY, 12VDC ENGINE, CFP5E-F10/20/30/40/50 | 26766
26105_drw.pdf | 14 | 1 | ASSEMBLY, FUEL PREFILTER, CFP7E | A042A386
26105_drw.pdf | 17 | 1 | ASSEMBLY, GUARDING, CFP5E | A042E666
26105_drw.pdf | 18 | 2 | CONTACTOR, MANUAL OVERIDE, 12V, PN: 535-0127, FIREPUMP | 8824-12
26105_drw.pdf | 19 | 1 | CABLES, BATTERY, CFP5E, 7E, 9E, 11E | 24234
26105_drw.pdf | 20 | 1 | PAINT, SPRAY BOMB, CUMMINS RED, ES044 RAL 3001 | A15730-A12
26105_drw.pdf | 21 | 1 | PLUG, 1/4 NPT, STEEL | LTL-SCSP14
26106_drw.pdf | 1 | 1 | EXHAUST, 90° HALF MARMON, 3" TURBO OUT, 4" 125LB ANSI | FLANG8E550_04
26106_drw.pdf | 2 | 1 | ASSEMBLY, MOUNTING, ENGINE, FIREPUMP, 6B | 8579
26106_drw.pdf | 3 | 1 | ASSEMBLY, HEAT EXCHANGER W/O CAC, FIREPUMP, NFP-659 | 8650
26106_drw.pdf | 4 | 1 | KIT, FUEL LINES, CFP59, F10/20/30/40/50 - EXT ONLY | 15204
26106_drw.pdf | 5 | 1 | ASSEMBLY, CONTROL PANEL MOUNTING, CFP POWER UNITS | 21249
26106_drw.pdf | 6 | 1 | COOLING LOOP, 3/4" ,12V, RAW WATER | 21509
26106_drw.pdf | 7 | 1 | ASSEMBLY, ACC, REAR MTG, CFP59, F10/F20/F40/F50 | 24245
26106_drw.pdf | 8 | 1 | HEATER, COOLANT, ASSEMBLY, CFP5.9 | 24246
26106_drw.pdf | 9
26106_drw.pdf | 10 | 1 | CONTROL ASSEMBLY, FPDP MECHANICAL CARBON STEEL | 26762
26106_drw.pdf | 16 | 1 | CABLES, BATTERY, CFP5E, 7E, 9E, 11E | 24234
26106_drw.pdf | 17 | 1 | PAINT, SPRAY BOMB, CUMMINS RED, ES044 RAL 3001 | A15730-A12
26106_drw.pdf |  |  |  | A15730-A12
26107_drw.pdf | 1 | 1 | EXHAUST, 90° HALF MARMON, 3" TURBO OUT, 4" 125LB ANSI | FLANG8E550_04
26107_drw.pdf | 2 | 1 | ASSEMBLY, MOUNTING, ENGINE, FIREPUMP, 6B | 8579
26107_drw.pdf | 3 | 1 | ASSEMBLY, HEAT EXCHANGER W/O CAC, FIREPUMP, NFP-659 | 8650
26107_drw.pdf | 4 | 1 | ASSEMBLY, CONTROL PANEL MOUNTING, CFP POWER UNITS | 21249
26107_drw.pdf | 5 | 1 | COOLING LOOP, 3/4" ,12V, RAW WATER | 21509
26107_drw.pdf | 6 | 1 | HEATER, COOLANT, ASSEMBLY, CFP5.9 | 24246
26107_drw.pdf | 7 | 1 | ASSEMBLY, ACC, REAR MTG, CFP59, F15/F25 | 24247
26107_drw.pdf | 8
26107_drw.pdf | 9 | 1 | CONTROL ASSEMBLY, FPDP MECHANICAL CARBON STEEL | 26762
26107_drw.pdf | 10 | 1 | ASSEMBLY, ENGINE, CFP59-F15/25 | 26769
26107_drw.pdf | 16 | 1 | CABLES, BATTERY, CFP5E, 7E, 9E, 11E | 24234
26107_drw.pdf | 17 | 1 | PAINT, SPRAY BOMB, CUMMINS RED, ES044 RAL 3001 | A15730-A12
26107_drw.pdf |  |  |  | A15730-A12
26108_drw.pdf | 1 | 1 | EXHAUST, 90° HALF MARMON, 3" TURBO OUT, 4" 125LB ANSI | FLANG8E550_04
26108_drw.pdf | 2 | 1 | ASSEMBLY, MOUNTING, ENGINE, FIREPUMP, 6B | 8579
26108_drw.pdf | 3 | 1 | GUARD, PULLEY, FIREPUMP, 6B/4B | 8601
26108_drw.pdf | 4 | 1 | ASSEMBLY, HEAT EXCHANGER W/O CAC, FIREPUMP, NFP-659 | 8650
26108_drw.pdf | 5 | 1 | ASSEMBLY, CONTROL PANEL MOUNTING, CFP POWER UNITS | 21249
26108_drw.pdf | 6 | 1 | COOLING LOOP, 3/4" ,12V, RAW WATER | 21509
26108_drw.pdf | 7 | 1 | HEATER, COOLANT, ASSEMBLY, CFP5.9 | 24246
26108_drw.pdf | 8 | 1 | ASSEMBLY, ACC, REAR MTG, CFP59, F15/F25 | 24247
26108_drw.pdf | 9
26108_drw.pdf | 10 | 1 | CONTROL ASSEMBLY, FPDP MECHANICAL CARBON STEEL | 26762
26108_drw.pdf | 16 | 1 | CABLES, BATTERY, CFP5E, 7E, 9E, 11E | 24234
26108_drw.pdf | 17 | 1 | PAINT, SPRAY BOMB, CUMMINS RED, ES044 RAL 3001 | A15730-A12
26108_drw.pdf |  |  |  | A15730-A12
26109_drw.pdf | 1 | 1 | EXHAUST, 90° HALF MARMON, 3" TURBO OUT, 4" 125LB ANSI | FLAN8G5E50_04
26109_drw.pdf | 2 | 1 | ASSEMBLY, ENGINE SUPPORT, CFP7E | 12905
26109_drw.pdf | 3 | 1 | ASSEMBLY, ECM & MOUNTING, CFP7E | 13309
26109_drw.pdf | 4 | 1 | KIT, FUEL LINES, CFP7E, F10/20/30/40/50/60 - EXT ONLY | 15206
26109_drw.pdf | 5 | 1 | KIT, SENSORS & ADAPTERS, CFP7E | 15390
26109_drw.pdf | 6 | 1 | ASSEMBLY, HEAT EXCHANGERS, CFP7E | 16746
26109_drw.pdf | 7 | 1 | ASSEMBLY, CONTROL PANEL MOUNTING, CFP POWER UNITS | 21249
26109_drw.pdf | 8 | 1 | COOLING LOOP, 3/4" ,12V, RAW WATER | 21509
26109_drw.pdf | 9 | 1 | KIT, WIRE HARNESS, CFP7E | 23928
26109_drw.pdf | 10 | 1 | ASSEMBLY, ACC, REAR MTG, CFP7E | 24235
26109_drw.pdf | 11 | 1 | ASSEMBLY, COOLANT HEATER, CFP7E | 24239
26109_drw.pdf | 12
26109_drw.pdf | 13 | 1 | CONTROL ASSEMBLY, FPDP ELECTRONIC CARBON STEEL | 26764
26109_drw.pdf | 14 | 1 | ASSEMBLY, 12VDC ENGINE, CFP7E-F10/20/30/40/50/60 | 26771
26109_drw.pdf |  |  | ASSEMBLY, FUEL PREFILTER, CFP7E | A042A386
26109_drw.pdf | 16 | 1 | ASSEMBLY, AIR CLEANER, CFP7E | A042A392
26110_drw.pdf | 1 | 1 | EXHAUST, 90 HALF MARMON, 4" TURBO OUT, 4" 125LB ANSI | FLANGE8780_03
26110_drw.pdf | 2 | 1 | ASSEMBLY, HEAT EXCHANGER, FIREPUMP 6C8.3 | 8919
26110_drw.pdf | 3 | 1 | ASSEMBLY, SENSOR PACKAGE, CFP8.3/9E | 9574
26110_drw.pdf | 4
26110_drw.pdf | 5 | 1 | ASSEMBLY, CONTACTORS, CFP8.3 | 21246
26110_drw.pdf | 6 | 1 | ASSEMBLY, CONTROL PANEL MOUNTING, CFP POWER UNITS | 21249
26110_drw.pdf | 7 | 1 | COOLING LOOP, 3/4" ,12V, RAW WATER | 21509
26110_drw.pdf | 8
26110_drw.pdf | 9 | 1 | MISC PIPING, RAW WATER, CFP83 | 26288
26110_drw.pdf | 10 | 1 | ASSEMBLY, ACC, REAR MTG, CFP8.3 | 26567
26110_drw.pdf | 16 | 2 | CONTACTOR, MANUAL OVERIDE, 12V, PN: 535-0127, FIREPUMP | 8824-12
26110_drw.pdf | 17
26112_drw.pdf | 1 | 1 | EXHAUST, 90 HALF MARMON, 4" TURBO OUT, 5" 125LB ANSI | FLA8N7G8E0_04
26112_drw.pdf | 2
26112_drw.pdf | 3 | 1 | KIT, FUEL LINES, CFP9E, F10/20/30/40/50/60 - EXT ONLY | 15208
26112_drw.pdf | 4 | 1 | KIT, SENSOR & ADAPTER, CFP9E | 15602
26112_drw.pdf | 5 | 1 | ASSEMBLY, SECONDARY ECM, CFP9E | 15613
26112_drw.pdf | 6 | 1 | ASSEMBLY, CONTROL PANEL MOUNTING, CFP POWER UNITS | 21249
26112_drw.pdf | 7 | 1 | COOLING LOOP, 3/4" ,12V, RAW WATER | 21509
26112_drw.pdf | 8 | 1 | HEATER, COOLANT, ASSEMBLY, CFP9E | 23526
26112_drw.pdf | 9 | 1 | ASSEMBLY, HEAT EXCHANGER SUPPORT, CFP9E | 24834
26112_drw.pdf | 10 | 1 | MISC PIPING, RAW WATER, CFP9E | 24836
26112_drw.pdf | 11 | 1 | ASSEMBLY, AIR INTAKE, CFP9E | 26553
26112_drw.pdf | 12 | 1 | CONTROL ASSEMBLY, FPDP ELECTRONIC CARBON STEEL | 26764
26112_drw.pdf | 13 | 1 | ASSEMBLY,ENGINE,12V, CFP9E-F10/20/30/40/50/60 | 26775
26112_drw.pdf | 14 | 1 | ASSY, FUEL PREFILTER, CFP9E | A042A379
26112_drw.pdf | 15
26112_drw.pdf | 16 | 1 | ASSEMBLY, GUARDING, CFP9E, 12VDC | A042E625
26114_drw.pdf | 1 | 1 | EXHAUST,L 90 HALF MARMON, 6" 125# ANSI FLANGE | 9514-06
26114_drw.pdf | 2 | 1 | ASSEMBLY, SUPPORT, CFP15E FIRE PUMP | 10835
26114_drw.pdf | 3 | 1 | ASSEMBLY, AIR CLEANER, CFP15E | 10856-01
26114_drw.pdf | 4
26114_drw.pdf | 5 | 1 | ASSEMBLY, FUEL PLUMBING, CFP15E | 15210
26114_drw.pdf | 6 | 1 | KIT, SENSOR & ADAPTER, CFP15E | 15604
26114_drw.pdf | 7 | 1 | ASSEMBLY, GUARDING, CFP15E | 16707
26114_drw.pdf | 8 | 1 | ASSEMBLY, FUEL VALVE AND BYPASS | 18501
26114_drw.pdf | 9 | 1 | ASSEMBLY, CONTROL PANEL MOUNTING, CFP POWER UNITS | 21249
26114_drw.pdf | 10 | 1 | COOLING LOOP, 1", 24V, RAW WATER | 21522
26114_drw.pdf | 11 | 1 | ASSEMBLY, OPERATORS STATION, CFP15E | 26557
26114_drw.pdf | 12 | 1 | CONTROL ASSEMBLY, FPDP ELECTRONIC CARBON STEEL | 26764
26114_drw.pdf | 13 | 1 | ASSEMBLY, ENGINE, CFP15E-F10/20/30/40 | 26779
26114_drw.pdf | 14 | 1 | ASSEMBLY, COOLANT HEATER, 3KW ADJ VOLTAGE, CFP15E | A042A104
26114_drw.pdf | 15 | 1 | MISCELLANEOUS PIPING, RAW WATER, CFP15E | A042A257
26114_drw.pdf | 16 | 1 | ASSEMBLY, SECONDARY ECM, CFP15E | A042G364
26115_drw.pdf | 1 | 1 | ASSEMBLY, SUPPORT, CFP15E FIRE PUMP | 10835
26115_drw.pdf | 2 | 1 | ASSEMBLY, AIR CLEANER, CFP15E | 10856-02
26115_drw.pdf | 3
26115_drw.pdf | 4 | 1 | ASSEMBLY, FUEL PLUMBING, CFP15E | 15210
26115_drw.pdf | 5 | 1 | KIT, SENSOR & ADAPTER, CFP15E | 15604
26115_drw.pdf | 6 | 1 | ASSEMBLY, GUARDING, CFP15E | 16707
26115_drw.pdf | 7 | 1 | ASSEMBLY, FUEL VALVE AND BYPASS | 18501
26115_drw.pdf | 8 | 1 | ASSEMBLY, CONTROL PANEL MOUNTING, CFP POWER UNITS | 21249
26115_drw.pdf | 9 | 1 | COOLING LOOP, 1", 24V, RAW WATER | 21522
26115_drw.pdf | 10 | 1 | ASSEMBLY, OPERATORS STATION, CFP15E | 26557
26115_drw.pdf | 11 | 1 | CONTROL ASSEMBLY, FPDP ELECTRONIC CARBON STEEL | 26764
26115_drw.pdf | 12 | 1 | ASSEMBLY, ENGINE, CFP15E-F45/50/60/70 | 26780
26115_drw.pdf | 13 | 1 | ASSEMBLY, BATTERY, CFP15E | 26802
26115_drw.pdf | 14 | 1 | ASSEMBLY, COOLANT HEATER, 3KW ADJ VOLTAGE, CFP15E | A042A104
26115_drw.pdf | 15 | 1 | MISCELLANEOUS PIPING, RAW WATER, CFP15E | A042A257
26115_drw.pdf | 16 | 1 | ASSEMBLY, SECONDARY ECM, CFP15E | A042G364
26119_drw.pdf | ITEM
26119_drw.pdf | 1 | 2 | SPACER, GTA855 ISOLATOR | 13660
26119_drw.pdf | 2 | 1 | CHANNEL, GTA19 GENSET FRAME | 13907
26119_drw.pdf | 3 | 1 | CROSS MEMBER, FRONT ENGINE | 13909
26119_drw.pdf | 4 | 1 | CHANNEL, FRAME, REAR MEMBER, GTA/KTA 19 | 13910
26119_drw.pdf |  |  | GUSSET, GTA855 GENSET FRAME CROSS CHANNEL | 14143
26119_drw.pdf |  |  |  | 16331
26119_drw.pdf |  |  |  | 17395
26123_drw.pdf | 1 | 1 | PLENUM,OUTLET, GTA855E/GTA855,STEEL | 22332
26123_drw.pdf | 2 | 1 | BODY,ENCLOSURE,WPE, GTA855E/GTA855,STEEL | 22687
26123_drw.pdf | 3 | 1 | DOOR,KIT,WPE, GTA855/E,KTA19,STEEL | 25386
26123_drw.pdf | 4 | 1 | LOUVER,INLET, GTA855E/GTA855/KTA19SLB,STEEL | 25492
26123_drw.pdf | 5 | 4 | HEAT MAT,24"x24", HP HEATSHIELD MAT,NON-ADHESIVE | A042C778
26123_drw.pdf |  | B
26123_drw.pdf |  | HEATSHIELD | MATTS APPLIED BEHIND MOUNTING BRACKET
26123_drw.pdf |  | ON | ANGLED HOOD PANEL DIRECTLY UNDER MUFFLER
26123_drw.pdf |  |  | MATTING TO SHEET METAL SURFACE
26124_drw.pdf | 1 | 1 | INSULATION, KIT,BODY & DOORS, UL2200 ENCLOSURES | A042B982
26124_drw.pdf | 2 | 1 | DOOR,KIT,LVL1/LVL 2, GTA855/E,KTA19,STEEL,UL2200 | A042B981
26124_drw.pdf | 3 | 1 | BODY,ENCLOSURE,LVL 1/LVL 2, GTA855E/GTA855,STEEL,UL2200A042C329
26124_drw.pdf | 4 | 1 | HOOD,OUTLET, GTA855E/GTA855,STEEL,UL2200 | A042C330
26124_drw.pdf | 5 | 1 | HOOD,INLET, GTA855E/GTA855,STEEL,UL2200 | A042C331
26124_drw.pdf | 6 | 3 | HEAT MAT,24"x24", HP HEATSHIELD MAT,NON-ADHESIVE | A042C778
26125_drw.pdf | ITEM
26125_drw.pdf | 1 | 1 | BODY,ENCLOSURE,WPE/LVL 1.5, 150KW MOH | 25362
26125_drw.pdf | 2 | 1 | PLENUM,OUTLET, 150KW MOH,STEEL | 25367
26125_drw.pdf | 3 | 1 | LOUVER,INLET, 150KW MOH | 25373
26125_drw.pdf | 4 | 1 | DOOR,KIT,WPE/LVL 1.5, 15KW,250KW MOH | 25382
26125_drw.pdf |  |  | B
26125_drw.pdf |  |  | HEATSHIELD MATTS APPLIED BEHIND MOUNTING
26125_drw.pdf |  |  | AND ON ANGLED HOOD
26125_drw.pdf |  |  | APPLY MATTING TO SHEET METAL SURFACE
26126_drw.pdf | ITEM
26126_drw.pdf | 1 | 1 | BODY,ENCLOSURE,LVL 1/LVL 2, 150KW MOH | 25363
26126_drw.pdf | 2 | 1 | HOOD,OUTLET, 150KW MOH,STEEL | 25370
26126_drw.pdf | 3 | 1 | HOOD,INLET, 150KW MOH,STEEL | 25376
26126_drw.pdf | 4 | 1 | DOOR,KIT,LVL 2, 150KW,250KW MOH | 25379
26126_drw.pdf |  | B
26126_drw.pdf |  |  | MATTS APPLIED BEHIND MOUNTING BRACKET
26126_drw.pdf |  |  | ON ANGLED HOOD PANEL DIRECTLY UNDER MUFFLER
26126_drw.pdf |  |  | 3M HI STRENGTH 90 ADHESI&VESQUEEGEE
26127_drw.pdf | 1 | 1 | BODY,ENCLOSURE,WPE, KTA19SLB,STEEL | 22636
26127_drw.pdf | 2 | 1 | PLENUM,OUTLET, KTA19SLB,STEEL | 22639
26127_drw.pdf | 3 | 1 | DOOR,KIT,WPE, GTA855/E,KTA19,STEEL | 25386
26127_drw.pdf | 4 | 1 | LOUVER,INLET, GTA855E/GTA855/KTA19SLB,STEEL | 25492
26127_drw.pdf | 5 | 2 | HEAT MAT,24"x24", HP HEATSHIELD MAT,NON-ADHESIVE | A042C778
26127_drw.pdf |  | B
26127_drw.pdf |  |  | MATTS APPLIED BEHIND MOUNTING BRACKET
26127_drw.pdf |  |  | ON ANGLED HOOD PANEL DIRECTLY UNDER MUFFLER
26127_drw.pdf |  |  | MATTING TO SHEET METAL SURFACE
26128_drw.pdf | 1 | 1 | INSULATION, KIT,BODY & DOORS, UL2200 ENCLOSURES | A042B982
26128_drw.pdf | 2 | 1 | DOOR,KIT,LVL1/LVL 2, GTA855/E,KTA19,STEEL,UL2200 | A042B981
26128_drw.pdf | 3 | 1 | BODY,ENCLOSURE,LVL 1/LVL 2, KTA19SLB,STEEL,UL2200 | A042C334
26128_drw.pdf | 4 | 1 | HOOD,OUTLET, KTA19SLB,STEEL,UL2200 | A042C335
26128_drw.pdf | 5 | 1 | HOOD,INLET, KTA19SLB,STEEL,UL2200 | A042C336
26128_drw.pdf | 6 | 2 | HEAT MAT,24"x24", HP HEATSHIELD MAT,NON-ADHESIVE | A042C778
26128_drw.pdf |  | D
26128_drw.pdf |  |  | USE 3M HI STRENGTH 90 ADHESI&VESQUEEGEE TO
26128_drw.pdf |  |  | APPLY MATTING TO SHEET METAL SURFACE
26129_drw.pdf | ITEM
26129_drw.pdf | 1 | 1 | DOOR,KIT,WPE/LVL 1.5, 15KW,250KW MOH | 25382
26129_drw.pdf | 2 | 1 | BODY,ENCLOSURE,WPE/LVL 1.5, 250KW MOH,STEEL | 25730
26129_drw.pdf | 3 | 1 | PLENUM,OUTLET, 250KW MOH,STEEL | 25736
26129_drw.pdf | 4 | 1 | LOUVER,INLET, 250KW MOH,STEEL | 25742
26129_drw.pdf | 5 | 1 | HEAT MAT,24.0 IN X 60.0 IN, HP HEATSHIELD | MAT,NON-ADHESIVEA042E115
26129_drw.pdf |  |  | MATTS APPLIED BEHIND MOUNTING BRACKET
26129_drw.pdf |  | AND | ON ANGLED HOOD PANEL DIRECTLY UNDER MUFFLER
26129_drw.pdf |  |  | MATTING TO SHEET METAL SURFACE
26130_drw.pdf | ITEM
26130_drw.pdf | 1 | 1 | DOOR,KIT,LVL 2, 150KW,250KW MOH | 25379
26130_drw.pdf | 2 | 1 | BODY,ENCLOSURE,LVL 1/LVL 2, 250KW MOH,STEEL | 25731
26130_drw.pdf | 3 | 1 | HOOD,OUTLET, 250KW MOH,STEEL | 25739
26130_drw.pdf | 4 | 1 | HOOD,INLET, 250KW MOH,STEEL | 25745
26130_drw.pdf | 5 | 1 | HEAT MAT,24.0 IN X 60.0 IN, HP HEATSHIELD | MAT,NON-ADHESIVEA042E115
26130_drw.pdf | C
26130_drw.pdf |  | HEATSHIELD | MATTS APPLIED BEHIND MOUNTING BRACKET
26130_drw.pdf |  | AND | ANGLED HOOD PANEL DIRECTLY UNDER MUFFLER
26130_drw.pdf |  | USE | HI STRENGTH 90 ADHESI&VESQUEEGEE TO
26132_drw.pdf | ITEM
26132_drw.pdf | 1 | 1 | HOSE, ISOLATED COOLING LOOP | 15299
26132_drw.pdf | 2 | 1 | HOSE, COOLING LOOP TO CAC, CFP5E | 26159
26132_drw.pdf | 3
26132_drw.pdf | 4
26132_drw.pdf |  |  | END, 90, -12 JIC X -12 HS | 14591-12-12
26132_drw.pdf |  |  |  | 14926
26132_drw.pdf |  |  |  | 14990-10
26132_drw.pdf | 11 | 1
26132_drw.pdf | 12 | 1 | NIPPLE, BLK, 3/4x6
26132_drw.pdf | 13 | 2 | U-BOLT, 1-1/8" OD PIPE, W/NUTS
26132_drw.pdf | 14 | 1 | DECAL, VALVE POSITION, CFP15E | A042D485
26132_drw.pdf | 15
26161_drw.pdf | ITEM
26164_drw.pdf | 1 | 1 | HARDWARE KIT, DOORS | 23205
26164_drw.pdf | 2 | 1 | BODY,ENCLOSURE,WPE, 8.8L,STEEL | 23181
26164_drw.pdf | 3 | 1 | PLENUM,OUTLET, 8.8L,STEEL | 23184
26164_drw.pdf | 4 | 1 | LOUVER,INLET, 8.8L,STEEL | 23190
26164_drw.pdf | 5 | 1 | DOOR,KIT,WPE, 8.8L, STEEL | 23199
26164_drw.pdf | 6 | 2 | HEAT MAT,12"x12", HP HEATSHIELD MAT,NON-ADHESIVE | A042C611
26164_drw.pdf | 7 | 1 | HEAT MAT,12"x24", HP HEATSHIELD MAT,NON-ADHESIVE | A042C777
26164_drw.pdf | 8 | 1 | PLATE,DOOR, 8.8L | A042C879
26164_drw.pdf |  |  | E
26164_drw.pdf |  |  | HEATSHIELD MATTS APPLIED BEHIND MOUNTING | BRACKET
26164_drw.pdf |  |  | AND ON ANGLED HOOD PANEL DIRECTLY UNDER | MUFFLER
26164_drw.pdf |  |  | APPLY MATTING TO SHEET METAL SURFACE
26165_drw.pdf | 1 | 1 | INSULATION KIT,, BODY & DOORS | 23202
26165_drw.pdf | 2 | 1 | HARDWARE KIT, DOORS | 23205
26165_drw.pdf | 3 | 1 | HOOD,OUTLET, 8.8L,STEEL | 23187
26165_drw.pdf | 4 | 1 | HOOD,INLET, 8.8L,STEEL | 23193
26165_drw.pdf | 5 | 1 | DOOR,KIT,LVL 1 & LVL 2, 8.8L, STEEL | 23196
26165_drw.pdf | 6 | 1 | BODY,ENCLOSURE,LVL1 & 2, 8.8L,STEEL | 25100
26165_drw.pdf | 7 | 2 | HEAT MAT,12"x12", HP HEATSHIELD MAT,NON-ADHESIVE | A042C611
26165_drw.pdf | 8 | 2 | HEAT MAT,12"x24", HP HEATSHIELD MAT,NON-ADHESIVE | A042C777
26165_drw.pdf | 9 | 2 | PLATE,DOOR, 8.8L | A042C879
26165_drw.pdf |  |  | E HEATSHIELD MATTS APPLIED BEHIND MOUNTING
26165_drw.pdf |  |  | AND ON ANGLED HOOD PANEL DIRECTLY UNDER
26165_drw.pdf |  |  | USE 3M HI STRENGTH 90 ADHESI&VESQUEEGEE TO
26165_drw.pdf |  |  | 6
26166_drw.pdf | 1 | 2 | BATTERY RACK, REALLY OLD, - | 6138
26166_drw.pdf | 2 | 1 | ENGINE, QSX15-C665, SPEC CFP15E F10-F40 | 8742
26166_drw.pdf | 3 | 1 | ASSEMBLY, COOLANT HEATER, 3KW ADJ VOLTAGE, CFP15E | 10849
26166_drw.pdf | 6 | 1 | ASSEMBLY, SHAFT GUARD, TELESCOPING, SIZE 1-XL, SHORT COUPLED | SHAFT14156
26166_drw.pdf | 7 | 1 | ASSEMBLY, FUEL PLUMBING, CFP15E | 15210
26166_drw.pdf | 8 | 1 | KIT, SENSOR & ADAPTER, CFP15E | 15604
26166_drw.pdf | 9 | 1 | ASSEMBLY, SECONDARY ECM, CFP15E | 15617
26166_drw.pdf | 10 | 1 | ASSEMBLY, GUARDING, CFP15E | 16707
26166_drw.pdf | 11 | 1 | DUPLEX FUEL FILTER, FF4093 | 17437
26166_drw.pdf | 12 | 1 | ASSEMBLY, FUEL VALVE AND BYPASS | 18501
26166_drw.pdf | 15 | 1 | KIT, WIRE HARNESS, CFP5E | 21228
26166_drw.pdf | 16 | 1 | ASSEMBLY, CONTROL PANEL MOUNTING, CFP POWER UNITS | 21249
26166_drw.pdf | 17 | 1 | ASSEMBLY, ACCESSORY MOUNTING, CFP15E | 21282
26166_drw.pdf | 18
26176_drw.pdf | 1 | 2 | CHANNEL, SIDE | 26167
26176_drw.pdf | 2 | 2 | CHANNEL, END | 26168
26176_drw.pdf | 3 | 1 | SUPPORT, FRONT ENGINE | 26169
26176_drw.pdf | 4 | 1 | SUPPORT, REAR ENGINE | 26170
26176_drw.pdf | 5 | 2 | GUSSET, PUMP MOUNT | 26171
26176_drw.pdf | 6 | 1 | FRONT, PUMP MOUNT | 26172
26176_drw.pdf | 7 | 1 | REAR, PUMP MOUNT | 26173
26176_drw.pdf | 8 | 4 | GUSSET, ENGINE BRACE | 26174
26176_drw.pdf | 9 | 6 | GUSSET, ENGINE MOUNT | 26175
26176_drw.pdf | 10 | 1 | PAN, CENTER ENGINE DRIP | 26417
26176_drw.pdf | 11 | 10 | FLANGE, DRIP PAN | 26422
26176_drw.pdf | 12 | 4 | PAD, JACKING BOLT | 26467
26176_drw.pdf | 13 | 2 | GUSSET, PUMP MOUNT | 26469
26176_drw.pdf | 14 | 4 | LUG, LIFTING | 26481
26176_drw.pdf | 15 | 2 | BOSS, EARTHING, M10 THREAD | 26527
26176_drw.pdf | 16 | 1 | PAN, FRONT ENGINE DRIP | 26528
26177_drw.pdf | 1 | 1 | SENDER, PRESURE, DATCON #02504-00 | 8863
26177_drw.pdf | 2 | 1 |  | 12181-M10-2
26177_drw.pdf | 3 | 1 |  | 12189-2-2
26177_drw.pdf |  |  | 1
26179_drw.pdf | 1 | 1 | BODY,ENCLOSURE,WPE, GTA28,STEEL | 26135
26179_drw.pdf | 2 | 1 | PLENUM,OUTLET, GTA28,STEEL | 26141
26179_drw.pdf | 3 | 1 | LOUVER,INLET, GTA28, STEEL | 26147
26179_drw.pdf | 4 | 1 | DOOR,KIT,WPE, GTA28,STEEL | 26156
26180_drw.pdf | 1 | 1 | INSULATION, KIT,BODY & DOORS, UL2200 ENCLOSURES | A042B982
26180_drw.pdf | 2 | 1 | BODY,ENCLOSURE,LVL1/LVL2, GTA28,STEEL | 26136
26180_drw.pdf | 3 | 1 | HOOD,OUTLET, GTA28,STEEL | 26144
26180_drw.pdf | 4 | 1 | HOOD,INLET, GTA28,STEEL | 26150
26180_drw.pdf | 5 | 1 | DOOR,KIT,LVL/1LVL2, GTA28,STEEL | 26153
26210_drw.pdf | 1 | 1 |  | 22039-16
26210_drw.pdf |  | 90 $
26213_drw.pdf | ITEM
26213_drw.pdf | 1 | 1 | GENSET | 0500_5070
26213_drw.pdf | 2 | 1 | GUARD, LEFT, | 26245
26213_drw.pdf | 3 | 1 | GUARD, RIGHT, | 26249
26213_drw.pdf | 4 | 1 | MOUNT, COOLING LOOP, | 26331
26213_drw.pdf |  |  | GUARD, FRONT, | 26332
26213_drw.pdf |  |  |  | 26337
26213_drw.pdf |  |  |  | 26342
26213_drw.pdf | 11 | 1
26213_drw.pdf | 12
26213_drw.pdf | 13
26213_drw.pdf | 14 | 2 | CLAMP, T-BOLT, 1.11-1.25 | 13164-0125
26213_drw.pdf | 15 | 6 | CLAMP, T-BOLT, 1.87-2.12 | 13164-0200
26213_drw.pdf |  |  |  | 13164-0225
26216_drw.pdf | ITEM
26216_drw.pdf | 1 | 1 | HOSE, PUSH-LOK, 3/4" ID X 20.00" LG. | 801-12
26216_drw.pdf | 2 | 1 | HOSE, PUSH-LOK, 3/4" ID X 46.00" LG. | 801-12
26216_drw.pdf | 3 | 1 | BRKT, COOLANT HEATER, AIR / EXH. TUBING | 25174
26216_drw.pdf | 4
26216_drw.pdf | 5 | 1 | COOLANT HEATER, ESPAR HYRONIC D5SC 12V | 26058
26216_drw.pdf | 6 | 1 | BRKT,ESPAR HEATER MOUNT, QSB7,150/200 RENTAL
26216_drw.pdf | 7 | 2
26216_drw.pdf | 11
26216_drw.pdf | 12
26216_drw.pdf | 13
26216_drw.pdf | 14
26216_drw.pdf | 15
26216_drw.pdf | 16 | 8 | CLAMP, WORM, .69-1.25 | 14990-12
26216_drw.pdf | 17 | 1 | GUARD, FAN, SQ, 2.36 (60 MM) STEEL | 25176
26216_drw.pdf |  |  |  | STEE2L6219
26217_drw.pdf | ITEM
26217_drw.pdf | 1 | 4 | CLAMP, SPRING LOADED T-BOLT, 3.28-3.58 | 12975-0350
26217_drw.pdf | 2 | 3 | WASHER,FLAT, M10 | 20020-M10
26217_drw.pdf | 3 | 3 | SCREW,HH, M10-1.50x30 | 20310-030
26217_drw.pdf | 4 | 1 | BRKT, CAC TUBE SUPT, 200KW RENTAL GENSET | 25254
26217_drw.pdf |  |  | VALVE, AIR SHUT OFF, 3.0"x 3.0" HOSE BEAD FLNG | 26059
26217_drw.pdf |  |  | 200KW RENTAL GENSET | 26060
26217_drw.pdf |  |  |  | 3071051
26218_drw.pdf | ITEM
26218_drw.pdf | 1 | 1 | HOSE, PUSH-LOK, 3/8" ID X 17.25" LG. | 801-06
26218_drw.pdf | 2 | 1 | HOSE, PUSH-LOK, 3/8" ID X 75.00" LG. | 801-06
26218_drw.pdf | 3 | 1 | HOSE, RADIATOR, 3/8" ID X 22.00" LG. | 801-06
26218_drw.pdf | 4 | 1 | HOSE, PUSH-LOK, 3/4" ID X 2.50" LG. | 801-12
26218_drw.pdf |  |  | HOSE, PUSH-LOK, 3/4" ID X 5.50" LG. | 801-12
26218_drw.pdf |  |  | X 3.75" LG. | 801-12
26218_drw.pdf |  |  |  | 801-16
26218_drw.pdf | 11 | 1 | MOUNT,
26218_drw.pdf | 12 | 1 | KIT,COOLANT HEAT TUBE
26218_drw.pdf | 13 | 1 | HOSE,PARKER, 3.0"LONG
26218_drw.pdf | 14
26218_drw.pdf | 15
26221_drw.pdf | ITEM
26221_drw.pdf | 1 | 1 | PLATE, PIN MNT, CENTER SUPT, 802 DYNO - WALL MNT | 26363
26221_drw.pdf | 2 | 1 | BRACKET, PIN MNT, 802 DYNO - WALL MNT | 26392
26224_drw.pdf | ITEM
26224_drw.pdf | 1 | 1 | FILTER, FUEL , RACOR, P/N 1000FH-30 | 8475_DO_NOT_USE
26224_drw.pdf | 2 | 1 | TUBE,DIP, - | 22198
26224_drw.pdf | 3 | 1 | HOSE,FUEL,TANK TO FILTER, HOLLAND | 24382-001
26224_drw.pdf | 4 | 1 | HOSE,FUEL,FILTER TO FILTER, HOLLAND | 22200-001
26224_drw.pdf |  |  | HOSE, FUEL FILTER TO ENGINE, HOLLAND | 25901-001
26224_drw.pdf |  |  | HOLLAND | 22201-001
26224_drw.pdf | 11
26224_drw.pdf | 12 | 1 | UNION,MALE
26224_drw.pdf | 13 | 1 | UNION,MALE
26224_drw.pdf | 14 | 1 | HEAD, FUEL FILTER | 3681512
26225_drw.pdf | 1 | 1 | BODY,ENCLOSURE,WPE, GTA38,STEEL | 26186
26225_drw.pdf | 2 | 1 | PLENUM,OUTLET, GTA38,STEEL | 26192
26225_drw.pdf | 3 | 1 | LOUVER,INLET, GTA38/GTA50, STEEL | 26198
26225_drw.pdf | 4 | 1 | DOOR,KIT,WPE, GTA38/50,STEEL | 26204
26226_drw.pdf | 1 | 1 | INSULATION, KIT,BODY & DOORS, UL2200 ENCLOSURES | A042B982
26226_drw.pdf | 2 | 1 | BODY,ENCLOSURE,LVL1/LVL2, GTA38,STEEL | 26189
26226_drw.pdf | 3 | 1 | HOOD,OUTLET, GTA38,STEEL | 26195
26226_drw.pdf | 4 | 1 | HOOD,INLET, GTA38/GTA50,STEEL | 26201
26226_drw.pdf | 5 | 1 | DOOR,KIT,LVL/1LVL2, GTA 38/50,STEEL | 26207
26238_drw.pdf | 1 | 1 | LOUVER,INLET, GTA38/GTA50, STEEL | 26198
26238_drw.pdf | 2 | 1 | DOOR,KIT,WPE, GTA38/50,STEEL | 26204
26238_drw.pdf | 3 | 1 | BODY,ENCLOSURE,WPE, GTA50,STEEL | 26228
26238_drw.pdf | 4 | 1 | PLENUM,OUTLET, GTA50,STEEL | 26235
26243_drw.pdf | 1 | 1 | INSULATION, KIT,BODY & DOORS, UL2200 ENCLOSURES | A042B982
26243_drw.pdf | 2 | 1 | HOOD,INLET, GTA38/GTA50,STEEL | 26201
26243_drw.pdf | 3 | 1 | DOOR,KIT,LVL/1LVL2, GTA 38/50,STEEL | 26207
26243_drw.pdf | 4 | 1 | BODY,ENCLOSURE,LVL1/LVL2, GTA50,STEEL | 26232
26243_drw.pdf | 5 | 1 | HOOD,OUTLET, GTA50,STEEL | 26240
26245_drw.pdf | ITEM
26245_drw.pdf | 1 | 6 | NUT,WELD,HEX, 5/16-18 | 25284_31-18
26245_drw.pdf | 2 | 1 | GUARD, LEFT SIDE, | 26247
26245_drw.pdf |  |  | 1
26249_drw.pdf | ITEM
26249_drw.pdf | 1 | 6 | NUT,WELD,HEX, 5/16-18 | 25284_31-18
26249_drw.pdf | 2 | 1 | GUARD, RIGHT SIDE, | 26250
26257_drw.pdf | ITEM
26257_drw.pdf | 1 | 1 | BRACKET, ENG. SUPT, RH, QSX15, LORAM | 26258
26257_drw.pdf | 2 | 2 | PLATE, GUSSET, RR ENG MNT, QSX15, LORAM | 26259
26257_drw.pdf |  | (4.50)
26257_drw.pdf | (2.25)
26261_drw.pdf | 1 | 1 | HOSE, COOLING LOOP TO CAC, CFP5E | 26159
26261_drw.pdf | 2 | 1 | DECAL, COOLANT LOOP LABEL, VERTICAL MTG, ENGLISH | A042A453
26261_drw.pdf | 3
26261_drw.pdf | 4 | 2 | HOSE END, 90, -12 JIC X -12 HS | 14591-12-12
26261_drw.pdf | 5 | 2 | CLAMP, WORM, .56-1.06 | 14990-10
26261_drw.pdf | 8 | 8 | WASHER,FLAT, M10 | 20020-M10
26261_drw.pdf | 9 | 1 | NUT,HEX, 0.31-18 | 20100-031
26261_drw.pdf | 10 | 4 | NUT,HEX,PT, M10-1.50 | 20140-M10
26261_drw.pdf | 11
26261_drw.pdf | 12 | 4 | SCREW,HH, M10-1.50x30 | 20310-030
26261_drw.pdf | 13 | 2 | BRACKET, MOUNTING, COOLING LOOP, 10" STAND OFF | 26133
26261_drw.pdf | 14 | 1 | CLAMP, LOOM, 1.00 ID | 26964-16
26261_drw.pdf | 15 | 2 | U-BOLT, 1-1/8" OD PIPE, W/NUTS | 3201T13
26261_drw.pdf | 16
26262_drw.pdf | ITEM
26262_drw.pdf | 1 | 2 | GENERATOR SUPPORT, FRAME, GTA855/KTA19 | 26269
26262_drw.pdf | 2 | 2 | CHANNEL, END, FRAME, GTA855/KTA19 | 26263
26262_drw.pdf | 3 | 1 | CHANNEL,LH FRAME, GTA855/KTA19 | 26264
26262_drw.pdf | 4 | 1 | CHANNEL,RH FRAME, GTA855/KTA19 | 26265
26262_drw.pdf |  |  | CHANNEL, RAD SPT, FRAME, GTA855/KTA19 | 26266
26262_drw.pdf |  |  | GTA855/KTA19 | 26267
26262_drw.pdf |  |  |  | 26268
26269_drw.pdf | ITEM
26269_drw.pdf | 1 | 5 | NUT,HEX,PT, .50-13 | 20130-050
26269_drw.pdf | 2 | 1 | CHANNEL, GEN SPT, FRAME, GTA855/KTA19 | 26270
26288_drw.pdf | 1 | 1 | DECAL, COOLANT LOOP LABEL, VERTICAL MTG, ENGLISH | A042A453
26288_drw.pdf | 2 | 1 | BRKT, RAW WATER COOLING, 4" LG, 3/4" OR 1" PIPE | 9633
26288_drw.pdf | 3
26288_drw.pdf | 4
26288_drw.pdf | 5 | 2 | CLAMP, WORM, .81 - 1.50 | 14990-16
26288_drw.pdf | 6 | 1 | CAP, PVC, NPT FEMALE, 3/4" NPT | 16663-12
26288_drw.pdf |  |  | 0.31 | 20000-031
26288_drw.pdf | 14 | 1 | CLAMP, LOOM, 1.00 ID
26288_drw.pdf | 15 | 1 | NIPPLE, BLK, 3/4x6 | 71550
26294_drw.pdf | 1 | 1 | ASSEMBLY, FUEL PLUMBING, CFP15E | 10842
26294_drw.pdf | 2 | 1 | ASSEMBLY, SHAFT GUARD, TELESCOPING, SIZE 1-XL, SHORT COUPLED | 14156
26294_drw.pdf | 3 | 1 | ASSEMBLY, POWER MODULE, CFP15E-F50/60/70 HIGH HORSE POWER | 15553
26294_drw.pdf | 4 | 1
26294_drw.pdf | 8 | 1 | PLUMBING, BULKHEAD | 24831
26294_drw.pdf | 9 | 2 | SHIELD, 8" FLANGE RAIN | 25814
26294_drw.pdf | 10 | 1 | FRAME, CFP15E | 26295
26294_drw.pdf | 11 | 1 | ENCLOSURE, FIREPUMP, CFP15, ATTENUATED W/ EXHAUST FANS | 26323
26294_drw.pdf | 12 | 2 | BRACKET, SILENCER MOUNTING, CFP15E ENCLOSED | 26326
26294_drw.pdf | 13 | 1 | RAIN CAP, 8", GT EXHAUST 22-800 | 22-800
26294_drw.pdf | 14 | 2 | CONTACTOR, MANUAL OVERIDE, CFP | 8824
26294_drw.pdf | 15 | 1 | COMP FLANGE, 3.125 / .750x.375, 1810 / 3172 DRIVESHAFTS | 10015-17
26294_drw.pdf | 16 | 1 | ADAPTER, U-JOINT, SAE#1 FW, 1710/1810/U3172/ DRIVESHAFTS | 12578
26294_drw.pdf | 17 | 2 | BRACKET, BATTERY HOLD DOWN | 14168
26294_drw.pdf | 18 | 1 | 8" ELBOW,, GT EXHAUST, 23-800 | 14813-800
26294_drw.pdf |  |  |  | 16581
26294_drw.pdf | 23 | 1 | ELBOW, 316SS FLEX, 90° FLARED x FLANGE, 6" TURBO, CFP15E | 25490
26294_drw.pdf | 24 | 2 | ROD, THREADED, 3/8"-16 X 12" LG, McMASTER-CARR 95475A660 | 25756
26294_drw.pdf | 25 | 2 | COVER, DRIVE SHAFT OPENING, CFP15E | 25808
26294_drw.pdf | 26 | 1 | SILENCER, 8" RESIDENTIAL, NELSON, 43280F | 26324
26294_drw.pdf | 27 | 1 | PAINT, SPRAY BOMB, CUMMINS RED, ES044 RAL 3001 | A15730-A12
26294_drw.pdf | 28 | 4 | BATTERY, GROUP 8D, COMMERCIAL | 8D-3 DRY
26295_drw.pdf | 1 | 4 | PLATE, LIFTING BRACE, 5/16" A-36, 9.406 x 1.50 | 13867
26295_drw.pdf | 2 | 2 | NUT,HEX, 3/8"-16 | 20100-038
26295_drw.pdf | 3 | 2 | PLATE | 25843
26295_drw.pdf | 4 | 4 | PLATE | 25844
26295_drw.pdf | 5 | 1 | CHANNEL, END | 26116
26295_drw.pdf | 6 | 4 | GUSSET, ENGINE BRACE | 26174
26295_drw.pdf | 7 | 6 | GUSSET, ENGINE MOUNT | 26175
26295_drw.pdf | 8 | 4 | ANGLE | 26211
26295_drw.pdf | 9 | 1 | CHANNEL, SIDE | 26296
26295_drw.pdf | 10 | 2 | CHANNEL, END | 26297
26295_drw.pdf | 11 | 1 | SUPPORT, FRONT ENGINE | 26298
26295_drw.pdf | 12 | 1 | SUPPORT, REAR ENGINE | 26299
26295_drw.pdf | 13 | 2 | GUSSET, PUMP MOUNT | 26300
26295_drw.pdf | 14 | 1 | MOUNT, FRONT PUMP | 26301
26295_drw.pdf | 15 | 1 | MOUNT, REAR PUMP | 26302
26295_drw.pdf | 16 | 1 | CHANNEL, SIDE | 26325
26306_drw.pdf | ITEM
26306_drw.pdf | 1 | 1 | FRAME, OPEN SET, GTA28, BOLT-ON RAD SPT | 26307
26306_drw.pdf | 2 | 1 | BRACKET, RADIATOR SUPPORT, GTA28, BOLT-ON RAD SPT | 26313
26306_drw.pdf | 3 | 2 | BRACKET, KNEE BRACE, GTA28, BOLT-ON RAD SPT | 26316
26306_drw.pdf | 4
26306_drw.pdf |  |  |  | 20100-100
26306_drw.pdf |  |  |  | 20130-075
26307_drw.pdf | ITEM
26307_drw.pdf | 1 | 1 | CHANNEL,FRAME, GTA28 REAR | 13802
26307_drw.pdf | 2 | 2 | CHANNEL, CROSSMEMBER, ENGINE, GTA28 | 13803
26307_drw.pdf | 3 | 1 | CHANNEL,FRAME, LH, GTA28, BOLT-ON RAD SPT | 26308
26307_drw.pdf | 4 | 1 | CHANNEL,FRAME, RH, GTA28, BOLT-ON RAD SPT | 26309
26307_drw.pdf |  |  | CHANNEL, FRAME, FRONT, GTA28, BOLT-ON RAD SPT | 26310
26307_drw.pdf |  |  | BOLT-ON RAD SPT | 26311
26307_drw.pdf |  |  |  | 26312
26313_drw.pdf | ITEM
26313_drw.pdf | 1 | 2 | GUSSET,RADIATOR SUPPORT, GTA28 | 13947
26313_drw.pdf | 2 | 1 | CHANNEL, RAD SPT BRKT, GTA28, BOLT-ON RAD SPT | 26314
26313_drw.pdf | 3 | 1 | PLATE, RAD SPT BRKT, GTA28, BOLT-ON RAD SPT | 26315
26316_drw.pdf | ITEM
26316_drw.pdf | 1 | 1 | END CAP,TUBE,THREADED, - | 13814
26316_drw.pdf | 2 | 1 | TUBE, SQUARE, KNEE BRACE BRKT, GTA28, BOLT-ON RAD | 26317
26316_drw.pdf | 3 | 1 | PLATE, KNEE BRACE BRKT, GTA28, BOLT-ON RAD SPT | 26318
26326_drw.pdf | 1 | 2 | ANGLE | 24635
26326_drw.pdf | 2 | 2 | PLATE | 25432
26326_drw.pdf | 3 | 1 | ANGLE | 26327
26331_drw.pdf | ITEM
26331_drw.pdf | 1 | 4 | NUT, WELD, 1/2"-13 UNC, SQUARE, STEEL | 24028
26331_drw.pdf | 2 | 1 | BASE, EXCHANGER, | 26244
26332_drw.pdf | ITEM
26332_drw.pdf | 1 | 1 | NUT,WELD,HEX, 7/16-14 | 25284_44-14
26332_drw.pdf | 2 | 1 | GUARD, FRONT, | 26248
26332_drw.pdf |  |  |  | 1
26332_drw.pdf |  |  | 2
26337_drw.pdf | ITEM
26337_drw.pdf | 1 | 1 | BRACKET, HEAT EXCHANGER, | 26338
26337_drw.pdf | 2 | 2 | GUSSET | 26339
26337_drw.pdf | 3 | 1 | BRACE | 26340
26337_drw.pdf |  |  | 1
26337_drw.pdf |  |  | 3
26349_drw.pdf | ITEM
26349_drw.pdf | 1 | 1 | COVER,DRIVE COUPLING, CECO PART | 3396137-02
26350_drw.pdf | ITEM
26350_drw.pdf | 1 | 1 | BASE,GENSET,GTA8.3, OPEN,RAD CLD,UCI274 | 17993
26350_drw.pdf | 2 | 24 | OIL,PRE. BLUE GE0, (QUARTS) | V705200
26350_drw.pdf | 3 | 1 | SENSOR,TEMPERATURE, 3/8 NPT | 0193-0529-01
26350_drw.pdf | 4 | 6 | ISOLATOR, DOME STYLE | 8954-2
26350_drw.pdf |  |  |  | A028X493
26350_drw.pdf |  |  |  | FA60345
26361_drw.pdf | ITEM
26361_drw.pdf | 1 | 1 | PIN, ROD RD., 802 DYNO - WALL MNT | 26360
26361_drw.pdf | 2 | 1 | PLATE, PIN STOP, 802 DYNO - WALL MNT | 26362
26361_drw.pdf |  |  |  | 2
26365_drw.pdf | 1 | 1 | BRACKET, RAW WATER COOLING, 3/4" OR 1" PIPE | 24833
26365_drw.pdf | 2 | 1 | GUSSET | 26366
26365_drw.pdf |  |  | BA
26365_drw.pdf |  |  | 1
26370_drw.pdf | ITEM
26370_drw.pdf | 1 | 1 | PIPE, | 26371
26370_drw.pdf | 2 | 1 | NIPPLE, PIPE, BLACK STEEL, MCMASTER CARR 5081T510 | 26372
26370_drw.pdf |  |  | 1
26373_drw.pdf | ITEM
26373_drw.pdf | 1 | 1 | MANIFOLD, 8"NOM, 802 DYNO | 25947
26373_drw.pdf | 2 | 1 | EXHAUST ARM , 802 DYNO - WALL MNT. | 26375
26373_drw.pdf | 3 | 1 | SLIDE, EXHAUST, UPPER, DYNO 802 - WALL MNT | 26378
26373_drw.pdf | 4 | 1 | MANIFOLD, EXHAUST, ASSY, 802 DYNO | 26380
26373_drw.pdf |  |  | SWIVEL / MANIFOLD MNT, 802 DYNO - WALL MNT | 26383
26373_drw.pdf |  |  | 802 DYNO - WALL MNT | 26391
26373_drw.pdf |  |  |  | 26442
26373_drw.pdf | 11 | 8
26373_drw.pdf | 12 | 2 | SCREW,HH, 0.38-16x1.00
26373_drw.pdf | 13 | 8 | SCREW,HH, 0.50-13x1.00
26373_drw.pdf | 14 | 4 | SCREW,HH, 0.63-11x1.75 | 20263-175
26373_drw.pdf | 15 | 1 | PLATE, MANIFOLD CAP, 802 DYNO - WALL MNT | 25001
26375_drw.pdf | ITEM
26375_drw.pdf | 1 | 1 | BRACKET, EXH. MNT, 802 DYNO - WALL MNT | 26376
26375_drw.pdf | 2 | 1 | TUBE, RECT., EXH. ARM, 802 DYNO - WALL MNT | 26377
26375_drw.pdf | 3 | 1 | PLATE, TUBE CAP, 802 DYNO - WALL MNT | 26387-DO-NOT-USE-THIS-PN
26378_drw.pdf | ITEM
26378_drw.pdf | 1 | 1 | BRKT, SLIDE,UPPER CENTER SUPT, 802 DYNO - WALL MNT | 26388
26378_drw.pdf | 2 | 1 | BRKT, SLIDE UPPER, 802 DYNO - WALL MNT | 26389
26378_drw.pdf |  | 2
26380_drw.pdf | ITEM
26380_drw.pdf | 1 | 3 | FLANGE, ANSI, 8.00" NOM, - | 41-800
26380_drw.pdf | 2 | 4 | PLATE, TAP, CLAMP MNT, 802 DYNO - WALL MNT | 24982
26380_drw.pdf | 3 | 6 | BRACKET, ANGLE, FLANGE STOP, 802 DYNO - WALL MNT | 25000
26380_drw.pdf | 4 | 1 | PANEL, MANIFOLD, HORZ., 802 DYNO - WALL MNT | 26381
26380_drw.pdf |  |  | PANEL, MANIFOLD, EXH. FRT/BACK, 802 DYNO - WALL MNT | 26382
26380_drw.pdf |  |  | 4.00IN LG, AL STL | P207369
26380_drw.pdf |  |  |  | P207369
26383_drw.pdf | ITEM
26383_drw.pdf | 1 | 2 | NUT, WELD, 3/8"-16 UNC, SQUARE, STEEL | 25884
26383_drw.pdf | 2 | 1 | BRKT, SWIVEL/MANIFOLD MNT, 802 DYNO - WALL MNT | 26384
26383_drw.pdf | 3 | 1 | PIPE, 6"NOM, SWIVEL , 802 DYNO - WALL MNT | 26385
26383_drw.pdf |  |  | 3 1
26391_drw.pdf | ITEM
26391_drw.pdf | 1 | 1 | PIN, QUICK RELEASE, W/LANYARD | 25336
26391_drw.pdf | 2 | 1 | PIN MOUNT, 802 DYNO - WALL MNT | 26221
26391_drw.pdf | 3 | 1 | PIN, CENTER SUPT, 802 DYNO - WALL MNT | 26361
26391_drw.pdf | 4 | 1 | SWIVEL MOUNT, 802 DYNO - WALL MNT | 26438
26391_drw.pdf |  |  | PLATE, WASHER, 802 DYNO - WALL MNT | 26439
26394_drw.pdf | ITEM
26394_drw.pdf | 1 | 1 | SUB-ASSY, FRONT MOUNT, FRAME, LORAM QSX15 | 24627
26394_drw.pdf | 2 | 1 | SUB-ASSY, MOUNT, BRACKET, FRAME, LORAM QSX15 | 24629
26394_drw.pdf | 3 | 1 | SUB-ASSY, REAR MOUNT, FRAME, LORAM QSX15 | 24892
26394_drw.pdf | 4 | 1 | SUB-ASSY, SIDE CHANNEL, FRAME, LORAM QSX15 | 26395
26394_drw.pdf |  |  | SUB-ASSY, SIDE CHANNEL, FRAME, LORAM QSX15 | 26397
26394_drw.pdf |  |  | GEN-SET, LORAM QSX15 | 26398
26394_drw.pdf |  |  |  | 26400
26394_drw.pdf | 11 | 1 | BLOCK,
26394_drw.pdf | 12 | 2 | GUSSET, FRAME, LORAM QSX15
26394_drw.pdf | 13 | 4 | BRACE, FRAME, LORAM QSX15
26394_drw.pdf | 14 | 2 | GUSSET, FRAME, LORAM QSX15 | 24601
26394_drw.pdf | 15 | 1 | CROSS-MEMBER, FRAME, LORAM QSX15 | 24604
26395_drw.pdf | ITEM
26395_drw.pdf | 1 | 2 | PIN,RETAINER, - | 19596
26395_drw.pdf | 2 | 4 | NUT, WELD, 1/2"-13 UNC, SQUARE, STEEL | 24028
26395_drw.pdf | 3 | 9 | NUT, WELD, 5/8-UNC11, SQUARE, STEEL | 24029
26395_drw.pdf | 4 | 1 | CHANNEL, BASE, LONG, RIGHT | 24560
26395_drw.pdf |  |  | GUSSET, FRAME, LORAM QSX15 | 24601
26395_drw.pdf |  |  |  | 24602
26395_drw.pdf |  |  |  | 24626
26397_drw.pdf | ITEM
26397_drw.pdf | 1 | 2 | PIN,RETAINER, - | 19596
26397_drw.pdf | 2 | 5 | NUT, WELD, 1/2"-13 UNC, SQUARE, STEEL | 24028
26397_drw.pdf | 3 | 9 | NUT, WELD, 5/8-UNC11, SQUARE, STEEL | 24029
26397_drw.pdf | 4 | 1 | CHANNEL, BASE, LONG, LEFT | 24561
26397_drw.pdf |  |  | GUSSET, FRAME, LORAM QSX15 | 24601
26397_drw.pdf |  |  |  | 24605
26397_drw.pdf |  |  |  | 24626
26398_drw.pdf | ITEM
26398_drw.pdf | 1 | 2 | NUT, WELD, 1/2"-13 UNC, SQUARE, STEEL | 24028
26398_drw.pdf | 2 | 4 | NUT, WELD, 5/8-UNC11, SQUARE, STEEL | 24029
26398_drw.pdf | 3 | 1 | CROSS-MEMBER, FRAME, LORAM QSX15 | 26399
26400_drw.pdf | ITEM
26400_drw.pdf | 1 | 4 | NUT, WELD, 5/8-UNC11, SQUARE, STEEL | 24029
26400_drw.pdf | 2 | 4 | NUT,WELD,HEX, 1/4-20 | 25284_25-20
26400_drw.pdf | 3 | 1 | CROSS-MEMBER, ENGINE, LORAM QSX15 | 26401
26400_drw.pdf |  |  | (0.88)
26400_drw.pdf |  |  | (2.37)
26402_drw.pdf | ITEM
26402_drw.pdf | 1 | 1 | NUT, WELD, 1/2"-13 UNC, SQUARE, STEEL | 24028
26402_drw.pdf | 2 | 1 | PLATE, FRAME,LORAM QSX15 | 25122
26402_drw.pdf | 3 | 1 | BRACKET, SUPPORT | 26403
26407_drw.pdf | ITEM
26407_drw.pdf | 1 | 1 | HOSE, WATER TO CAC, CFP9E | 13579
26407_drw.pdf | 2 | 1 | ADAPTER, NPTM X JIC 37 DEG | 11587
26407_drw.pdf | 3 | 1 | ELBOW, 1" NPTM X #16 JIC 37 DEG | 11588
26407_drw.pdf | 4 | 1 | BRACKET, COOLING LOOP SUPPORT, LOWER1, CFP9E | 13581
26407_drw.pdf |  |  | WASHER,FLAT, M10 | 20020-M10
26407_drw.pdf |  |  | CFP9E | 26408
26407_drw.pdf |  |  |  | 3043T37
26409_drw.pdf | ITEM
26409_drw.pdf | 1 | 2 | WELDMENT, SHAFT GUARD, SAE 2, FIRE PUMP | 26410
26409_drw.pdf | 2 | 8 | WASHER, RETAINING, 7/16" | 16662-07
26409_drw.pdf | 3 | 4 | WASHER, RETAINING, M10 | 16662-13
26409_drw.pdf | 4 | 1 | ADHESIVE, EPOXY, HUNTSMAN ARALDITE 2011 | 17216
26409_drw.pdf |  |  | COVER, SHAFT GUARD, NON-SPARKING, SAE #3-X | 17433
26409_drw.pdf |  |  |  | 20020-M10
26409_drw.pdf |  |  |  | 20244-100
26410_drw.pdf | 1 | 1 | BACKPLATE, SPLIT SHAFT GUARD, TELESCOPING, SAE 2 | 26411
26410_drw.pdf | 2 | 1 | WITH SLOT, SPLIT BACKPLATE, SHAFT GUARD, TELESCOPING, SAE 2 | 26412
26410_drw.pdf |  |  | 1 2
26423_drw.pdf | 1 2 | 1 1 | GUARD,BEL;T KTA19SLB EXCHANGER,J;WROCORE CC-1224-D6-1 | 23799
26423_drw.pdf | 3 | 1 | FRAME, SG TAN;KKTA19 HX | 26424
26423_drw.pdf | 4 | 1 | HEAT EXCHANGER, A;CROCORE CC-1224-D6-4 | 26429
26424_drw.pdf | ITEM
26424_drw.pdf | 1 | 1 | TANK,SURGE, GTA855E HX | 23714
26424_drw.pdf | 2 | 2 | CHANNEL, SG TANK, KTA19 HX | 26425
26424_drw.pdf | 3 | 1 | CHANNEL, SG TANK, BASE, KTA19 HX | 26426
26424_drw.pdf |  |  | 1
26435_drw.pdf | ITEM
26435_drw.pdf | 1 | 2 | FLANGE, HORIZONTAL, RADIATOR, CFP15E | 26436
26435_drw.pdf | 2 | 2 | FLANGE, VERTICAL RADIATOR, CFP15E | 26437
26438_drw.pdf | ITEM
26438_drw.pdf | 1 | 1 | PLATE, CENTER SWIVEL, 802 DYNO - WALL MNT | 26222
26438_drw.pdf | 2 | 1 | TUBE, MECH, CENTER ROD SUPT, 802 DYNO - WALL MNT | 26393
26445_drw.pdf | ITEM
26445_drw.pdf | 1 | 1 | TUBE,EXHAUST MANIFOLD, GTA50,SOUND TEST | 26447
26445_drw.pdf | 2 | 2 | PIPE,EXHAUST,GTA19, W/CRITICAL SILENCER | 16033
26446_drw.pdf | ITEM
26446_drw.pdf | 1 | 1 | WYE PIPE, EXHAUST, GTA50, 16" FLANGES, 12x6x6 | 11945
26446_drw.pdf | 2 | 2 | CLAMP, EXHAUST, 6", RIKER TEC-600 | TEC-600
26447_drw.pdf | ITEM
26447_drw.pdf | 1 | 1 | TUBE,EXHAUST HEADER, GTA50,SOUND TEST | 26470
26447_drw.pdf | 2 | 2 | ANSI MOUNTING FLANGE, 8.00" | 41-800
26447_drw.pdf | 3 | 1 | ANSI MOUNTING FLANGE, 12.00" | 41-1200
26449_drw.pdf | 1 | 4 | PLATE, LIFTING BRACE, 5/16" A-36, 9.406 x 1.50 | 13867
26449_drw.pdf | 2 | 2 | NUT,HEX, 3/8"-16 | 20100-038
26449_drw.pdf | 3 | 1 | CHANNEL, SIDE | 25662
26449_drw.pdf | 4 | 1 | CHANNEL, END | 25663
26449_drw.pdf | 5 | 1 | CHANNEL, END | 25667
26449_drw.pdf | 6 | 2 | PLATE | 25843
26449_drw.pdf | 7 | 4 | PLATE | 25844
26449_drw.pdf | 8 | 4 | GUSSET, ENGINE BRACE | 26174
26449_drw.pdf | 9 | 6 | GUSSET, ENGINE MOUNT | 26175
26449_drw.pdf | 10 | 4 | ANGLE | 26211
26449_drw.pdf | 11 | 1 | SUPPORT, FRONT ENGINE | 26450
26449_drw.pdf | 12 | 1 | SUPPORT, REAR ENGINE | 26451
26449_drw.pdf | 13 | 1 | CHANNEL, SIDE | 26457
26452_drw.pdf | 1 | 1 | PLATE | 26453
26452_drw.pdf | 2 | 1 | MOUNT, RADIATOR | 26455
26452_drw.pdf | 3 | 1 | PLATE, RADIATOR MOUNTING | 26458
26456_drw.pdf | 1 | 2 | MOUNT, RADIATOR, CFP15E | 26452
26456_drw.pdf | 2 | 2 | CROSS MEMBER | 26454
26471_drw.pdf | 1 | 3 | RAIL,4 X 6 (NOMINAL) X 230.00 LG, - | 26471_01
26471_drw.pdf | 2 | 6 | XMBR,2 X 6 (NOMINAL) X 230.00LG, - | 26471_02
26471_drw.pdf | 3 | 8 | XMBR,2 X 6 (NOMINAL) X 72.00 LG, - | 26471_03
26472_drw.pdf | 1 | 1 | EXHAUST, 90 HALF MARMON, 4" TURBO OUT, 4" MALE NPT | 8780_01
26472_drw.pdf | 2 | 1 | ASSEMBLY, VALVE COVER MODIFICATION, FIREPUMP, CFP9E | 11917
26472_drw.pdf | 3 | 1 | ASSEMBLY, SHAFT GUARD, TELESCOPING, SIZE 3-X, 24" LONG | SHAFT14155
26472_drw.pdf | 4 | 1 | KIT, FUEL LINES, CFP9E, F10/20/30/40/50/60 - EXT ONLY | 15208
26472_drw.pdf | 5 | 1 | KIT, SENSOR & ADAPTER, CFP9E | 15602
26472_drw.pdf | 6 | 1 | ASSEMBLY, SECONDARY ECM, CFP9E | 15613
26472_drw.pdf | 7 | 1 | KIT, WIRE HARNESS, CFP9E | 21222
26472_drw.pdf | 8 | 1 | ASSEMBLY, CONTROL PANEL MOUNTING, CFP POWER UNITS | 21249
26472_drw.pdf | 9 | 1 | ASSEMBLY, DIGITAL CONTROL PANEL, ELECTRONIC CFP ENGINES | 22791
26472_drw.pdf | 10 | 1 | MOUNT, FRONT RIGHT ENGINE, CFP9E | 22880
26472_drw.pdf | 16 | 1 | ASSEMBLY, CONTROL PANEL, CFP9E | 26654
26472_drw.pdf | 17 | 1 | STRAP, GROUNDING, 4 AWG, 12", 1/2" STUD, WC90397-1 | 9757
26475_drw.pdf | 1
26475_drw.pdf | 2
26475_drw.pdf | 3
26475_drw.pdf | 4
26475_drw.pdf | 9
26475_drw.pdf | 10
26475_drw.pdf | 11 | 2 | CLAMP, WORM, .56-1.06 | 14990-10
26475_drw.pdf | 12 | 2 | CLAMP, WORM, .25 - .63 | 14992-04
26475_drw.pdf | 13 | 1 | TUBE,CLEAR TYGON, 3/16"ID,7"L | 21156_007
26475_drw.pdf | 14 | 1 | TUBE,CLEAR TYGON, 3/16"ID,20"L | 21156_020
26475_drw.pdf | 15 | 1 | GAUGE,SWITCH,DIFF PRESS, 0-20 INCH OF | 26473
26475_drw.pdf | 16 | 1 | BRKT,OIL LVL &, CRANKCASE PRESSURE | 26474
26475_drw.pdf | 17 | 1 | BREATHER,VENT, 3/8 NPT | 26476
26475_drw.pdf | 18 | 1 | HOSE,DAYCO 5/8" ID, 12"L
26475_drw.pdf | the receiver document as | in accepts in | confidence. by CUMMINS NPOWER LLC CORPORATE OFFICE | DESIGN UPFIT CENTER
26475_drw.pdf | ittrawdiellse(c1r)etnoitnfuosrematthieondotchuemreenitn,or(2a)nynoctopcyoptyhetrheeofdoocrumtehnet, or the | ittrawdiellse(c1r)etnoitnfuosrematthieondotchuemreenitn,or(2a)nynoctopcyoptyhetrheeofdoocrumtehnet, confidential | or trade WHITE BEAR LAKE, MN WWW.CUMMINSNPOWER.COM | DEPERE, WISCONSIN
26475_drw.pdf | aNlPlowceorpiLeLsC |  | andLUBE OIL,LEVEL & CRANKCASE PRESS
26475_drw.pdf | DIMENSION |  | AQRESK15
26475_drw.pdf | IMUPNEIRTISAL |  | DWG UNITS: DRAWN BY: RMJ | 11SEP2013
26477_drw.pdf | 1 | 1 | HOSE, 1-1/4" x 28" LONG SILICONE | 78125GL
26477_drw.pdf | 2 | 2 | CLAMP, WORM, .81 - 1.75 | 14990-20
26477_drw.pdf | 3
26477_drw.pdf | 4
26477_drw.pdf | 5 | 1 | BRACKET, LH COOLING LOOP, CFP15E | 26478
26477_drw.pdf | 6
26477_drw.pdf | 7 | 4 | U-BOLT, 1.75" | 517134
26483_drw.pdf | 1
26483_drw.pdf | 2 | 1 | FLEX TUBE, FLANGE EXH., STYLE 2, STNL STL | 6735_95
26483_drw.pdf | 3 | 1 | KIT,GASKET,NUT,BOLT, FULL FACE FIBER,5 | 23580_500
26483_drw.pdf | 4 | 1 | RAIN CAP, 8", GT EXHAUST 22-800 | 22-800
26483_drw.pdf | 5
26483_drw.pdf | 6 | 1 | WRAP,EXHAUST, KTA19 | 22444
26483_drw.pdf | 7 | 1 | PIPE,EXHAUST, KTA19,W/LOADBANK | 26484
26483_drw.pdf | 8 | 2 | CLAMP, EXHAUST, 5", RIKER TEC-500 | TEC-500
26488_drw.pdf | ITEM
26488_drw.pdf | 1 | 1 | BRACKET, SUPPORT, LOAD BANK/KTA19SLB | 26489
26488_drw.pdf | 2 | 3 | BRACKET,LOAD BANK, SUPPORT | 26490
26488_drw.pdf | 3 | 3 | BRACKET,LOAD BANK, SUPPORT | 26491
26488_drw.pdf |  | 3
26489_drw.pdf | ITEM
26489_drw.pdf |  |  | 1.94
26489_drw.pdf |  |  | R0.25
26490_drw.pdf | ITEM
26491_drw.pdf | ITEM
26492_drw.pdf | ITEM
26492_drw.pdf | 1 | 1 | LOAD BANK,150KW 480V, 3 PH 60 HZ SIMPLEX | 26482
26492_drw.pdf | 2 | 1 | HOOD, OUTLET, KTA19SLB/LOAD BANK | 26487
26492_drw.pdf | 3 | 1 | BRACKET, SUPPORT, LOAD BANK,KTA19SLB | 26488
26492_drw.pdf | 4 | 2 | BRACKET, LOAD BANK/8.8L | 25958
26492_drw.pdf |  |  | BRACKET, MOUNTING, LOAD BANK TO KTA19SLB ENCL | 26485
26492_drw.pdf |  |  | BANK TOKTA19SLB ENCL | 26486
26492_drw.pdf |  |  |  | 6
26493_drw.pdf | ITEM
26493_drw.pdf | 1 | 1 | CHANNEL, FRAME, LH, 8.3L | 26494
26493_drw.pdf | 2 | 1 | CHANNEL, FRAME, RH, 8.3L | 26495
26493_drw.pdf | 3 | 1 | CHANNEL, FRAME, BACK, 8.3L | 26496
26493_drw.pdf | 4 | 1 | CHANNEL, FRAME, FRONT, 8.3L | 26497
26493_drw.pdf |  |  | CHANNEL, FRAME, CROSSMEMBER, 8.3L, GENERATOR SUPPORT | 26498
26493_drw.pdf |  |  | GTA8.3, REAR ENGINE
26493_drw.pdf | 11 | 2 | PLATE,
26505_drw.pdf | ITEM
26505_drw.pdf | 1 | 4 | NUT,WELD,HEX, 3/8-16 | 25284_38-16
26505_drw.pdf | 2 | 1 | SUPPORT, TUBE | 26506
26505_drw.pdf | 3 | 1 | PLATE, SUPPORT | 26508
26505_drw.pdf | 4 | 2 | HANGER | 26509
26505_drw.pdf |  |  | STRAP | 26532
26505_drw.pdf |  |  | 4
26518_drw.pdf | ITEM
26518_drw.pdf | 1 | 1 | HEATER,ENGINE COOLANT, 1500W 240V 100-120F HOTSTART | 26519
26518_drw.pdf | 2
26518_drw.pdf | 3 | 4 | CLAMP, WORM, .81 - 1.50 | 14990-16
26518_drw.pdf | 4
26518_drw.pdf |  |  | BRACKET,GTA8.3 COOLANT, HTR HOTSTART CB SERIES | 21996
26518_drw.pdf |  |  |  | 71550
26535_drw.pdf | 1 | 2 | CABLE, BATTERY JUMPER, 4/0 x 6 | 10004
26535_drw.pdf | 2 | 2 | CABLE, BATTERY, POSITIVE, 4/0 X 197" | 26536
26535_drw.pdf | 3 | 2 | CABLE, BATTERY, NEGATIVE, 4/0 X 197" | 26537
26544_drw.pdf | 1 2 | 1 1 | BRACKET,MOUNTIN;GBATT DISCONNECT SWITCH PLATE,FACE,ON-OF;F- | EA50053
26544_drw.pdf | 3 | 1 | SWITCH,BATTER;Y - | EA50061
26549_drw.pdf |  |  | 0.13
26551_drw.pdf | ITEM
26553_drw.pdf | ITEM
26553_drw.pdf | 2 |  | CLAMP, T-BOLT, 4.28-4.59 | 13164-0450
26553_drw.pdf | 3 |  | CLAMP, T-BOLT, 5.28-5.59 | 13164-0550
26553_drw.pdf | 5 |  | WASHER,FLAT, M10 | 20020-M10
26553_drw.pdf | 6 |  | NUT,HEX, M10-1.50 | 20120-M10
26553_drw.pdf | 8 |  | HUMP HOSE REDUCER, 5.0" x 4.0" | 3316618-S
26553_drw.pdf |  |  |  | AH19220
26553_drw.pdf | 10 |  | RESTRICTION INDICATOR, 1/8" NPT | D-RAX00-2352
26555_drw.pdf | ITEM
26556_drw.pdf | ITEM
26556_drw.pdf | 1
26556_drw.pdf | 2
26556_drw.pdf | 3 | 1 | PIPE,EXHAUST,10", 10"L | 26555
26557_drw.pdf | ITEM
26557_drw.pdf | 1 | 1 | BATTERY ISOLATOR, FIRE PUMP | 8838
26557_drw.pdf | 2 | 1 | FACTORY SETTINGS TAG, FIREPUMP | 9526-02
26557_drw.pdf | 3 | 1 | FIELD SETTINGS TAG, FIREPUMP | 9526-03
26557_drw.pdf | 4 | 1 | DATA TAG, FIREPUMP | 9534
26557_drw.pdf |  |  | BRACE, KNEE | 15489
26557_drw.pdf |  |  |  | 21844
26557_drw.pdf |  |  |  | A042A085
26558_drw.pdf | ITEM
26559_drw.pdf | ITEM
26567_drw.pdf | 1 | 1 | BATTERY ISOLATOR, FIRE PUMP | 8838
26567_drw.pdf | 2 | 1 | FACTORY SETTINGS TAG, FIREPUMP | 9526-02
26567_drw.pdf | 3 | 1 | FIELD SETTINGS TAG, FIREPUMP | 9526-03
26572_drw.pdf | 1 | 1 | ASSEMBLY, SUPPORT, CFP15E FIRE PUMP | 10835
26572_drw.pdf | 2 | 1 | ASSEMBLY, COOLANT HEATER, 3KW ADJ VOLTAGE, CFP15E | 10849
26572_drw.pdf | 3 | 1 | ASSEMBLY, AIR CLEANER, CFP15E | 10856-02
26572_drw.pdf | 4 | 1 | MISC PIPING, CFP15 | 10913
26572_drw.pdf | 5 | 1 | ENGINE, QSX15-G9-755, SPEC CFP15 F50-F70 | 11712
26572_drw.pdf | 6 | 1 | ASSEMBLY, AIR STARTER, INGERSOLL-RAND 150TMPF AND | COMPONE1N4T0S89
26572_drw.pdf | 7
26572_drw.pdf | 8 | 1 | ASSEMBLY, FUEL PLUMBING, CFP15E | 15210
26572_drw.pdf | 9 | 1 | KIT, SENSOR & ADAPTER, CFP15E | 15604
26572_drw.pdf | 10 | 1 | ASSEMBLY, SECONDARY ECM, CFP15E | 15617
26572_drw.pdf | 11 | 1 | ASSEMBLY, GUARDING, CFP15E - OBSOLETE USE 16707 | 16708
26572_drw.pdf | 12 | 1 | DUPLEX FUEL FILTER, FF4093 | 17437
26572_drw.pdf | 13 | 1 | ASSEMBLY, FUEL VALVE AND BYPASS | 18501
26572_drw.pdf | 14 | 1 | ASSEMBLY, CFP15E, DUPLEX LUBE OIL FILTER | 21158
26572_drw.pdf | 15 | 1 | ASSEMBLY, CONTROL PANEL MOUNTING, CFP POWER UNITS | 21249
26572_drw.pdf | 16
26577_drw.pdf | ITEM
26577_drw.pdf | 1 | 16 | WELDNUT, 1/4"-20 NC, _ | 14520
26577_drw.pdf | 2 | 1 | SHEET,FLOOR, GGHJ | 26575
26578_drw.pdf | ITEM
26579_drw.pdf | 1 | 1 | EXHAUST, 90 HALF MARMON, 4" TURBO OUT, 5" 125LB ANSI | FLANGE8780_04
26579_drw.pdf | 2 | 1 | KIT, FUEL LINES, CFP9E, F10/20/30/40/50/60 - EXT ONLY | 15208
26579_drw.pdf | 3 | 1 | ASSEMBLY, SECONDARY ECM, CFP9E | 15613
26579_drw.pdf | 4 | 1 | ASSEMBLY, CONTROL PANEL MOUNTING, CFP POWER UNITS | 21249
26579_drw.pdf | 5 | 1 | ENGINE,QSL9,430 HP,TIER 3,RADIATOR COOLED | 22280
26579_drw.pdf | 6 | 1 | ASSEMBLY, DIGITAL CONTROL PANEL, ELECTRONIC CFP ENGINES | 22791
26579_drw.pdf | 7 | 1 | SUPPORT, LEFT, REAR ENGINE, CFP9E | 22876
26579_drw.pdf | 8 | 1 | MOUNT, FRONT RIGHT ENGINE, CFP9E | 22880
26579_drw.pdf | 9 | 1 | MOUNT, FRONT LEFT ENGINE, CFP9E | 22881
26579_drw.pdf | 10 | 1 | SUPPORT, RIGHT, REAR ENGINE, CFP9E | 22898
26579_drw.pdf | 16 | 1 | ASSEMBLY, STUB SHAFT, SAE 2 | A041Z932
26579_drw.pdf | 17 | 1 | STRAP, GROUNDING, 4 AWG, 12", 1/2" STUD, WC90397-1 | 9757
26583_drw.pdf | ITEM
26584_drw.pdf | ITEM
26585_drw.pdf | ITEM
26585_drw.pdf | 1 | 12 | WELDNUT, 1/4"-20 NC, _ | 14520
26585_drw.pdf | 2 | 1 | SHEET,FRNT,CONDUIT BOX, HCI5,14535 BOX | 26584
26585_drw.pdf |  |  | 12X
26592_drw.pdf | ITEM
26592_drw.pdf | 1 | 1 | RADIATOR, MULTI-FIT, W CAC, MARINE TRAVELIFT ISL40/50/70 | 11429
26592_drw.pdf | 2 | 1 | FRAME,QSB6.7, 33.34" x 58.00", MARINE TRAVEL LIFT | ISL50/7011463
26592_drw.pdf | 3 | 2 | SUPPORT,REAR,ENGINE,QSB6.7, MARINE TRAVELIFT ISL40/50/70 | 11464
26592_drw.pdf | 4 | 1 | TUBE,CAC,3"DIA,TURBO, MARINE TRAVELIFT ISL40/50/70 | 11510
26592_drw.pdf | 5 | 1 | DRIVE,2 PAD,1:1 RATIO PUMP, D-13T/D-13T (D13349) | 14573
26592_drw.pdf | 6 | 1 | TUBE,CAC,3"DIA,INTAKE, MARINE TRAVELIFT ISL40/50/70 | 26945
26592_drw.pdf | 7 | 1 | TUBE,RADIATOR,1-3/4"DIA, MARINE TRAVELIFT ISL40/50/70 | 26946
26592_drw.pdf | 8 | 1 | ENGINE,PACKAGE,QSB6.7, MARINE TRAVELIFT ISL50 215HP | 1304865
26592_drw.pdf | 9 | 4 | OIL, UNIT OF MEASURE-BY GALLON, MOBIL DELVAC ELITE 222 | 0W3026948
26592_drw.pdf | 10 | 1 | BRKT,FUEL,PRE-FILTER,FS9841, MARINE TRAVELIFT ISL40/50/70 | 11471
26592_drw.pdf | 11 | 1 | BRKT, MTG, OIL COOLER, MARINE TRAVELIFT, ISL40/50/70/SB70 | 11506
26592_drw.pdf | 12 | 2 | BRACE,RADIATOR,SUPPORT, MARINE TRAVELIFT ISL40/50/70 | 11516
26592_drw.pdf | 13 | 1 | ELBOW, 90 DEG 3" ID, TRIM TO LENGTH PN 11534 | 90-300-MK2
26592_drw.pdf | 14 | 1 | BRACKET, TUBE CLAMP MOUNTING | 11752
26592_drw.pdf | 15
26592_drw.pdf | 16 | 1 | HEAT-EXCHANGER,OIL-COOLER, GENERAL THERMODYNAMICS | 12973
26593_drw.pdf | ITEM
26593_drw.pdf | 1 | 1 | CRM,W/WELD NUTS, 150KW MOH | 25286
26593_drw.pdf | 2 | 1 | CHAN,FORMED,CRM, OPTIONS,150KW MOH | 26545
26593_drw.pdf |  |  | 1
26593_drw.pdf |  |  | 1
26593_drw.pdf |  |  | (4.25) 2
26593_drw.pdf |  |  | 1
26595_drw.pdf | ACOUSTICAL | ACOUSTICAL | FOAM WITH BLACK URETHANE FACING
26595_drw.pdf |  |  | FINISH FACING
26595_drw.pdf | URETHANE | URETHANE
26597_drw.pdf | ITEM | QTY
26597_drw.pdf | 1 | 2 | CONNECTOR, 3/8" STRAIGHT, SEALTITE
26597_drw.pdf | 3 | 1 | HARNESS, AC ENCLOSURE TO GENERATOR, AUTO CAD CONTROLLED | 18941
26597_drw.pdf | 4 | 2 | FRAME, ENCLOSURE MOUNTING | 19375
26597_drw.pdf | 5 | 1 | HARNESS, DC INTERFACE TO RADIATOR CONTROLS, AUTO CAD
26597_drw.pdf | 6 | 1 | GASKET, 1 1/4", SEALTITE
26597_drw.pdf | 8 | 1 | HARNESS, DC ENCLOSURE TO GENERATOR | 19584
26597_drw.pdf | 9 | 1 | SWITCH, BLOWER DISCONNECT, DS1 | 19615
26597_drw.pdf | 10 | 1 | SWITCH, BLOWER DISCONNECT, DS2 | 19616
26597_drw.pdf | 11 | 1 | SWITCH, BLOWER
26597_drw.pdf | 13 | 1 | SEALTITE, 3/8" BULK, 17" | 19706-013
26597_drw.pdf | 14 | 1 | SEALTITE, 3/8" BULK, 12" | 19706-014
26597_drw.pdf | 15 | 1 | SEALTITE, 3/8" BULK, 15" | 19706-015
26597_drw.pdf | 18 | 1 | SEALTITE, 3/8" BULK, 119" | 19706-018
26597_drw.pdf | 19 | 1 | SEALTITE, 3/8" BULK, 4" | 19706-019
26597_drw.pdf | 20 | 14 | ASSEMBLY, 1/2" RING AND RETAINER, SEALTITE | 19708
26597_drw.pdf | 23 | 1 | ENCLOSURE, AC CONTROLS, AUTO CAD CONTROLLED | 26761
26597_drw.pdf | 24 | 1 | ENCLOSURE, DC CONTROLS, AUTO CAD CONTROLLED | 26825
26597_drw.pdf | 25 | 1 | SEALTITE, 1 1/2" BULK, NON-METALIC, 156" LG | 26849_001
26598_drw.pdf | ITEM
26598_drw.pdf | 1 | 2 | TAB | 19379
26598_drw.pdf | 2 | 2 | PLATE, MOUNTING | 19380
26598_drw.pdf | 3 | 2 | SIDE | 19461
26598_drw.pdf | 4 | 1 | BRACE | 19467
26598_drw.pdf |  |  | LOWER | 19468
26598_drw.pdf |  |  |  | 26599
26601_drw.pdf | ITEM
26606_drw.pdf | 1 | 2 | GASKET, 12" ANSI FLAN;GE- | 48-CF-1200
26606_drw.pdf | 2 | 2 | FLEX, EXHAUS;T6" ID X 6"ID 18" LONG | 7833-08
26606_drw.pdf | 3 | 2 | PLUG,PIPE; EXT HEX -4 NPT,STEEL | 12210-4
26606_drw.pdf | 4 | 1 | RAINCAP, HEAVY DUTY, STAINLESS STEEL | 17522-1200
26606_drw.pdf | 5 | 1 | MOUNT,MUFFLE;R QST30 | 19162
26606_drw.pdf | 10 | 1 | SILENCER; QST30 | 19865
26606_drw.pdf | 11 | 1 | BLANKET,EXHAUST PIPI;NG(AUTOCAD CONTROLLED) | 21160
26606_drw.pdf | 12 | 1 | PIPE,EXHAUS;T LORAM QST30T2 | 26607
26606_drw.pdf | 13 | 1 | PIPE,EXHAUS;T LORAM QST30T2 | 26608
26606_drw.pdf | 14 | 1 | BLANKET,EXHAUST PIPI;NG(AUTOCAD CONTROLLED) | 26610
26606_drw.pdf | 15 | 1 | BLANKET,EXHAUST PIPI;NG(AUTOCAD CONTROLLED) | 26620
26606_drw.pdf | 16 | 2 | GASKET,EXHAUS;T6" FLOATING FLANGE | A063Z365
26606_drw.pdf | 17 | 4 | CLAMP, EXHAUST, 6;"EASYSEAL, 304SS | TEC600
26609_drw.pdf |  |  |  | 801-04_006
26609_drw.pdf | 1 2 | 1 1 | HOSE,PARKE;R 1/2"ID X 40"L 1/2"ID X 36.00"L | 801-04_007
26609_drw.pdf | 3 | 1 | TUBE, JACKET WATER UPP;ERGTA855 | 13789
26609_drw.pdf | 4 | 1 | TUBE, JACKET WATER LOW;ERGTA855 | 13911
26615_drw.pdf | ITEM
26615_drw.pdf | 1 | 1 | FRAME,QSB6.7, 33.34" x 58.00", MARINE TRAVEL LIFT | ISL50/7101463
26615_drw.pdf | 2 | 2 | SUPPORT,REAR,ENGINE,QSB6.7, MARINE TRAVELIFT ISL40/50/70 | 11464
26615_drw.pdf | 3 | 1 | HOSE, 3/4" ID, 29.5" LENGTH, - | 80232GL
26615_drw.pdf | 4 | 1 | ENGINE, 1306211, QSB6.7 T3, MARINE TRAVELIFT | A042A012
26615_drw.pdf | 5
26615_drw.pdf | 6 | 1 | OSP,MODIFY MUFFLER OUTLET, 86561,NELSON,MTI,4.5 & | A042C862
26615_drw.pdf | 7 | 1 | HOSE,3/8" I.D.,24.50" LENGTH, - | R-801-6
26615_drw.pdf |  |  | COOLANT, FC EG PM, 1 GALLON | CC2743
26615_drw.pdf |  |  | SWITCH, - | 7710
26615_drw.pdf |  |  | MARINE TRAVELIFT | 11429
26615_drw.pdf |  |  | TRAVELIFT
26615_drw.pdf |  |  |  | 11489
26618_drw.pdf | ITEM
26618_drw.pdf | 1 | 1 | ASSY,OIL LEVEL MAINTAINER, QSM11 | A042A821
26618_drw.pdf | 2 | 1 | ASSY,AIR SHUT-OFF, QSM11 | A042A832
26618_drw.pdf | 3 | 1 | GENSET,DIESEL,60HZ, 300KW,STANDBY-RENTAL | C300D6R
26618_drw.pdf | 4
26618_drw.pdf |  |  |  | 26800
26618_drw.pdf |  |  |  | A030K633
26621_drw.pdf | ITEM
26621_drw.pdf | 1 | 6 | NUT,HEX,WELD M8x1.25, - | 15983
26621_drw.pdf | 2 | 1 | PLATE,MOUNT, - | 26622
26621_drw.pdf | 3 | 1 | GUSSET,MOUNT, - | 26623
26621_drw.pdf | 4 | 2 | SPACER,MOUNT, - | A042A178
26621_drw.pdf |  |  | SPACER,MOUNT, - | A042A179
26625_drw.pdf | ITEM
26625_drw.pdf | 1 | 1 | PLATE,MOUNT, - | 26626
26625_drw.pdf | 2 | 1 | PLATE,MOUNT, - | 26627
26625_drw.pdf | 3 | 1 | GUSSET,MOUNT, - | 26628
26629_drw.pdf | ITEM
26629_drw.pdf | 1 | 1 | ENGINE,QSB6.7 TIER;4FE.D.ETNYRE COMPANY | 26630
26629_drw.pdf | 2 | 1 | CONNECTOR,QUICK DISC;ON-6 SAE J2044 | 26665
26629_drw.pdf | 3 | 1 | WOR;M 5/16" BAND | 14992-06
26629_drw.pdf | 4 | 1 | WASHER,SEALIN;G 5/16" BAND | 3963988
26629_drw.pdf |  |  | PLAIN HOSE | 5262633
26629_drw.pdf |  |  |  | PART NUMBER
26629_drw.pdf | 9 | 1
26629_drw.pdf | 10 | 1 | BAND,5 INC;HSTANDARD
26629_drw.pdf | 11 | 2 | GASKET; SPHERICAL MARMON,5"
26629_drw.pdf | 12 | 2 | CLAMP,T-BOL;T SPHERICAL MARMON,5" | A029E742
26629_drw.pdf | 13 | 1 | DEVICE, AFTERTREATME;NTSCR, EI, SO (90) | A052S075
26630_drw.pdf | ITEM | QTY
26630_drw.pdf | 2
26630_drw.pdf | 3
26630_drw.pdf | 4
26630_drw.pdf | 6
26630_drw.pdf | 7
26630_drw.pdf | 8
26630_drw.pdf | 10
26630_drw.pdf | 11
26630_drw.pdf | 12
26630_drw.pdf | 14
26630_drw.pdf | 15
26630_drw.pdf | 18
26630_drw.pdf | 19
26630_drw.pdf | 22
26630_drw.pdf | 23
26635_drw.pdf | ITEM
26635_drw.pdf | 1 | 2 | SPACER, GTA855 ISOLATOR | 13660
26635_drw.pdf | 2 | 1 | CHANNEL, GTA19 GENSET FRAME | 13907
26635_drw.pdf | 3 | 1 | CROSS MEMBER, FRONT ENGINE | 13909
26635_drw.pdf | 4 | 1 | CHANNEL, FRAME, REAR MEMBER, GTA/KTA 19 | 13910
26635_drw.pdf |  |  | GUSSET, GTA855 GENSET FRAME CROSS CHANNEL | 14143
26635_drw.pdf |  |  | GTA19/KTA19SLB | 16276
26635_drw.pdf |  |  |  | 16277
26635_drw.pdf | 11 | 1
26635_drw.pdf | 12 | 2 | CHANNEL,FRAME, KTA19SLB W/
26651_drw.pdf |  | 1 | FLANGE 5"
26651_drw.pdf |  | 1 | PIPE, 5" OD
26652_drw.pdf | ITEM
26652_drw.pdf | 1 | 1 | FLEX TUBE, FLANGE EXH., STYLE 2, STNL STL | 6735_87
26652_drw.pdf | 2 | 2 | KIT,GASKET,NUT,BOLT, FULL FACE FIBER,8 | 23580_800
26652_drw.pdf | 3 | 2 | ADAPTER, EXHAUST FLANGE, 12" LENGTH, 8" ANSI x 4" | TUB2E1250
26652_drw.pdf | 4 | 2 | BOSS, M12 X 1.25-6g, TEMP SENSOR | 4998277_CCR
26652_drw.pdf |  |  | CATALYST,EXH,AFT TRT, COMES W/ GTA855 ENGINE | 204509A_CCR
26652_drw.pdf |  |  | - | 43380F
26652_drw.pdf |  |  |  | TEC-400
26652_drw.pdf |  |  | 4
26652_drw.pdf |  |  | 5
26653_drw.pdf |  | MCMASTER-CARR | OR EQUAL
26653_drw.pdf |  |  | STEEL
26653_drw.pdf |  | STAINLESS
26654_drw.pdf | 1 | 2 | LEG, ENGINE SUPPORT, REAR, FIREPUMP, 6B/4B | 15428
26654_drw.pdf | 2 | 2 | GROMMET, 0.25 GRIP, 2.125 DIA HOLE OT 1.50 DIA X 0.94 | SLO1T5653
26654_drw.pdf | 3 | 2 | CONTACTOR, MANUAL OVERIDE, CFP | 8824
26654_drw.pdf | 4 | 1 | BATTERY ISOLATOR, FIRE PUMP | 8838
26654_drw.pdf | 5 | 1 | FACTORY SETTINGS TAG, FIREPUMP | 9526-02
26654_drw.pdf | 6 | 1 | FIELD SETTINGS TAG, FIREPUMP | 9526-03
26654_drw.pdf | 7 | 1 | DATA TAG, FIREPUMP | 9534
26654_drw.pdf | 8 | 2 | CLAMP, T-BOLT, 4.28-4.59 | 13164-0450
26654_drw.pdf | 9 | 1 | TUBE, AIR INTAKE | 15529
26654_drw.pdf | 10 | 1 | PLATE, CONTACTOR MOUNTING, CFP9E | 26655
26654_drw.pdf | 11 | 1 | HUMP HOSE, 4.0"DIA, - | 3316608S_CCR
26654_drw.pdf | 12 | 1 | RESTRICTION INDICATOR, 1/8" NPT | D-RAX00-2352
26654_drw.pdf | 13 | 1 | U-BOLT CLAMP, 4.0" | U-400
26669_drw.pdf |  |  | 0.25
26671_drw.pdf | ITEM
26671_drw.pdf | 1 | 1 | GAUGE,NG LOW PRESS, W/THROTTLE PLUG XTU | 17929
26671_drw.pdf | 2 | 1 | NIPPLE,PIPE,ASM BLK, WITH 2 .25" COUPLINGS | 22588
26671_drw.pdf | 3 | 4 | UNION,NPTF,BLACK, 2 INCH W/NUT | B150UK
26671_drw.pdf | 4 | 1 | STRAINER 2 IN NPT, ONAN | 149-0751
26671_drw.pdf | 11
26671_drw.pdf | 12
26671_drw.pdf | 13
26671_drw.pdf | 14
26671_drw.pdf | 15
26672_drw.pdf | 1 | 1 | ENGINE, QSX15-C665, SPEC CFP15E F10-F40 | 8742
26672_drw.pdf | 2 | 1 | EXHAUST,L 90 HALF MARMON, 6" 125# ANSI FLANGE | 9514-06
26672_drw.pdf | 3 | 1 | ASSEMBLY, SUPPORT, CFP15E FIRE PUMP | 10835
26672_drw.pdf | 4 | 1 | ASSEMBLY, COOLANT HEATER, 3KW ADJ VOLTAGE, CFP15E | 10849
26672_drw.pdf | 5 | 1 | MISC PIPING, CFP15 | 10913
26672_drw.pdf | 6 | 2 | DECAL, COOLING LOOP VALVES, VERTICAL MTG | 10965_01
26672_drw.pdf | 7
26672_drw.pdf | 8 | 1 | ASSEMBLY, FUEL PLUMBING, CFP15E | 15210
26672_drw.pdf | 9 | 1 | KIT, SENSOR & ADAPTER, CFP15E | 15604
26672_drw.pdf | 10 | 1 | ASSEMBLY, SECONDARY ECM, CFP15E | 15617
26672_drw.pdf | 11 | 1 | ASSEMBLY, GUARDING, CFP15E | 16707
26672_drw.pdf | 12 | 1 | KIT, DECAL, TAG, PAPER, SPANISH | 17020_01
26672_drw.pdf | 13 | 1 | KIT, DECAL, PLASTIC, W/ADHESIVE BACKING, SPANISH | 17021_01
26672_drw.pdf | 14 | 1 | ASSEMBLY, SHAFT GUARD, NON-SPARKING, SAE #1-X, LONG | 17436
26672_drw.pdf | 15 | 1 | ASSEMBLY, FUEL VALVE AND BYPASS | 18501
26672_drw.pdf | 16 | 1 | KIT, WIRE HARNESS, CFP5E | 21228
26674_drw.pdf | ITEM
26674_drw.pdf | 1 | 1 | CRM,W/WELD NUTS, 250KW MOH | 25577
26674_drw.pdf | 2 | 1 | CHAN,FORMED,CRM, OPTIONS,250KW MOH | 26673
26675_drw.pdf | ITEM
26675_drw.pdf | 1 | 1 | EXTENSION, FLANGED EXHAUST, KTA19 WITH FLANGED TURBO | OUTL1E3T049
26675_drw.pdf | 2 | 1 | FRAME, GENSET, EXTENDED, KTA19SLB W/43480F SILENCER | 26635
26675_drw.pdf | 3
26675_drw.pdf | 4 | 1 | EXTENSION, EXHAUST, 8" ANSI FLANGE, 8" OD TUBE | 26682
26675_drw.pdf | 5 | 1 | RAIN CAP, 8", GT EXHAUST 22-800 | 22-800
26675_drw.pdf | 6 | 1 | GASKET,EXHAUST,CERAMIC, ANSI 5" FLANGE | 48-CF-500
26675_drw.pdf | 7 | 2 | GASKET,EXHAUST,CERAMIC, ANSI 8" FLANGE | 48-CF-800
26675_drw.pdf |  |  | FLEX, EXHAUST, 5" ID X 5 "ID 12" LONG | 7833-22
26675_drw.pdf |  |  | KTA19 | 22224
26675_drw.pdf |  |  |  | 22444
26675_drw.pdf |  |  | TUBE | 26677
26675_drw.pdf |  |  |  | 26678
26679_drw.pdf | ITEM
26679_drw.pdf | 1 | 4 | ANGLE,2x2x.25x20"LG, HRPO STRUCTURAL ANGLE | 26680
26679_drw.pdf | 2 | 2 | ANGLE,3x3x.25x32"LG, HRPO STRUCTURAL ANGLE | 26681
26679_drw.pdf | 3 | 1 | MUFFLER,NELSON 300 SERIES, - | 43480F
26684_drw.pdf | ITEM
26684_drw.pdf | 1 | 4 | NUT,WELD,HEX, 3/8-16 | 25284_38-16
26684_drw.pdf | 2 | 1 | HANGER, LEFT | 26685
26684_drw.pdf | 3 | 1 | SUPPORT, TUBE | 26686
26684_drw.pdf | 4 | 1 | HANGER, RIGHT | 26690
26687_drw.pdf | ITEM
26687_drw.pdf | 1 | 4 | NUT,WELD,HEX, 3/8-16 | 25284_38-16
26687_drw.pdf | 2 | 1 | PLATE, SUPPORT | 26688
26687_drw.pdf | 3 | 1 | STRAP, BACKING | 26689
26687_drw.pdf |  | .13 | 1-3
26695_drw.pdf | ITEM
26696_drw.pdf | ITEM
26698_drw.pdf | ITEM
26700_drw.pdf | ITEM
26700_drw.pdf | 1 | 1 | BRACKET,AIR CLEANER, QSK19G | 26700_01
26700_drw.pdf | 2 | 1 | GUSSET,AIR CLEANER, QSK19G | 26700_02
26700_drw.pdf | 3 | 1 | GUSSET,AIR CLEANER, QSK19G | 26700_03
26700_drw.pdf |  |  | 1
26700_drw.pdf |  |  |  | 0.250
26702_drw.pdf | ITEM
26702_drw.pdf | 1 | 8 | WELDNUT, 1/4"-20 NC, _ | 14520
26702_drw.pdf | 2 | 1 | GUARD, PULLEY, CFP23E | 26703
26702_drw.pdf |  |  | 2
26707_drw.pdf | 1 | 1 | EXHAUST, 90 HALF MARMON, 4" TURBO OUT, 5" 125LB ANSI | FLANGE8780_04
26707_drw.pdf | 2 | 1 | ASSEMBLY, VALVE COVER MODIFICATION, FIREPUMP, CFP9E | 11917
26707_drw.pdf | 3 | 1 | KIT, FUEL LINES, CFP9E, F10/20/30/40/50/60 - EXT ONLY | 15208
26707_drw.pdf | 4 | 1 | KIT, SENSOR & ADAPTER, CFP9E | 15602
26707_drw.pdf | 5 | 1 | ASSEMBLY, SECONDARY ECM, CFP9E | 15613
26707_drw.pdf | 6 | 1 | KIT, WIRE HARNESS, CFP9E | 21222
26707_drw.pdf | 7 | 1 | ASSEMBLY, CONTROL PANEL MOUNTING, CFP POWER UNITS | 21249
26707_drw.pdf | 8 | 1 | ENGINE,QSL9,430 HP,TIER 3,RADIATOR COOLED | 22280
26707_drw.pdf | 9 | 1 | ASSEMBLY, DIGITAL CONTROL PANEL, ELECTRONIC CFP ENGINES | 22791
26707_drw.pdf | 10 | 1 | MOUNT, FRONT RIGHT ENGINE, CFP9E | 22880
26707_drw.pdf | 16 | 1 | RADIATOR, CFP9E, HERESITE COATING | 26708
26707_drw.pdf | 17 | 1 | STRAP, GROUNDING, 4 AWG, 12", 1/2" STUD, WC90397-1 | 9757
26708_drw.pdf | 1 | 1 | TUBE, UPPER CAC, CFP9E | 24779
26708_drw.pdf | 2 | 1 | COOLKIT | A041B865
26708_drw.pdf | 3 | 4 | SCREW,HH, M10-1.50x110, GR10.9 | 20510-110
26708_drw.pdf | 4 | 1 | OSP, HERESITE COATING | 25692
26708_drw.pdf | 5 | 1 | FAN SPACER,1 1/2", - | 3910129
26708_drw.pdf | 6 | 1 | FAN SPACER,2.00 INCH, - | 3910130
26708_drw.pdf | 7 | 1 | GUARD, STONE, CFP9E, RADIATOR COOLED | A042A991
26709_drw.pdf | ITEM
26709_drw.pdf | 1 | 1 | BRACKET, UPPER DPEM, CFP9E | 26710
26709_drw.pdf | 2 | 1 | BRACKET, LOWER DPEM, CFP9E | 26711
26712_drw.pdf |  | 1 | FLANGE 5"
26712_drw.pdf |  | 1 | PIPE, 5" OD
26713_drw.pdf |  | 1 | FLANGE 5"
26713_drw.pdf |  | 1 | PIPE, 5" OD
26714_drw.pdf | ITEM
26714_drw.pdf | 1 | 1 | TOP,OIL TANK MOUNT, GEN END,250KW MOH | 26715
26714_drw.pdf | 2 | 2 | LEG,OIL TANK MOUNT, GEN END,250KW MOH | 26716
26714_drw.pdf | 3 | 2 | LEG,OIL TANK MOUNT, ENG END,250KW MOH | 26717
26714_drw.pdf | 4 | 4 | PLATE,BOTTOM, OIL TANK MOUNT,250KW MOH | 26718
26714_drw.pdf |  |  | SUPPORT,OIL TANK MOUNT, 250KW MOH | 26719
26714_drw.pdf |  |  | END,250KW MOH | 26720
26714_drw.pdf |  |  | 3
26714_drw.pdf | BOTH |  | 2
26714_drw.pdf |  |  | 5
26718_drw.pdf |  |  | 0.69
26734_drw.pdf | 1 | 1 | BRKT,GAS TRAIN, KTA19GC | 24921
26734_drw.pdf | 2 | 1 | NIPPLE W/3/8" PORT, KTA19CG, FUEL TRAIN | 26743
26734_drw.pdf | 3 | 1 | CONTROL, FUEL, - | 4090265
26734_drw.pdf | 4
26734_drw.pdf | 5 | 1 | NIPPLE, 1 1/2" NPT x 6", BLK STEEL | 14082
26734_drw.pdf | 6 | 1 | U-BOLT, 2.50 DIA, PLATED | 16530
26734_drw.pdf | 7 | 2 | ELBOW,90D X -24FMNPT, BLK STL | 24738
26734_drw.pdf | 8 | 1 | NIPPLE, 1-1/2" NPT CLOSE, BLACK IRON | 71513
26734_drw.pdf | 9 | 1 | STREET, 2" 90, - | 71569
26734_drw.pdf |  |  | 24V | 8215B80-24VDC
26735_drw.pdf | ITEM
26735_drw.pdf | 1 | 1 | PLATE,RADIATOR-SPRT, 0.38"THK,855 & 19LITER | 22356
26735_drw.pdf | 2 | 1 | PLATE, RADIATOR BRACE, KTA19GC | 26736
26735_drw.pdf |  |  | 1
26739_drw.pdf | ITEM
26743_drw.pdf | ITEM
26743_drw.pdf | 1 | 1 | NIPPLE, 2"NPT X 5.50"LG, KTA19CG, FUEL TRAIN | 26744
26743_drw.pdf | 2 | 1 | COUPLING,3/8" NPT, - | LTL-C38_OBS
26743_drw.pdf |  |  | 2
26745_drw.pdf | 1 | 1 | HOSE,PARKE;R 3/8" ID X 48.00" LG | 801-06
26745_drw.pdf | 2 | 1 | HOSE,PARKE;R 3/8" ID X 43.00" LG | 801-06
26745_drw.pdf | 3 | 1 | HOSE,PARKE;R 3/8" ID X 44.00" LG | 801-06
26745_drw.pdf | 4 | 1 | HOSE,PARKE;R 3/8" ID X 51.00" LG | 801-06
26745_drw.pdf | 5 | 1 | HOSE,PARKE;R 3/8" ID X 50.00" LG | 801-06
26745_drw.pdf | 6 | 1 | HOSE,PARKE;R 3/8" ID X 120.00" LG | 801-06
26745_drw.pdf | 7 | 1 | HOSE,PARKE;R 3/8" ID X 66.00" LG | 801-06
26745_drw.pdf | 8 | 1 | 3/8" ID X 64.00" LG | 801-06
26745_drw.pdf | 9 | 1 | 3/8" ID X 28.00" LG | 801-06
26745_drw.pdf |  |  | FLAN;GE- | 19167
26749_drw.pdf | ITEM
26751_drw.pdf |  |  |  | 12195-12-12
26751_drw.pdf | 1 2 | 1 2 | ELBOW,PLAIN STREET PI;PE90DEG -12 NPT X -12 FNPT,S BLK, 3/4x1-1;/2 | LTL-CPN34
26751_drw.pdf | 3 | 1 | CONNECTOR,FEMAL;E1" NPTX1.75-18 UNS-2A | A059H859
26751_drw.pdf | 4 | 1 | SEAL,O-RING,CEC;O- | 145540
26751_drw.pdf |  |  |  | LTL-SRB134
26752_drw.pdf | ITEM
26752_drw.pdf | 1 | 1 | PLATE,MOUNT, - | 26753
26752_drw.pdf | 2 | 1 | GUSSET,MOUNT, - | 26754
26762_drw.pdf | 1 | 1 | ASSEMBLY, DIGITAL CONTROL PANEL, MECHANICAL CFP ENGINES | 22793
26762_drw.pdf | 2 | 1 | COVER, DOOR PANEL | 16889
26762_drw.pdf | 3 | 1 | DECAL, MANUAL START/STOP, MECHANICAL (AUTOCAD
26762_drw.pdf |  |  | 3
26763_drw.pdf | 1 | 1 | ASSEMBLY, DIGITAL CONTROL PANEL, 316 SS, MECHANICAL, CFP ENGINES | 22794
26763_drw.pdf | 2 | 1 | COVER, DOOR PANEL | 16889
26763_drw.pdf | 3 | 1 | DECAL, MANUAL START/STOP, MECHANICAL ENGINES | 16960
26763_drw.pdf |  |  | 3
26763_drw.pdf |  |  | This document contains confidential and trade secret information, is the property of Cummins NPower LLC and is given to the receiver CUMMINS FIRE POWER LLC in confidence. The receiver, by receiving and retaining of the document accepts the document in confidence and agrees that, CORPORATE OFFICE | CUSTOM DESIGN
26763_drw.pdf |  |  | extcheeptdoacsumaeuntthoorrizaendy icnopwyritthienrgeobfyoCrumtmhienscoNnPfoiwdeern,tiiatl woirlltr(a1d)e nsoetcrueste 1600 BUERKLE ROAD infootrhmeartsioenitthheerretihne,d(o2c)umneonttcoorpythtehecodnofciudmeenntti,al(3o)rntortaddeisscelcorseetto WHITE BEAR LAKE, MN 875 | UPFIT CENTER LAWRENCE DRIVE WISCONSIN
26763_drw.pdf |  |  | and all material copied therefrom. COPYRIGHT Cummins NPower LLC WWW.CUMMINSFIREPOWER.COM
26763_drw.pdf |  |  | ANGULAR DIMENSIONS # 1 $ FPDP MECHANICAL 316SS
26763_drw.pdf |  |  | MSAUCRHFIANCEEDS IMUPNEIRTISAL MUENTIRTISC DWG UNITS: DRAWN BY: PBS | 30OCT2013
26763_drw.pdf |  |  | MA.CXHINE= TO#LER0A.N0C6ESMACXHINE= TO#LER1A.N5CES
26764_drw.pdf | 1 | 1 | ASSEMBLY, DIGITAL CONTROL PANEL, ELECTRONIC CFP ENGINES | 22791
26764_drw.pdf | 2 | 1 | COVER, DOOR PANEL | 16889
26764_drw.pdf | 3 | 1 | DECAL, MANUAL START/STOP, ELECTRONIC (AUTOCAD
26764_drw.pdf |  |  | 3
26765_drw.pdf | 1 | 1 | ASSEMBLY, DIGITAL CONTROL PANEL, 316 SS, ELECTRONIC CFP ENGINES | 22792
26765_drw.pdf | 2 | 1 | DECAL, MANUAL START/STOP, ELECTRONIC ENGINES | 15749
26765_drw.pdf | 3 | 1 | COVER, DOOR PANEL | 16889
26765_drw.pdf |  |  | 2
26765_drw.pdf |  |  | This document contains confidential and trade secret information, is the property of Cummins NPower LLC and is given to the receiver CUMMINS FIRE POWER LLC in confidence. The receiver, by receiving and retaining of the document accepts the document in confidence and agrees that, CORPORATE OFFICE | CUSTOM DESIGN
26765_drw.pdf |  |  | extcheeptdoacsumaeuntthoorrizaendy icnopwyritthienrgeobfyoCrumtmhienscoNnPfoiwdeern,tiiatl woirlltr(a1d)e nsoetcrueste 1600 BUERKLE ROAD infootrhmeartsioenitthheerretihne,d(o2c)umneonttcoorpythtehecodnofciudmeenntti,al(3o)rntortaddeisscelcorseetto WHITE BEAR LAKE, MN 875 | UPFIT CENTER LAWRENCE DRIVE WISCONSIN
26765_drw.pdf |  |  | and all material copied therefrom. COPYRIGHT Cummins NPower LLC WWW.CUMMINSFIREPOWER.COM
26765_drw.pdf |  |  | ANGULAR DIMENSIONS # 1 $ FPDP ELECTRONIC 316SS
26765_drw.pdf |  |  | MSAUCRHFIANCEEDS IMUPNEIRTISAL MUENTIRTISC DWG UNITS: DRAWN BY: PBS | 30OCT2013
26765_drw.pdf |  |  | MA.CXHINE= TO#LER0A.N0C6ESMACXHINE= TO#LER1A.N5CES
26766_drw.pdf | 1 | 1 | ASSEMBLY, ENGINE, QSB4.5 | 13211
26766_drw.pdf | 2 | 1 | OSP, MODIFIED VALVE COVER, CFP5E | 13852
26766_drw.pdf | 3 | 12 | PREMIUM BLUE 15W40, (QUART) | V705290
26766_drw.pdf | 4
26766_drw.pdf | 5 | 1 | PLUG, COMMON RAIL FUEL CONNECTION, M20-1.5 | 13998
26766_drw.pdf | 6 | 1 | ADAPTER, "Y"-COMMON RAIL FUEL CONNECTION, M18-1.5 X | M18-1.514198
26766_drw.pdf | 7 | 1 | MANUAL, CFP5E-7E, WITH DIGITAL PANEL UPDATES | 24808
26766_drw.pdf | 8 | 2 | CLAMP, LOOM, 1.00 ID | 26963-16
26766_drw.pdf | 9 | 1 | VALVE, PRESSURE RELIEF, | 3947799
26766_drw.pdf | 10 | 2 | FITTING, QUICK DISCONNECT | 133042.000
26766_drw.pdf | 11 | 1 | PLUG, HEX HEAD, M12 X 1.5 | A042C149
26767_drw.pdf | 1 | 1 | ASSEMBLY, ENGINE, 24 VOLT QSB4.5 | 13211-24
26767_drw.pdf | 2 | 1 | OSP, MODIFIED VALVE COVER, CFP5E | 13852
26767_drw.pdf | 3 | 12 | PREMIUM BLUE 15W40, (QUART) | V705290
26767_drw.pdf | 4
26767_drw.pdf | 5 | 1 | PLUG, COMMON RAIL FUEL CONNECTION, M20-1.5 | 13998
26767_drw.pdf | 6 | 1 | ADAPTER, "Y"-COMMON RAIL FUEL CONNECTION, M18-1.5 X | M18-1.514198
26767_drw.pdf | 7 | 1 | MANUAL, O&M, CFP5E-7E | 15496
26767_drw.pdf | 8 | 1 | MANUAL, CFP5E-7E, WITH DIGITAL PANEL UPDATES | 24808
26767_drw.pdf | 9 | 2 | CLAMP, LOOM, 1.00 ID | 26963-16
26767_drw.pdf | 10 | 1 | VALVE, PRESSURE RELIEF, | 3947799
26767_drw.pdf | 11 | 2 | FITTING, QUICK DISCONNECT | 133042.000
26767_drw.pdf | 12 | 1 | PLUG, HEX HEAD, M12 X 1.5 | A042C149
26768_drw.pdf | 1 | 1 | ENGINE, 6BTA5.9G3 | 8724
26768_drw.pdf | 2 | 16 | PREMIUM BLUE 15W40, (QUART) | V705290
26768_drw.pdf | 3 | 1 | CLAMP, LOOM, 0.75 ID | 26964-12
26768_drw.pdf | 4 | 1 | MANUAL, O&M CFP5.9 | A042F446
26768_drw.pdf | 5 | 1 | GOVERNOR CONTROL,COVER,STANADYNE P/N: 21681 | 9691
26768_drw.pdf | 6 | 1 | RETAINING,RING,STANADYNE P/N: 15185 | 9692
26768_drw.pdf | 7 | 1 | GUIDE,WASHER,STANADYNE P/N: 15084 | 9693
26768_drw.pdf | 8 | 1 | GUIDE,MECH.OVER-RIDE,STANADYNE P/N: 15085 | 9694
26768_drw.pdf | 9 | 1 | MECH.OVER-RIDE,ROD,STANADYNE P/N: 15081 | 9695
26768_drw.pdf | 10 | 1 | THROTTLE SHAFT,SEAL,STANADYNE P/N: 17438 | 9696
26768_drw.pdf | 11 | 2 | FIBER,WASHER,STANADYNE P/N: 12500 | A042C497
26768_drw.pdf | 12 | 2 | INSULATING,TUBE,STANADYNE P/N: 23190 | A042C498
26768_drw.pdf | 13 | 1 | COVER,GASKET,STANADYNE P/N: 27244 | A042C499
26768_drw.pdf | 14 | 1 | O-RING,SEAL,STANADYNE P/N: 27607 | A042C500
26769_drw.pdf | 1 | 1 | LINKAGE | 8585-01-06
26769_drw.pdf | 2 | 1 | ENGINE, 6BTA-C165, FIREPUMP | 8725
26769_drw.pdf | 3 | 1 | THROTTLE CABLE, TURN LOCKING | R09D3-5X06
26769_drw.pdf | 4 | 16 | PREMIUM BLUE 15W40, (QUART) | V705290
26769_drw.pdf | 5 | 1 | BRACKET, THROTTLE POSITION, FIREPUMP | 8586
26769_drw.pdf | 6 | 1 | DECAL, FUEL SOLENOID OVERIDE (NOT SHOWN), FIREPUMP | 9526-12
26769_drw.pdf | 7 | 1 | BRACKET, HANDLE, SOLENOID OVERIDE, FIREPUMP | 9835
26769_drw.pdf | 8 | 1 | CLAMP, LOOM, 0.75 ID | 26964-12
26769_drw.pdf | 9 | 1 | MANUAL, O&M CFP5.9 | A042F446
26769_drw.pdf | 10 | 1 | CHAIN, CONNECTING (NOT SHOWN) P/N 1250, FIREPUMP | CHAIN-1250
26770_drw.pdf | 1 | 1 | LINKAGE | 8585-01-06
26770_drw.pdf | 2 | 1 | ASSEMBLY, ENGINE, 6BTA-C174, FIREPUMP | 8726
26770_drw.pdf | 3 | 1 | THROTTLE CABLE, TURN LOCKING | R09D3-5X06
26770_drw.pdf | 4 | 16 | PREMIUM BLUE 15W40, (QUART) | V705290
26770_drw.pdf | 5 | 1 | BRACKET, THROTTLE POSITION, FIREPUMP | 8586
26770_drw.pdf | 6 | 1 | DECAL, FUEL SOLENOID OVERIDE (NOT SHOWN), FIREPUMP | 9526-12
26770_drw.pdf | 7 | 1 | BRACKET, HANDLE, SOLENOID OVERIDE, FIREPUMP | 9835
26770_drw.pdf | 8 | 1 | CLAMP, LOOM, 0.75 ID | 26964-12
26770_drw.pdf | 9 | 1 | MANUAL, O&M CFP5.9 | A042F446
26770_drw.pdf | 10 | 1 | CHAIN, CONNECTING (NOT SHOWN) P/N 1250, FIREPUMP | CHAIN-1250
26771_drw.pdf | 1 | 1 | ASSEMBLY, ENGINE, QSB6.7 | 13208
26771_drw.pdf | 2 | 1 | OSP, MODIFIED VALVE COVER, CFP7E | 13853
26771_drw.pdf | 3 | 19 | PREMIUM BLUE 15W40, (QUART) | V705290
26771_drw.pdf | 4
26771_drw.pdf | 5 | 1 | PLUG, COMMON RAIL FUEL CONNECTION, M20-1.5 | 13998
26771_drw.pdf | 6 | 1 | ADAPTER, "Y"-COMMON RAIL FUEL CONNECTION, M18-1.5 X | M18-1.514198
26771_drw.pdf | 7 | 1 | MANUAL, CFP5E-7E, WITH DIGITAL PANEL UPDATES | 24808
26771_drw.pdf | 8 | 1 | VALVE, PRESSURE RELIEF, | 3947799
26771_drw.pdf | 9 | 1 | FITTING, QUICK DISCONNECT | 133042.000
26771_drw.pdf | 10 | 1 | PLUG, HEX HEAD, M12 X 1.5 | A042C149
26772_drw.pdf | 1 | 1 | ASSEMBLY, ENGINE, 24V, QSB6.7 | 13208-24
26772_drw.pdf | 2 | 1 | OSP, MODIFIED VALVE COVER, CFP7E | 13853
26772_drw.pdf | 3 | 19 | PREMIUM BLUE 15W40, (QUART) | V705290
26772_drw.pdf | 4
26772_drw.pdf | 5 | 1 | PLUG, COMMON RAIL FUEL CONNECTION, M20-1.5 | 13998
26772_drw.pdf | 6 | 1 | ADAPTER, "Y"-COMMON RAIL FUEL CONNECTION, M18-1.5 X | M18-1.514198
26772_drw.pdf | 7 | 1 | MANUAL, CFP5E-7E, WITH DIGITAL PANEL UPDATES | 24808
26772_drw.pdf | 8 | 1 | VALVE, PRESSURE RELIEF, | 3947799
26772_drw.pdf | 9 | 1 | FITTING, QUICK DISCONNECT | 133042.000
26772_drw.pdf | 10 | 1 | PLUG, HEX HEAD, M12 X 1.5 | A042C149
26773_drw.pdf | 1 | 1 | ASSEMBLY, ENGINE, 6CTAC8.3-G2 | 8738
26773_drw.pdf | 2 | 1 | THROTTLE CABLE, TURN LOCKING | R09D3-5X06
26773_drw.pdf | 3 | 20 | PREMIUM BLUE 15W40, (QUART) | V705290
26773_drw.pdf | 4 | 1 | DECAL, FUEL SOLENOID OVERIDE (NOT SHOWN), FIREPUMP | 9526-12
26773_drw.pdf | 5 | 1 | BRACKET, MTG, FUEL SOLENOID OVERIDE, FIRPUMP | 9831
26773_drw.pdf | 6 | 1 | MANUAL, O&M CFP5.9/CFP8.3 | 24809
26773_drw.pdf | 7 | 1 | CLAMP, LOOM, 0.75 ID | 26964-12
26773_drw.pdf | 8 | 1 | CHAIN, CONNECTING (NOT SHOWN) P/N 1250, FIREPUMP | CHAIN-1250
26775_drw.pdf | ITEM
26775_drw.pdf | 1 | 1 | ASSEMBLY, ENGINE, QSL9 | 8739
26775_drw.pdf | 2 | 1 | VALVE COVER MODIFICATION, CFP9E, FIREPUMP | 14454
26775_drw.pdf | 3 | 22 | PREMIUM BLUE 15W40, (QUART) | V705290
26775_drw.pdf | 4 | 1 | BRKT,ENGINE LIFTING, CFP9E | 15853
26775_drw.pdf |  |  | MANUAL, O&M, CFP9E | 24807
26775_drw.pdf |  |  |  | 3947799
26775_drw.pdf |  |  | 6 CHANGE OUT
26776_drw.pdf | ITEM
26776_drw.pdf | 1 | 1 | ASSEMBLY, ENGINE, QSL9,24V | 8739-24
26776_drw.pdf | 2 | 1 | VALVE COVER MODIFICATION, CFP9E, FIREPUMP | 14454
26776_drw.pdf | 3 | 22 | PREMIUM BLUE 15W40, (QUART) | V705290
26776_drw.pdf | 4 | 1 | BRKT,ENGINE LIFTING, CFP9E | 15853
26776_drw.pdf |  |  | MANUAL, O&M, CFP9E | 24807
26776_drw.pdf |  |  |  | 3947799
26776_drw.pdf |  |  | CHANGE OUT FACTORY
26776_drw.pdf |  |  | VALVE WITH 3947799
26779_drw.pdf | ITEM
26779_drw.pdf | 1 | 1 | ENGINE, QSX15-C665, SPEC CFP15E F10-F40 | 8742
26779_drw.pdf | 2 | 44 | PREMIUM BLUE 15W40, (QUART) | V705290
26779_drw.pdf | 3 | 1 | MANUAL, O&M, CFP15E | 24806
26780_drw.pdf | ITEM
26780_drw.pdf | 1 | 1 | ENGINE, QSX15-G9-755, SPEC CFP15 F50-F70 | 11712
26780_drw.pdf | 2 | A/R | PREMIUM BLUE 15W40, (QUART) | V705290
26780_drw.pdf | 3 | 1 | MANUAL, O&M, CFP15E | 24806
26780_drw.pdf | 4 | 1 | GASKET, CONNECTION, - | 3102173
26780_drw.pdf |  |  | CONNECTION,AIR INTAKE, _ | 4026517
26781_drw.pdf | 1 | 1 | BRKT, LIFTING, CFP23E | 13124
26781_drw.pdf | 2 | 1 | ENGINE, QSK23, 1470 RPM, 968 HP, HEAT EXCHANGER COOLED | 15397
26781_drw.pdf | 3 | 108 | PREMIUM BLUE 15W40, (QUART) | V705290
26781_drw.pdf | 4 | 1 | MANUAL, CFP23E | 24805
26781_drw.pdf | 5 | 1 | GASKET, 6" EXHAUST FLANGE | 106322
26781_drw.pdf |  |  | 1
26782_drw.pdf |  |  | RPM, 950 HP, INDUSTRIAL,
26782_drw.pdf |  |  | (QUART)
26782_drw.pdf |  | EXHAUST | FLANGE
26783_drw.pdf | 1 | 1 | ENGINE, QST30, 1500HP, 1800RPM | 13207
26783_drw.pdf | 2 | 80 | PREMIUM BLUE 15W40, (QUART) | V705290
26783_drw.pdf | 3 | 1 | MANUAL, FIREPUMP, CFP30E | 22484
26783_drw.pdf | 4 | 2 | GASKET, 6" EXHAUST FLANGE | 106322
26786_drw.pdf | ITEM
26786_drw.pdf | 1 | 1 | MOUNT, GTA19 REAR ENGINE, LH | 13918
26786_drw.pdf | 2 | 1 | MOUNT, GTA19 REAR ENGINE, RH | 13923
26786_drw.pdf | 3 | 1 | FRONT ENGINE SUPPORT, KTA19SLB | 16433
26786_drw.pdf | 4 | 1 | FRAME, GENSET, KTA19GC, NO FLOOR | 26787
26786_drw.pdf |  |  |  | 875362
26786_drw.pdf |  |  |  | 0184
26786_drw.pdf | 11 | 1 | STRAP,
26786_drw.pdf | 12 | 2 | ISOLATOR,UNIVERSAL, 60045,
26786_drw.pdf | 13 | 2 | ISOLATOR, 51512-4
26786_drw.pdf | 14 | 1 | CLAMP, WORM, .81 - 1.75 | 14990-20
26786_drw.pdf | 15 | 2 | WSHR, SNUBBING, 2-1/2" OD | 15127
26787_drw.pdf | ITEM
26787_drw.pdf | 1 | 2 | SPACER, GTA855 ISOLATOR | 13660
26787_drw.pdf | 2 | 1 | CHANNEL, GTA19 GENSET FRAME | 13907
26787_drw.pdf | 3 | 1 | CROSS MEMBER, FRONT ENGINE | 13909
26787_drw.pdf | 4 | 1 | CHANNEL, FRAME, REAR MEMBER, GTA/KTA 19 | 13910
26787_drw.pdf |  |  | GUSSET, GTA855 GENSET FRAME CROSS CHANNEL | 14143
26787_drw.pdf |  |  |  | 16331
26787_drw.pdf |  |  |  | 17395
26789_drw.pdf | ITEM
26789_drw.pdf | 1 | 1 | NUT-WELD 5/16-18 | 0870-0141
26789_drw.pdf | 2 | 1 | SHEET,AIR DAM, - | 26790
26791_drw.pdf | ITEM
26791_drw.pdf | 1 | 10 | WELDNUT, 1/4"-20 NC, _ | 14520
26791_drw.pdf | 2 | 1 | SHEET,AIR DAM, - | 26792
26793_drw.pdf | ITEM
26793_drw.pdf | 1 | 1 | ENGINE, QSX15, 575HP,TIER 3, RADIATOR COOLED | 18142
26793_drw.pdf |  |  | This document contains confidential and trade secret information, is the property of Cummins NPower LLC and is given to the receiver CUMMINS FIRE POWER LLC in confidence. The receiver, by receiving and retaining of the document accepts the document in confidence and agrees that, | DESIGN
26793_drw.pdf |  |  | extcheeptdoacsumaeuntthoorrizaendy icnopwyritthienrgeobfyoCrumtmhienscoNnPfoiwdeern,tiiatl woirlltr(a1d)e nsoetcrueste 1600 BUERKLE ROAD AND infootrhmeartsioenitthheerretihne,d(o2c)umneonttcoorpythtehecodnofciudmeenntti,al(3o)rntortaddeisscelcorseetto WHITE BEAR LAKE, MN 875 | UPFIT CENTER LAWRENCE DRIVE
26793_drw.pdf |  |  | infdoorcmuamteinotn,tohreruepionn,deamnadnd(,4)reutpuornnctohmepldeotciuomnenotf,tahlelnceoepdietsotrheetraeionf,the and all material copied therefrom. COPYRIGHT Cummins NPower LLC WWW.CUMMINSFIREPOWER.COM
26794_drw.pdf | ITEM
26794_drw.pdf | 1 | 1 | ENGINE,QSX15-G9,755HP,TIER 3, RAD. COOLER, CFP15 F50-F70 | 18197
26794_drw.pdf |  |  | This document contains confidential and trade secret information, is the property of Cummins NPower LLC and is given to the receiver CUMMINS FIRE POWER LLC in confidence. The receiver, by receiving and retaining of the document accepts the document in confidence and agrees that, | DESIGN
26794_drw.pdf |  |  | extcheeptdoacsumaeuntthoorrizaendy icnopwyritthienrgeobfyoCrumtmhienscoNnPfoiwdeern,tiiatl woirlltr(a1d)e nsoetcrueste 1600 BUERKLE ROAD AND infootrhmeartsioenitthheerretihne,d(o2c)umneonttcoorpythtehecodnofciudmeenntti,al(3o)rntortaddeisscelcorseetto WHITE BEAR LAKE, MN 875 | UPFIT CENTER LAWRENCE DRIVE
26794_drw.pdf |  |  | infdoorcmuamteinotn,tohreruepionn,deamnadnd(,4)reutpuornnctohmepldeotciuomnenotf,tahlelnceoepdietsotrheetraeionf,the and all material copied therefrom. COPYRIGHT Cummins NPower LLC WWW.CUMMINSFIREPOWER.COM
26799_drw.pdf | ITEM
26799_drw.pdf | 1 | 1 | HOSE,PARKER, 0.63 ID X 20.50" LG | 801-10
26799_drw.pdf | 2 | 1 | VALVE,BL -8 TEE HDL, BRASS,NPTFxNPTF | 18855-8
26799_drw.pdf | 3 | 1 | BRKT,OIL TANK MOUNT, LORAM RG400 | 24926
26799_drw.pdf | 4 | 1 | HOSE,FLEXIBLE, - | 4068319
26799_drw.pdf |  |  | HOSE,FLEXIBLE, - | 4068321
26799_drw.pdf |  |  | QST30T2 | A042A370
26799_drw.pdf |  |  |  | A042A435
26799_drw.pdf | 11
26799_drw.pdf | 12
26799_drw.pdf | 13
26799_drw.pdf | 14
26799_drw.pdf | 15
26802_drw.pdf | 1 | 2 | BATTERY RAC;K - | 6138
26802_drw.pdf | 2 | 1 | KIT, 24V BATTERY CAB;LECFP15E, CFP23E, CFP30E | 14852
26802_drw.pdf | 3 | 4 | BATTERY, GROUP 8;DCOMMERCIAL | 8D-3 DRY
26802_drw.pdf |  |  | POSITIVE | BATTERY CABLE2
26802_drw.pdf |  |  | TO CRANK | SOLENOID "A"
26802_drw.pdf |  | 2 | 20.25
26802_drw.pdf |  |  | 22.50
26802_drw.pdf |  |  | 2
26804_drw.pdf | 1 | 1 | BATTERY RACK, REALLY OLD, - | 6138
26804_drw.pdf | 2 | 1 | EXHAUST, 90° HALF MARMON, 3" TURBO OUT, 4" 125LB ANSI | FLANG8E550_07
26804_drw.pdf | 3 | 1 | ASSEMBLY, SHAFT GUARD, NON-SPARKING, SAE #3 | 17429
26804_drw.pdf | 4 | 1 | ASSEMBLY, OIL/AIR TEMPERATURE | 21477
26804_drw.pdf | 5
26804_drw.pdf | 6 | 1 | ASSEMBLY, DPEM AND HARNESS, GEN I | 21662
26804_drw.pdf | 7 | 2 | SHIELD, 4.5" RAIN | 22388
26804_drw.pdf | 8 | 1 | ASSEMBLY, COOLANT LEVEL GAUGE, CFP59 | 22513
26804_drw.pdf | 9 | 1 | ASSEMBLY, FUEL INLET PRESSURE, CFP59 | 22518
26804_drw.pdf | 10 | 1 | ASSEMBLY, FUEL FILTER RESTRICTION GAUGE, CFP59 | 22622
26804_drw.pdf | 16 | 1 | FRAME, CFP59 | 26805
26804_drw.pdf | 17 | 2 | BRACKET, SILENCER | Q27241
26805_drw.pdf | 1 | 1 | SIDE, FRAME LH, CFP59 | 26806
26805_drw.pdf | 2 | 1 | SIDE, FRAME RH, CFP59 | 26807
26805_drw.pdf | 3 | 3 | MEMBER, END CROSS, CFP59 | 26809
26805_drw.pdf | 4 | 1 | MOUNT, FRONT ENGINE, CFP59 | 26810
26805_drw.pdf | 5 | 1 | MOUNT, REAR ENGINE, CFP59 | 26811
26805_drw.pdf | 6 | 4 | GUSSET, ENGINE MOUNT, CFP59 | 26812
26805_drw.pdf | 7 | 1 | PLATE, CONTROLLER, CFP59 | 26813
26805_drw.pdf | 8 | 1 | MEMBER, ENCLOSURE REAR CROSS, CFP59 | 26814
26805_drw.pdf | 9 | 2 | MOUNT, PUMP, CFP59 | 26815
26805_drw.pdf | 10 | 4 | HOOK, LIFTING, CFP59 | 26816
26805_drw.pdf | 11 | 2 | GUSSET, PUMP MOUNT, CFP59 | 26817
26805_drw.pdf | 12 | 1 | MEMBER, ENCLOSURE FRONT CROSS, CFP59 | 26818
26805_drw.pdf |  |  | 11
26808_drw.pdf | 1 | 2 | CLAMP,PIPE,25.4mm DIA, - | 19790
26808_drw.pdf | 2 | 2 | CLAMP,PIPE,TWIN,25.4mm DIA, - | 19791
26808_drw.pdf | 3 | 1 | HOSE,FUEL, SUPPLY TO PUMP | 19797
26808_drw.pdf | 4 | 1 | HOSE,FUEL, PUMP TO LINE | 19798
26808_drw.pdf | 5 | 1 | HOSE,FUEL, LINE TO FILTER IN | 19799
26808_drw.pdf | 6 | 1 | HOSE,FUEL, PRESSURE RELIEF | 19801
26808_drw.pdf | 7 | 1 | HOSE,FUEL, ENGINE OUT TO RETURN | 19802
26808_drw.pdf | 8 | 1 | TUBE,FUEL,1.00 OD, SUPPLY TO PUMP | 19803
26808_drw.pdf | 9
26808_drw.pdf | 10
26808_drw.pdf | 11 | 1 | BRKT,FUEL FILTER MOUNT, QST30T2 | A042A024
26808_drw.pdf | 12
26808_drw.pdf | 15
26832_drw.pdf | 1 | 1 | TANK,10 GALLON,VERT ; ROUND ALUM | 26738
26832_drw.pdf | 2 | 1 | STANDPIPE,VENT; OIL LEVEL MAINTAINER | 26888
26832_drw.pdf | 3 | 1 | STICKER, ENGINE OIL ONLY ; OIL MAINTAINER TANK | A042D245
26832_drw.pdf | 4 | 1 | HOSE, 801 , PARKER; PUSH-LOK | 801-16
26832_drw.pdf | 5 | 1 | HOSE,PUSH-LOK; 1/2"ID X | 801-8
26832_drw.pdf | 6 | 1 | NIPPLE,PLAIN HEXAGON ; -8 NPT X -6 NPT,STEEL | 12164-8-6
26832_drw.pdf | 7 | 1 | BUSHING,REDUCING PIPE; -16 NPT X -12 FNPT,STEEL
26832_drw.pdf | 12 | 2 | COUPLING,PLAIN HOSE ; -16 BARB X -12 NPT,BRASS | 12548-16-12
26832_drw.pdf | 13 | 1 | COUPLING,PLAIN HOSE ; -6 BARB X -8 NPT,BRASS | 12548-6-8
26832_drw.pdf | 14 | 2 | COUPLING,PLAIN HOSE ; -8 BARB X -8 NPT,BRASS | 12548-8-8
26832_drw.pdf | 15 | 3 | CLAMP,HOSE; .56-1.06 WORM | 14990-10
26832_drw.pdf | 16 | 2 | CLAMP,HOSE; .81 - 1.50 WORM | 14990-16
26832_drw.pdf | 17 | 1 | OIL MAINTAINER; MURPHY LM301 | 26705
26832_drw.pdf | 18 | 1 | PLATE,MOUNT,; VERTICAL OIL TANK | 26739
26832_drw.pdf | 19 | 1 | PLATE,MOUNT,; VERTICAL OIL TANK | 26748
26832_drw.pdf | 20 | 1 | BRKT,FORMED,MNT; OIL TANK | 26822
26832_drw.pdf | 21 | 1 | BRACKET,SIGHT GAUGE ; GTA38,OIL,KIT | A060P992
26832_drw.pdf | 22 | 1 | VALVE, 1/2" FNPT ; WATTS | FA60204
26834_drw.pdf | 1 | 1 | TANK,10 GALLON,VER;TROUND ALUM | 26738
26834_drw.pdf | 2 | 1 | LEVEL MAINTAINER | 26888
26834_drw.pdf | 4 | 1 | HOSE, 801 , PARKE;RPUSH-LOK | 801-16
26836_drw.pdf | ITEM
26836_drw.pdf | 1 | 1 | VALVE COVER MODIFICATION, CFP9E, FIREPUMP | 14454
26836_drw.pdf | 2 | 1 | ENGINE,QSL9,430 HP,TIER 3,RADIATOR COOLED, 1760-2300 | R2P2M280-02
26836_drw.pdf | 3 | 22 | PREMIUM BLUE 15W40, (QUART) | V705290
26836_drw.pdf | 4 | 1 | BRKT,ENGINE LIFTING, CFP9E | 15853
26836_drw.pdf |  |  | MANUAL, O&M, CFP9E | 24807
26836_drw.pdf |  |  |  | 3947799
26836_drw.pdf |  |  | 6 CHANGE OUT FACTORY | RELIEF
26838_drw.pdf | ITEM
26838_drw.pdf | 1 | 1 | OSP, MODIFIED VALVE COVER, CFP7E | 13853
26838_drw.pdf | 4 | 1 | SWITCH, PROXIMITY, 2M CABLE, 12-24V | 12865
26838_drw.pdf | 5 | 1 | WASHER, PRESSURE SEALING WASHER, - | 13769
26838_drw.pdf | 6 | 1 | PLUG, COMMON RAIL FUEL CONNECTION, M20-1.5 | 13998
26838_drw.pdf | 7 | 1 | ADAPTER, "Y"-COMMON RAIL FUEL CONNECTION, M18-1.5 X M18-1.5 | 14198
26838_drw.pdf | 8 | 1 | MANUAL, CFP5E-7E, WITH DIGITAL PANEL UPDATES | 24808
26838_drw.pdf |  |  |  | A042C149
26838_drw.pdf | 5
26838_drw.pdf | SOCKET | REQUIRED
26838_drw.pdf | INSTALLATION | INSTALLATION
26843_drw.pdf | 1 | 1 | BRACKET, DPEM LOWER MTG, CFP15E | 19850
26843_drw.pdf | 2 | 1 | BRACKET, DPEM TOP MOUNT, CFP15E | 14093
26845_drw.pdf | 1 | 1 | BRACKET, RH DPEM, CFP30E | 22190
26845_drw.pdf | 2 | 1 | BRACKET, LH DPEM, CFP30E | 22191
26846_drw.pdf | ITEM
26846_drw.pdf | 1 | 1 | ENCLOSURE, THIRD BATTERY | 21382
26846_drw.pdf | 2 | 1 | BOARD, 3 BATTERY DIODE | 21316
26846_drw.pdf | 3 | 1 | ISOLATOR, 3 BATTERY, FIRE PUMP | 21317
26846_drw.pdf | 4 | 1 | HARNESS, POWER, 3 BATTERY SYSTEM, CFP9E | 24555