## Sheet1
24778_drw.pdf | ITEM
24780_drw.pdf | ITEM
24781_drw.pdf | 1 | 1 | PANEL, LH SIDE | 25459
24781_drw.pdf | 2 | 1 | PANEL, LH SIDE | A042D268
24781_drw.pdf | 3 | 1 | PANEL, BOTTOM | A042D269
24781_drw.pdf | 4 | 1 | PANEL, UPPER FRONT | A042D270
24781_drw.pdf | 5 | 1 | GUARD, TOP | A042D272
24781_drw.pdf | 6 | 1 | GUARD, ALTERNATOR, CFP9E | A042H522
24781_drw.pdf | 7 | 1 | HEAT SHIELD, CFP59 | 15383
24781_drw.pdf | 8 | 1 | BRACKET, HEAT SHIELD | 15431
24781_drw.pdf | 9 | 1 | GUARD, FRONT ALTERNATOR | 21861
24781_drw.pdf | 10 | 1 | PANEL, FRONT | A042D273
24781_drw.pdf | 11 | 1 | DECAL, VALVE POSITION, CFP9E-F65/75/85 | A042G942
24782_drw.pdf | 1 2 | 1 1 | COOLER, JACKET WAT;ERCFP15E EXCHANGER, CA;CCFP15E | 10848
24782_drw.pdf | 3 | 1 | TANK, SURG;E CFP15E, FIREPUMP | 10865
24782_drw.pdf | 4 | 1 | CONNECTOR,FEMAL;E-6 ORB X -4 FNPT,STEEL | 12171-6-4
24783_drw.pdf | ITEM
24783_drw.pdf | 1 | 1 | HOSE,PARKER, 0.63 ID X 24.00" LG | 801-10
24783_drw.pdf | 2 | 1 | VALVE,BL -8 TEE HDL, BRASS,NPTFxNPTF | 18855-8
24783_drw.pdf | 3 | 1 | KIT,CENTINEL, LORAM RG400 (AUTOCAD CONTROLLED) | 24922
24783_drw.pdf | 4 | 1 | BRKT,OIL TANK MOUNT, LORAM RG400 | 24926
24783_drw.pdf |  |  | HOSE,OIL,FILTER HEAD TO VALVE, LORAM RG400 | 24944
24783_drw.pdf |  |  | LORAM RG400 | 24945
24783_drw.pdf |  |  |  | 24946
24783_drw.pdf | 11
24783_drw.pdf | 12
24783_drw.pdf | 13
24783_drw.pdf | 14
24783_drw.pdf | 15 | 2 | CLAMP, WORM, .56-1.06 | 14990-10
24785_drw.pdf |  | 0.1875-0.25
24785_drw.pdf |  |  | NOTES:
24785_drw.pdf |  |  | SUPPLER P/N: 75000692
24785_drw.pdf |  |  | MATERIAL: EPDM DUROMETER A70
24787_drw.pdf | ITEM
24787_drw.pdf | 1 | 7 | WELDNUT,M6, McMASTER-CARR: 93337A100 | 21578-01
24787_drw.pdf | 2 | 1 | SUPPORT, LH HEAT EXCAHNGER, CFP9E | 21840
24788_drw.pdf | 1 | 6 | WELDNUT,M6, McMASTER-CARR: 93337A100 | 21578-01
24788_drw.pdf | 2 | 1 | SUPPORT, RH HEAT EXCAHNGER, CFP9E | 21842
24788_drw.pdf | 3 | 1 | TAB | A042D261
24791_drw.pdf | ITEM
24791_drw.pdf | 1 | 1 | PLATE,TUBE SUPPORT, - | 24792
24791_drw.pdf | 2 | 1 | GUSSET,TUBE SUPPORT, - | 24793
24794_drw.pdf | ITEM
24794_drw.pdf | 1 | 1 | PLATE,MOUNT, - | 24795
24794_drw.pdf | 2 | 1 | GUSSET,MOUNT, - | 24796
24801_drw.pdf | 1 | 3 | RAIL,4 X 6 (NOMINAL) X 190.00 LG, - | 24801-01
24801_drw.pdf | 2 | 6 | XMBR,2 X 6 (NOMINAL) X 190.00 LG, - | 24801-02
24801_drw.pdf | 3 | 7 | XMBR,2 X 6 (NOMINAL) X 72.00 LG, - | 24801-03
24802_drw.pdf | ITEM
24802_drw.pdf | 1 | 1 | BRACKET, CONTACTOR, CFP9E | 21835
24802_drw.pdf | 2 | 1 | GUSSET, CONTACTOR BRACKET, CFP9E | 24803
24802_drw.pdf | 3 | 1 | GUSSET, CONTACTOR BRACKET, CFP9E | 24804
24816_drw.pdf | 1 | 1 | ENGINE, QSX15-C665, SPEC CFP15E F10-F40 | 8742
24816_drw.pdf | 2 |  | SUPPORT, CFP15E FIRE PUMP | 10835
24816_drw.pdf | 4 |  | ASSEMBLY, COOLANT HEATER, 3KW ADJ VOLTAGE, CFP15E | 10849
24816_drw.pdf | 5 | 1 | ASSY, TELESCOPING SHAFT GUARD, SAE #1, CFP15E | 12848
24816_drw.pdf | 6 | 1 | DRIVESHAFT, 1810, EXT TUBE, NON-LISTED | 14877-63
24816_drw.pdf | 7 |  | KIT, SENSOR & ADAPTER, CFP15E | 15604
24816_drw.pdf |  |  |  | 15617
24816_drw.pdf | 10 |  | COOLING LOOP, 1.25" DIA. , W/MNTS, CFP15, SEA WATER, 24V | 17234
24816_drw.pdf | 11 | 1 | ASSEMBLY, FUEL VALVE AND BYPASS | 18501
24816_drw.pdf | 12
24816_drw.pdf | 13 |  | BRACKET, DPEM LOWER MTG, CFP15E | 19850
24816_drw.pdf | 15 |  | ASSEMBLY, CONTROL PANEL MOUNTING, CFP POWER UNITS
24816_drw.pdf | 16 |  | ASSEMBLY, ACCESSORY MOUNTING, CFP15E | 21282
24816_drw.pdf | 17
24816_drw.pdf | 18 |  | ASSEMBLY, DPEM AND HARNESS, GEN I | 21662
24816_drw.pdf | 19 |  | ASSEMBLY, DIGITAL CONTROL PANEL, ELECTRONIC CFP ENGINES | 22791
24817_drw.pdf | 1 | 4 | PLATE, LIFTING BRACE, 5/16" A-36, 9.406 x 1.50 | 13867
24817_drw.pdf | 2 | 2 | NUT,HEX, 3/8"-16 | 20100-038
24817_drw.pdf |  | 2 | CHANNEL, SIDE | 24818
24817_drw.pdf | 5 | 1 | CHANNEL, END | 24820
24817_drw.pdf | 6 | 1 | SUPPORT, FRONT ENGINE | 24822
24817_drw.pdf | 7 | 1 | SUPPORT, REAR ENGINE | 24823
24817_drw.pdf | 8 | 6 | GUSSET, ENGINE MOUNT | 24824
24817_drw.pdf | 9 | 4 | GUSSET, ENGINE BRACE | 24825
24817_drw.pdf | 10 | 6 | PLATE, MOUNTING | 24826
24817_drw.pdf | 11 | 2 | ANGLE, BATTERY TRAY, CFP15E ENCLOSED | 24827
24817_drw.pdf | 12 | 4 | GUSSET, LIFTING, CFP15E | 24828
24817_drw.pdf | 13 | 1 | SUPPORT, PLUMBING, CFP15E | 25397
24817_drw.pdf | 14 | 2 | TAB, BATTERY HOLD DOWN | 25400
24817_drw.pdf | 15 | 1 | BRACKET, PLUMBING | 25413
24817_drw.pdf | 16 | 2 | GUSSET, FRAME, CFP15E | 25444
24830_drw.pdf | ITEM
24830_drw.pdf | 1
24830_drw.pdf | 2
24830_drw.pdf | 3
24830_drw.pdf | 4 | 1 | BULKHEAD, FRONT, CFP15E | 24829
24831_drw.pdf | ITEM
24831_drw.pdf | 1 | 2 | HOSE, FUEL, CFP15E | 17743
24831_drw.pdf | 2 | 1 | HOSE, 1-1/4", 22" LONG | 25648
24831_drw.pdf | 3 | 1 | HOSE,SILICONE, 42.25" LENGTH | 78150GL
24831_drw.pdf | 4 | 2 | ADAPTER, NPTM X JIC 37 DEG, -10 JIC X -12 NPT STR | 12238-10-12
24831_drw.pdf |  |  | NIPPLE, 1 1/2" NPT x 2", BLK STEEL | 14080
24831_drw.pdf |  |  |  | 14990-20
24831_drw.pdf |  |  |  | 14990-24
24831_drw.pdf | 11
24831_drw.pdf | 12 | 2 | ELBOW, 1-1/2 x 90DEG,
24831_drw.pdf | 13 | 2 | ELBOW, 90°, 1 1/4" NPT FEMALE, BLK STEEL
24834_drw.pdf | 1
24834_drw.pdf | 2 | 1 | PANEL, MOUNTING, CFP9E | 24835
24834_drw.pdf | 3 | 1 | GROMMET, 2.25 DIA. | 508-1057
24834_drw.pdf | 4 | 1 | BATTERY ISOLATOR, FIRE PUMP | 8838
24834_drw.pdf | 5 | 1 | FACTORY SETTINGS TAG, FIREPUMP | 9526-02
24834_drw.pdf | 6 | 1 | FIELD SETTINGS TAG, FIREPUMP | 9526-03
24834_drw.pdf | 7 | 1 | DATA TAG, FIREPUMP | 9534
24834_drw.pdf | 8 | 1 | BRACKET, OPERATOR STATION | 15480
24834_drw.pdf | 9
24834_drw.pdf | 10 | 2 | WASHER,FLAT, M10 | 20020-M10
24834_drw.pdf | 11 | 4 | WASHER,FLAT, M12 | 20020-M12
24834_drw.pdf | 12 | 4 | WASHER,FLAT, M5 | 20020-M5
24834_drw.pdf | 13 | 8 | WASHER,FLAT, M6 | 20020-M6
24834_drw.pdf | 14 | 13 | NUT,HEX, 0.25-20 | 20100-025
24834_drw.pdf | 15 | 4 | NUT,HEX, M5-0.80 | 20120-M5
24834_drw.pdf | 16 | 8 | NUT,HEX, M6-1.00 | 20120-M6
24836_drw.pdf | 1 | 1 | HOSE, WATER, CAC TO JWC, CFP9E | 13580
24836_drw.pdf | 2 | 1 | BRACKET, COOLING REAR MOUNT, CFP9E | 26365
24836_drw.pdf | 3 | 1 | BRACKET, COOLING FRONT MOUNT, CFP9E | 26367
24836_drw.pdf | 4 | 1 | DECAL, COOLANT LOOP LABEL, VERTICAL MTG, ENGLISH | A042A453
24836_drw.pdf | 5
24836_drw.pdf | 6
24836_drw.pdf | 7
24836_drw.pdf | 8
24836_drw.pdf | 9
24836_drw.pdf | 10 | 2 | CLAMP, WORM, .81 - 1.50 | 14990-16
24836_drw.pdf | 11 | 1 | CAP, PVC, NPT FEMALE, 3/4" NPT | 16663-12
24836_drw.pdf | 12
24836_drw.pdf | 13
24836_drw.pdf | 14 | 1 | NUT,HEX, 0.31-18 | 20100-031
24836_drw.pdf | 15 | 3 | NUT,HEX,PT, M10-1.50 | 20140-M10
24836_drw.pdf | 16
24837_drw.pdf |  |  | 0.27
24838_drw.pdf |  |  | 0.56
24841_drw.pdf | ITEM
24841_drw.pdf | 1 | 2 | ANGLE, 3 x 3 x .25 x 4.75, A-36 | 19049
24841_drw.pdf | 2 | 1 | ANGLE | 24840
24841_drw.pdf | 3 | 1 | ANGLE | 24842
24841_drw.pdf | 4 | 1 | ANGLE | 24843
24841_drw.pdf |  |  | PLATE, BOTTOM | 24844
24841_drw.pdf |  |  |  | 24848
24841_drw.pdf |  |  | 1
24841_drw.pdf |  |  | 3
24850_drw.pdf | ITEM
24850_drw.pdf | 1 | 1 | PLATE,MOUNT, - | 24851
24850_drw.pdf | 2 | 1 | PLATE,MOUNT, - | 24852
24850_drw.pdf | 3 | 2 | PLATE,MOUNT, - | 24853
24892_drw.pdf | ITEM
24892_drw.pdf | 1
24892_drw.pdf | 2 | 3 | NUT, WELD, 1/2"-13 UNC, SQUARE, STEEL | 24028
24892_drw.pdf | 3 | 2 | NUT, WELD, 5/8-UNC11, SQUARE, STEEL | 24029
24892_drw.pdf | 4 | 1 | CHANNEL, BASE, SHORT, REAR | 24557
24896_drw.pdf | ITEM
24897_drw.pdf | ITEM
24898_drw.pdf | ITEM
24899_drw.pdf | ITEM
24899_drw.pdf | 1 | 1 | PIPE,EXHAUST,4.0", GTA855E, 304SS | 24900
24899_drw.pdf | 2 | 1 | SLEEVE, INSULATED KNITTED , EXHAUST,855/E | 26668
24899_drw.pdf | 3 | 1 | SLEEVE, INSULATED KNITTED , EXHAUST,855/E | A042A497
24899_drw.pdf | 4 | 1 | FLEX, EXHAUST, 4" ID X 4 "ID 18" LONG | 7833-20
24899_drw.pdf |  |  | RAINCAP, LIGHT WEIGHT, STAINLESS STEEL | 17521-500
24899_drw.pdf |  |  | GTA855E, 304 SS | 24901
24899_drw.pdf |  |  | SS | 24902
24899_drw.pdf | 11 | 4 | CLAMP,
24899_drw.pdf | 12 | 1 | CLAMP, EXHAUST, 5", RIKER
24903_drw.pdf | ITEM
24903_drw.pdf | 1 | 1 | PIPE,EXHAUST,4.0", GTA855E, 316 SS | 24904
24903_drw.pdf | 2 | 1 | SLEEVE, INSULATED KNITTED , EXHAUST,855/E | 26668
24903_drw.pdf | 3 | 1 | SLEEVE, INSULATED KNITTED , EXHAUST,855/E | A042A497
24903_drw.pdf | 4 | 1 | FLEX, EXHAUST, 4" ID X 4 "ID 18" LONG | 7833-20
24903_drw.pdf |  |  | RAINCAP, LIGHT WEIGHT, STAINLESS STEEL | 17521-500
24903_drw.pdf |  |  | GTA855, 316 SS | 24905
24903_drw.pdf |  |  |  | 24906
24903_drw.pdf | 11 | 4 | CLAMP,
24903_drw.pdf | 12 | 1 | CLAMP, EXHAUST, 5", RIKER
24910_drw.pdf | ITEM
24913_drw.pdf | ITEM
24913_drw.pdf | 1 | 1 | FLAT-BAR, RADIATOR SUPPORT | 24914
24913_drw.pdf | 2 | 1 | PLATE,RADIATOR-SPRT, .38"THK, 150KW MOH | 24915
24913_drw.pdf |  |  | 1
24913_drw.pdf |  |  |  | 2
24917_drw.pdf | ITEM
24917_drw.pdf | 1
24917_drw.pdf | 2
24921_drw.pdf | ITEM
24921_drw.pdf | 1 | 1 | PLATE,GAS TRAIN BRKT, KTA19GC | 24951
24921_drw.pdf | 2 | 1 | PLATE,GAS TRAIN BRKT, KTA19GC | 24952
24921_drw.pdf |  |  | 2
24926_drw.pdf | ITEM
24926_drw.pdf | 1 | 1 | PLATE,MOUNT, - | 24927
24926_drw.pdf | 2 | 1 | PLATE,MOUNT, - | 24928
24926_drw.pdf | 3 | 2 | PLATE,MOUNT, - | 24929
24953_drw.pdf | ITEM
24953_drw.pdf | 1 | 2 | WELDMENT, SHAFT GUARD, SIZE 3-X, FIRE PUMP | 14240
24953_drw.pdf | 2 | 4 | PLATE, 19.875" x 11.688", BRASS ALLOY | 17435
24953_drw.pdf | 3 | 24 | RIVET, 1/8" POP, BRASS, .188 - .250 GRIP | 21119
24953_drw.pdf | 4 | 2 | COVER, TELESCOPING, SHAFT GUARD, NON-SPARKING, | 2S4I9Z5E4 X
24953_drw.pdf |  |  | SCREW, CAP, HEX HEAD, M10-1.5 | HHCS_M10
24953_drw.pdf |  |  | x 20 | HHCS_M8
24953_drw.pdf |  | 1 | 6
24953_drw.pdf | 2
24957_drw.pdf | ITEM
24957_drw.pdf | 1 | 1 | TUBE, DRAIN MNT, WATER OUT, PIERCE 175KW | 24958
24957_drw.pdf | 2 | 1 | TUBE, WATER OUTLET, PIERCE 175KW | 24959
24957_drw.pdf | 3 | 3 | ELBOW, WELD, SR, 2.50", STEEL | 24960
24957_drw.pdf | 4 | 1 | COUPLING, HALF, 1/2 FNPT, STEEL | 24961
24957_drw.pdf |  |  | CONNECTION,WATER OUTLET | 4946501
24957_drw.pdf |  |  | 2
24957_drw.pdf |  |  | 1
24957_drw.pdf |  |  | 1
24969_drw.pdf | 1 2 | 2 1 | MOUNTING BAND,EXHAUST, 20"D;IKATA19 TUBE, FLANGE EX;H.STYLE 2, STNL STL | 6735_100
24969_drw.pdf | 3 | 1 | SLEEVE, INSULATED KNITT;EDEXHAUST,19L | 26704
24969_drw.pdf | 4 | 1 | SLEEVE, INSULATED KNITT;EDEXHAUST,19L | A042A498
24970_drw.pdf | 1 2 | 2 1 | MOUNTING BAND,EXHAUST, 20"D;IKATA19 TUBE, FLANGE EX;H.STYLE 2, STNL STL | 6735_101
24970_drw.pdf | 3 | 1 | SLEEVE, INSULATED KNITT;EDEXHAUST,19L | 26704
24970_drw.pdf | 4 | 1 | SLEEVE, INSULATED KNITT;EDEXHAUST,19L | A042A498
24973_drw.pdf | ITEM
24973_drw.pdf | 1 | 1 | SHEET,MOUNT, - | 24974
24973_drw.pdf | 2 | 1 | SHEET,MOUNT, - | 24975
24991_drw.pdf | ITEM
24991_drw.pdf | 1 | 1 | PLATE,TRAY, - | 24992
24991_drw.pdf | 2 | 1 | FLAT,TRAY, - | 24993
24997_drw.pdf | ITEM
24997_drw.pdf | 1 | 2 | NUT,HEX,WELD,3/8-16 UNC, - | 19636
24997_drw.pdf | 2 | 1 | SHEET,HOLD DOWN, - | 24998
24997_drw.pdf | 3 | 2 | SHEET,HOLD DOWN, - | 24999
25016_drw.pdf | ITEM
25016_drw.pdf | 1
25016_drw.pdf | 2 | 1 | ASSY, GTA19 RADIATOR COOLNG | 14180
25016_drw.pdf | 3 | 1 | RAIN CAP, 8", GT EXHAUST 22-800 | 22-800
25016_drw.pdf | 4 | 1 | FLEX, EXHAUST, 5" ID X 5 "ID 12" LONG | 7833-22
25016_drw.pdf |  |  | WRAP,CATALYST, GTA19SLB | 25007-MODEL
25016_drw.pdf |  |  |  | 25008
25016_drw.pdf | 11 | 2 | CLAMP,
25016_drw.pdf | 12 | 3 | CLAMP, EXHAUST, 5", RIKER
25020_drw.pdf | ITEM
25020_drw.pdf | 1 | 1 | TOP, RAIN SHIELD, | 25018
25020_drw.pdf | 2 | 1 | RING, RAIN SHIELD, | 25019
25028_drw.pdf | ITEM
25029_drw.pdf | ITEM
25029_drw.pdf | 1 | 1 | CIRCUIT BREAKER BOX, REFERENCE ASM | 0320-1995
25029_drw.pdf | 2 | 1 | INSERT,CB CUP, 400 AMP | 25030
25029_drw.pdf | 3 | 1 | CIRCUIT BREAKER,400AMP, SQUARE-D, STD INT | LAL34400MC
25029_drw.pdf |  |  | (0.94) 1.92 FROM
25029_drw.pdf |  |  | (0.24) TOP EDGE
25032_drw.pdf | ITEM
25032_drw.pdf | 1 | 1 | HOSE,PARKER, 3/8 INCH ID X 6.00 IN LG | R-801-6
25032_drw.pdf | 2 | 1 | HOSE,PARKER, 3/8 INCH ID X 73.00 IN LG | 801-06_005
25032_drw.pdf | 3 | 1 | HOSE,PARKER, 3/8 INCH ID X 73.00 IN LG | 801-06_006
25032_drw.pdf | 4 | 1 | HOSE,PARKER, 3/8 INCH ID X 72.00 IN LG | 801-06_007
25032_drw.pdf |  |  | BRACKET,RADIATOR, PIPE SECURE | 15629
25032_drw.pdf |  |  |  | 25031
25032_drw.pdf | 11 | 2 | TUBE,
25032_drw.pdf | 12 | 1 | TUBE, LOWER JACKET WATER,
25032_drw.pdf | 13
25032_drw.pdf | 14 | 1 | TUBE, FILL AFT, COOLER G38/50 | 9147
25032_drw.pdf | 15 | 2 | BRACE,RADIATOR, GTA50 W/GTI RADIATOR | 9155
25033_drw.pdf | 1 2 | 1 1 | TANK,10 GALLON,VER;TROUND ALUM STANDPIPE,VEN;TOIL LEVEL MAINTAINER | 26888
25033_drw.pdf | 3 | 1 | STICKER, ENGINE OIL ON;LYOIL MAINTAINER TANK | A042D245
25033_drw.pdf | 4 | 1 | HOSE, 801 , PARKE;RPUSH-LOK | 801-16
25034_drw.pdf | ITEM
25034_drw.pdf | 1
25034_drw.pdf | 2
25034_drw.pdf | 3 | 2 | HOSE,PARKER, 84" LONG | R-801-6
25034_drw.pdf | 4 | 1 | BUSHING,HOSE-ADAPTER, 2"OD X1-3/4ID,BLK-RBR | 902
25034_drw.pdf | 11
25034_drw.pdf | 12 | 2 | CLAMP, LOOM, 0.50 ID
25034_drw.pdf | 13 | 1 | NIPPLE,1.00" NPT PIPE, 1.50" LONG
25034_drw.pdf | 14 | 1 | BREATHER VENT, 1" NPT, GTA50 | A042K051
25034_drw.pdf | 15 | 1 | BREATHER,CRANKCASE, LEFT IN RIGHT OUT | CV8001-08L
25034_drw.pdf |  |  |  | CV8001-08R
25037_drw.pdf |  |  | m flags a lean asaaa wan Mrs rape of as dcantart ors s sae ibis
25037_drw.pdf |  | for SID | S. papa for alai gas ltarmada b., ?baba re Sara fa oder saes afar par ram
25037_drw.pdf | that | OfilMf ab | sap arca or mina raramosa at due anat
25038_drw.pdf | ITEM
25038_drw.pdf | 1 | 3 | KIT,GASKET,NUT,BOLT, FULL FACE FIBER,12 | 23580_1200
25038_drw.pdf | 2 | 1 | WYE,SIDE EXTEND, GTA50 | 25035
25038_drw.pdf | 3 | 1 | CATALYST,12"FLNG, MIRATECH | 25036
25038_drw.pdf | 4 | 1 | SILENCER,12"FLNG, SIDE IN END OUT,134"L | 25037
25038_drw.pdf |  |  | CLAMP, EXHAUST, 6", RIKER TEC-600 | TEC-600
25040_drw.pdf | ITEM
25040_drw.pdf | 1 | 1 | PANEL GUARD ASSY, CHICAGO NPOWER | 25041
25040_drw.pdf | 2 | 1 | ALTERNATOR, UPPER GUARD, CHICAGO NPOWER | 25047
25040_drw.pdf | 3 | 1 | ALTERNATOR, LOWER GUARD, CHICAGO NPOWER | 25049
25040_drw.pdf | 4 | 2 | BRKT, PUMP/BELT GUARD SUPT, CHICAGO NPOWER | 25044
25040_drw.pdf |  |  | BRACKET, WATER PUMP MNT, CHICAGO NPOWER | 25045
25040_drw.pdf |  |  | CHICAGO NPOWER | 25046
25040_drw.pdf |  |  | 1
25041_drw.pdf | ITEM
25041_drw.pdf | 1 | 9 | NUT, WELD HEX HEAD, 5/16"-18, - | 13253
25041_drw.pdf | 2 | 1 | PANEL, BELT GUARD, CHICAGO NPOWER | 25042
25041_drw.pdf | 3 | 1 | BRKT, BELT GUARD RH, CHICAGO NPOWER | 25043
25047_drw.pdf | ITEM
25047_drw.pdf | 1 | 4 | NUT, WELD HEX HEAD, 5/16"-18, - | 13253
25047_drw.pdf | 2 | 1 | BRKT, ALT. GUARD, UPPER, CHICAGO NPOWER | 25048
25049_drw.pdf | ITEM
25049_drw.pdf | 1 | 3 | NUT, WELD HEX HEAD, 5/16"-18, - | 13253
25049_drw.pdf | 2 | 1 | BRKT, LOWER GUARD, CHICAGO NPOWER | 25050
25051_drw.pdf | ITEM
25051_drw.pdf | 1
25051_drw.pdf | 2 | 3 | CLAMP, T-BOLT, 4.28-4.59 | 13164-0450
25051_drw.pdf | 3 | 2 | CLAMP, T-BOLT, 5.28-5.59 | 13164-0550
25051_drw.pdf | 4 | 1 | CLAMP, T-BOLT, 7.28-7.59 | 13164-0750
25051_drw.pdf |  |  | BRKT, AIR FILTER MNT, CHICAGO NPOWER | 25052
25051_drw.pdf |  |  | NPOWER | 25053
25051_drw.pdf |  |  |  | 25054
25051_drw.pdf | 11 | 1 | TUBE,
25051_drw.pdf | 12 | 1 | TUBE, 16 GA, 5IN OD, 5.00IN
25055_drw.pdf | ITEM
25055_drw.pdf | 1 | 1 | HEAT EX, WATER IN, ASSY, CHICAGO NPOWER | 25070
25055_drw.pdf | 2 | 1 | HEAT EX, WATER OUT, ASSY, CHICAGO NPOWER | 25073
25055_drw.pdf | 3 | 8 | CLAMP, SPRING LOADED T-BOLT, 4.28-4.58 | 12975-0450
25055_drw.pdf | 4 | 4 | CLAMP, WORM, 1.81 - 2.75 | 14990-36
25055_drw.pdf |  |  | ELBOW, 2.25" | 20172
25055_drw.pdf |  |  | x FNPT, STEEL | 24962
25055_drw.pdf |  |  |  | 24963
25055_drw.pdf | 11 | 1 | BRKT,
25055_drw.pdf | 12 | 1 | BRKT, HEAT EX. RR SUPT,
25055_drw.pdf | 13 | 1 | BRKT, HEAT EX. SIDE SUPT, CHICAGO NPOWER
25055_drw.pdf | 14 | 1 | BRKT, WATER OUT, UPPER SUPT, CHICAGO NPOWER | 25059
25055_drw.pdf | 15 | 2 | BRKT, HEAT EX. MOUNT, CHICAGO NPOWER | 25062
25070_drw.pdf | ITEM
25070_drw.pdf | 1 | 2 | COUPLING, GRV, 1.50 PIPE, USES TYPE E GASKET | 25247-0150
25070_drw.pdf | 2 | 1 | ADAPTER, FEMALE, 1.50 IN NPT TO 1.50 IN GRV | 22372-24
25070_drw.pdf | 3 | 1 | BUSHING, HEX, REDUCER, 3.00" MNPT x 1.50"FNPT | 24966
25070_drw.pdf | 4 | 1 | TUBE, HEAT EX. INLET, UPPER, CHICAGO NPOWER | 25071
25070_drw.pdf |  |  | TUBE, HEAT EX. INLET, LOWER, CHICAGO NPOWER | 25072
25070_drw.pdf |  |  | BLACK IRON | 71513
25073_drw.pdf | ITEM
25073_drw.pdf | 1 | 2 | COUPLING, GRV, 1.50 PIPE, USES TYPE E GASKET | 25247-0150
25073_drw.pdf | 2 | 1 | ADAPTER, FEMALE, 1.50 IN NPT TO 1.50 IN GRV | 22372-24
25073_drw.pdf | 3 | 1 | TUBE, HEAT EX. , OUTLET, CHICAGO NPOWER | 25074
25073_drw.pdf | 4 | 1 | ADAPTER, 3.0"MNPT x 1.50"GRV, CHICAGO NPOWER | 25193
25073_drw.pdf |  |  | NIPPLE, PIPE, 1-1/2 X CLOSE BIP | LTL-CPN112
25079_drw.pdf | ITEM
25079_drw.pdf | 1
25079_drw.pdf | 2 | 1 | HOSE, 5/8" ID, 221FR-12, 96.00" LENGTH | 25079_001
25080_drw.pdf | ITEM
25080_drw.pdf | 1 | 1 | HOSE,FUEL,FUEL COOLER OUT, LORAM QSK50 | 24935
25080_drw.pdf | 2
25080_drw.pdf | 3
25080_drw.pdf | 4
25080_drw.pdf |  |  |  | 16164-18
25080_drw.pdf |  |  |  | 24938
25084_drw.pdf | ITEM
25085_drw.pdf | 1 | 2 | END CAP,TUBE,THREADED, - | 13814
25085_drw.pdf | 2 | 1 | CROSSMEMBER,ENGINE,FRONT, GTA38/50 | 13833
25085_drw.pdf | 3 | 1 | CHANNEL,FRAME, GTA38/50 RADIATOR SUPPORT | 13836
25086_drw.pdf | ITEM
25086_drw.pdf | 1 | 1 | WELDMENT,FRONT ENGINE SUPPORT, GTA38/50 | 14102
25086_drw.pdf | 2 | 2 | SPT,FLYWHEEL,REWORK, GTA38/50 | 15111
25086_drw.pdf | 3 | 1 | FRAME, ENCLOSED, GTA50 LOADBANK | 25085
25086_drw.pdf | 4 | 4 | SPACER, ISOLATOR, 6.00 x 6.00 x 0.875 | 13711
25086_drw.pdf |  |  | WASHER,SNUBBING, TECH PRODUCTS 0186 | 13722
25086_drw.pdf |  |  | PRODUCTS 60054 | 14327
25086_drw.pdf |  |  |  | 25082
25089_drw.pdf | ITEM
25089_drw.pdf | 1 | 1 | SUPPORT,FLYWHEEL HOUSING | 3003440
25091_drw.pdf | ITEM
25096_drw.pdf | ITEM
25104_drw.pdf | 1 | 2 | PLATE, RADIATOR MOUNTING | 23696
25104_drw.pdf | 2 | 2 | MOUNT, RADIATOR | 24955
25104_drw.pdf | 3 | 2 | CROSSMEMBER, RADIATOR MOUNT | 24956
25104_drw.pdf | 4 | 2 | PLATE, RADIATOR MOUNTING | 25103
25104_drw.pdf |  |  | 3
25105_drw.pdf | 1 | 2 | PLATE, LIFTING BRACE, 5/16" A-36, 9.406 x 1.50 | 13867
25105_drw.pdf | 2 | 1 | CHANNEL, BACK | 25101
25105_drw.pdf | 3 | 1 | CHANNEL, END | 25102
25105_drw.pdf | 4 | 1 | CHANNEL,FRONT | 25106
25105_drw.pdf | 5 | 1 | CHANNEL, END | 25121
25114_drw.pdf | ITEM
25114_drw.pdf | 1 | 2 | NUT, WELD HEX HEAD, 5/16"-18, - | 13253
25114_drw.pdf | 2 | 1 | BRACKET, RADIATOR MNT, PIERCE 175KW | 24048
25114_drw.pdf | 3 | 4 | ISOLATOR SPACER, PIERCE 175KW | 24070
25114_drw.pdf |  |  | 3
25117_drw.pdf | 1 | 1 | FRAME, AURORA PUMP #332, CFP15E, 3172 DRIVESHAFT | 14592-14
25117_drw.pdf | 2 | 1 | ASSEMBLY, POWER MODULE, CFP15E-F50/60/70 HIGH HORSE | POWER15553
25117_drw.pdf | 3 | 1 | ASSY, FRT ENG SUPT, CFP15E RADIATOR COOLED | 17259
25117_drw.pdf | 4
25117_drw.pdf | 5
25117_drw.pdf | 6 | 1 | MOUNT, RADIATOR, CFP15E | 25104
25117_drw.pdf | 7 | 1 | EXTENSION, FRAME, CFP15E | 25105
25117_drw.pdf | 8 | 1 | DRIVE, FAN, QSX-15 | FA1467
25117_drw.pdf | 9 | 1 | CONNECTION,AIR INTAKE, QSX-15 | IC1064
25117_drw.pdf | 10
25117_drw.pdf | 11
25117_drw.pdf | 12
25117_drw.pdf | 13 | 10 | NUT,HEX, 0.44-14 | 20100-044
25117_drw.pdf | 14 | 8 | NUT,HEX, 0.50-13 | 20100-050
25117_drw.pdf | 15 | 10 | SCREW,HH, 0.44-14x1.75 | 20244-175
25117_drw.pdf | 16 | 8 | SCREW,HH, 0.50-13x1.50 | 20250-150
25118_drw.pdf | 1 | 1 | FRAME, AURORA PUMP #332, CFP15E, 3172 DRIVESHAFT | 14592-14
25118_drw.pdf | 2 | 1 | EXTENSION, FRAME, CFP15E | 25105
25118_drw.pdf | 3
25118_drw.pdf | 4
25118_drw.pdf | 5 | 8 | NUT,HEX, 0.50-13 | 20100-050
25118_drw.pdf | 6 | 3 | NUT,HEX, 0.75-10 | 20100-075
25118_drw.pdf | 7 | 8 | SCREW,HH, 0.50-13x1.50 | 20250-150
25118_drw.pdf | 8 | 3 | SCREW,HH, 0.75-10x1.75 | 20275-175
25118_drw.pdf | 9
25126_drw.pdf | ITEM | QTY
25126_drw.pdf | 1 | 1 | TUBE,EXHAUST,304SS, 8.8LCAC,TURBO TO CAT | 25129
25126_drw.pdf | 2 | 2 | SLEEVE, INSULATED KNITTED , EXHAUST,8.8L | 26664
25126_drw.pdf | 3 | 1
25126_drw.pdf |  |  | CRITICAL GRADE, | 25136
25126_drw.pdf | 7 | 1 | BLANKET, CATALYST, 8.8L, DUAL CHAMBER | A042D418
25127_drw.pdf | ITEM
25127_drw.pdf | 1 | 1 | TUBE,EXHAUST,316SS, 8.8LCAC,TURBO TO CAT | 25138
25127_drw.pdf | 2 | 2 | SLEEVE, INSULATED KNITTED , EXHAUST,8.8L | 26664
25127_drw.pdf | 3 | 1 | BRKT,CATALYST-MNT, 8.8LITER | 22553
25127_drw.pdf | 4 | 2 | GASKET,EXHAUST,8.8L, CATALYST/MUFFLER | 22828
25127_drw.pdf |  |  | FLANGE,EXHAUST,3", 8.8L,316SS,CATALYST,CONNECTION | 25143
25127_drw.pdf |  |  | 8.8L, CRITICAL GRADE, 316SS | 25145
25127_drw.pdf |  |  |  | A042D418
25128_drw.pdf | ITEM
25128_drw.pdf | 1 | 1 | TUBE,EXHAUST,304SS, 8.8LCAC,TURBO TO CAT | 25129
25128_drw.pdf | 2 | 2 | SLEEVE, INSULATED KNITTED , EXHAUST,8.8L | 26664
25128_drw.pdf | 3 | 1 | RAINCAP, LIGHT WEIGHT, STAINLESS STEEL | 17521-350
25128_drw.pdf | 4 | 4 | SCREW,HH,SS, 0.50-13x1.75 | 20450-175
25128_drw.pdf |  |  | SCREW,HH,SS, 0.50-13x2.00 | 20450-200
25128_drw.pdf |  |  |  | 20451
25128_drw.pdf |  |  |  | 22553
25129_drw.pdf | 1 | 1 | ADAPTER,TURBO-CONN, MARMON STYLE,304SS | 25130
25129_drw.pdf | 2 | 1 | TUBE,CORR,EXHAUST,3", 12"LG 304SS | 25132
25129_drw.pdf | 3 | 1 | FLANGE,EXHAUST,3", 8.8L,304SS,CATALYST,CONNECTION | 25134
25129_drw.pdf | 4 | 1 | BOSS, 1" OD TAPPED 18mm x 1.5, 8.8L, 304SS | 25135
25129_drw.pdf | contains of Cummins by | confidential LLC and is and | trade secret information, is the given to the receiver in confidence. of the document accepts the CUMMINS NPOWER LLC CORPORATE OFFICE | CUSTOM DESIGN UPFIT CENTER
25129_drw.pdf | in confidence to | and agrees ittrawdiellse(c1r)etnoitnfuosrematthieondotchuemreenitn,or(2a)nynoctopcyoptyhetrheeofdoocrumtehnet, either the | except as authorized in writing by 1600 BUERKLE ROAD document or the confidential or trade WHITE BEAR LAKE, MN | LAWRENCE DRIVE DEPERE, WISCONSIN
25129_drw.pdf | information dmoactuemreinatl,coorpiuepdonthdeermeafnrdo,m.retCuOrPnYRtIhGeHTdocCuummemnitn,s | and (4) dmoactuemreinatl,coorpiuepdonthdeermeafnrdo,m.retCuOrPnYRtIhGeHTdocCuummemnitn,s | upon completion of the need to retain aNlPlowceorpiLeLsC thereof, aTndUBE,EXHAUST,304SS
25129_drw.pdf | OTHERWISE | SPECIFIED | ALL DIMENSION TOLERANCES8A.RE8LCAC,TURBO TO CAT
25129_drw.pdf | ANGLE | 1IM$PERIAL M..AXXCXXHXIN==E | UNITS METRIC UNITS DWG UNITS: DRAWN BY: MRH M..AXXCXHI==NE##TOL00E..R42ANCES | 16APR2013
25129_drw.pdf |  | F..OXXRXXMX | F..OXXRXM==TOL##ERA00N..C84ES SCALE: 0.188 SHEET DRAWING | NO:
25129_drw.pdf |  |  | F..AXXBXT==OLE##RAN10C..E58S EST WEIGHT: 42238.628 1 OF 1
25135_drw.pdf | ITEM
25137_drw.pdf | ITEM
25137_drw.pdf | 1 | 1 | TUBE,EXHAUST,316SS, 8.8LCAC,TURBO TO CAT | 25138
25137_drw.pdf | 2 | 2 | SLEEVE, INSULATED KNITTED , EXHAUST,8.8L | 26664
25137_drw.pdf | 3 | 1 | RAINCAP, LIGHT WEIGHT, STAINLESS STEEL | 17521-350
25137_drw.pdf | 4 | 4 | SCREW,HH,SS, 0.50-13x1.75 | 20450-175
25137_drw.pdf |  |  | SCREW,HH,SS, 0.50-13x2.00 | 20450-200
25137_drw.pdf |  |  |  | 20451
25137_drw.pdf |  |  |  | 22553
25138_drw.pdf | 1 | 1 | ADAPTER,TURBO-CONN, MARMON STYLE,316SS | 25139
25138_drw.pdf | 2 | 1 | TUBE,CORR,EXHAUST,3", 12"LG 316SS | 25141
25138_drw.pdf | 3 | 1 | FLANGE,EXHAUST,3", 8.8L,316SS,CATALYST,CONNECTION | 25143
25138_drw.pdf | 4 | 1 | BOSS, 1" OD TAPPED 18mm x 1.5, 8.8L, 316SS | 25144
25138_drw.pdf | contains of Cummins by | confidential LLC and is and retaining | trade secret information, is the CUMMINS NPOWER LLC given to the receiver in confidence. of the document accepts the CORPORATE OFFICE | CUSTOM DESIGN UPFIT CENTER
25138_drw.pdf | in confidence disclose to | and agrees ittrawdiellse(c1r)etnoitnfuosrematthieondotchuemreenitn,or(2a)nynoctopcyoptyhetrheeofdoocrumtehnet, either the | except as authorized in writing by 1600 BUERKLE ROAD document or the confidential or trade WHITE BEAR LAKE, MN | LAWRENCE DRIVE DEPERE, WISCONSIN
25138_drw.pdf | information dmoactuemreinatl,coorpiuepdonthdeermeafnrdo,m.retCuOrPnYRtIhGeHTdocCuummemnitn,s | and (4) dmoactuemreinatl,coorpiuepdonthdeermeafnrdo,m.retCuOrPnYRtIhGeHTdocCuummemnitn,s | upon completion of the need to retain aNlPlowceorpiLeLsC thereof, aTndUBE,EXHAUST,316SS
25138_drw.pdf | OTHERWISE | SPECIFIED | ALL DIMENSION TOLERANCES8A.RE8LCAC,TURBO TO CAT
25138_drw.pdf | ANGLE | # MACHINE | UNITSMETRIC UNITS DWG UNITS: DRAWN BY: MRH TOLERANCES MACHINE TOLERANCES | 16APR2013
25138_drw.pdf |  | F..OXXRXXMX | T==OLE##RAN00C..E00S3105 F..OXXRXM==TOL##ERA00N..C84ES SCALE: 0.188 SHEET DRAWING | NO:
25138_drw.pdf |  |  | F..AXXBXT==OLE##RAN10C..E58S EST WEIGHT: 42238.628 1 OF 1
25144_drw.pdf | ITEM
25146_drw.pdf | 1 | 1 | HOSE,5/8"IDx25FT, CUT TO 42.00" LONG | A042F070
25146_drw.pdf | 2 | 1 | HOSE,5/8"IDx25FT, CUT TO 7.25" LONG | A042F070
25146_drw.pdf | 3 | 1 | HOSE,PARKER, 5/8IN ID X 36.00IN LONG | 801-10
25146_drw.pdf | 4
25146_drw.pdf | 5
25146_drw.pdf | 6
25146_drw.pdf | 7 | 6 | CLAMP, WORM, .56-1.06 | 14990-10
25146_drw.pdf | 8 | 2 | CLAMP,CSHN, 1.00 ID | 16164-16
25146_drw.pdf | 9 | 1 | GROMMET, 1.38"DIA X .38" THK, SBR, HEYCO G1326 | 23946
25146_drw.pdf | 10
25146_drw.pdf | 11 | 1 | FTG,ST,ADAPTER 1.00-18 X 1/2 NPTF, _ | 123824
25146_drw.pdf | 12 | 1 | VALVE, OIL DRAIN, 1/2-14 NPT WITH NIPPLE | A042D025
25151_drw.pdf | 1 | 1 | BASE, BADGER, QSB4.5 | 300-0462
25151_drw.pdf | 2 | 2 | MOUNT,MOTOR, BADGER | 300-0563
25151_drw.pdf | 3 | 1 | HOSE,PARKER, 1/4 INCH ID, 14.00 LG | 801-04
25151_drw.pdf | 4 | 1 | HOSE,PARKER, 3/8" ID X 18.00 LG | 801-06
25151_drw.pdf | 5 | 1 | HOSE,PARKER, 3/8" ID X 24.00 LG | 801-06
25151_drw.pdf | 6 | 1 | COOLING PACKAGE, QSB4.5 & QSB6.7, WATER/CAC/OIL | 11272
25151_drw.pdf |  |  | MOUNT, QSB4.5 T4i | 25299
25151_drw.pdf | 14
25151_drw.pdf | 15
25152_drw.pdf | ITEM
25152_drw.pdf | 1 | 1 | BOX,BATTERY,2 8D, 150KW MOH | 24276
25152_drw.pdf | 2 | 4 | SPACER, GTA855 ISOLATOR | 13660
25152_drw.pdf | 3 | 3 | GUSSET, GTA855 GENSET FRAME CROSS CHANNEL | 14143
25152_drw.pdf | 4
25152_drw.pdf |  |  | GUSSET,GENERATOR CROSSMEMBER, GTA855/19 | 16289
25152_drw.pdf |  |  |  | 16294
25152_drw.pdf |  |  |  | 24262
25152_drw.pdf | 11 | 1
25152_drw.pdf | 12 | 1 | CHAN,FORMED,REAR ENG CRM,
25152_drw.pdf | 13 | 1 | CHAN,FORMED,POCKET, 150KW MOH
25152_drw.pdf | 14 | 1 | CHAN,FORMED,POCKET, 150KW MOH | 24269
25152_drw.pdf | 15 | 2 | CHAN,FORMED,CRM,GEN, 150KW MOH | 24270
25154_drw.pdf | ITEM
25154_drw.pdf | 1 | 1 | MOUNT, GTA855 FRONT ENGINE | 13150
25154_drw.pdf | 2 | 1 | BASE,OPEN.W/FLOOR, 15OKW MOH | 25152
25154_drw.pdf | 3
25154_drw.pdf | 4 | 60 | OIL,PRE. BLUE GE0, (QUARTS) | V705200
25154_drw.pdf |  |  | WASHER, SNUBBING, TECH PRODUCTS 0184 | 0184
25154_drw.pdf |  |  | OD | 15127
25155_drw.pdf | ITEM
25155_drw.pdf | 1 | 1 | VALVE,BL -32 LK HDL, BRASS,NPTFxNPTF | 16145-32
25155_drw.pdf | 2 | 2 | KIT,GASKET,NUT,BOLT, FULL FACE FIBER,2 | 23580_200
25155_drw.pdf | 3 | 1 | MOUNT,PECO FILTER, 150KW MOH | 25285
25155_drw.pdf | 4 | 1 | NIPPLE,2",PIPE,11"L, W/1/8"NPT HALF COUPLING | 25853
25155_drw.pdf |  |  | UNION,NPTF,BLACK, 2 INCH W/NUT | B150UK
25155_drw.pdf |  |  | McMaster_Carr 68095K125 | 12112
25155_drw.pdf | 11
25155_drw.pdf | 12
25155_drw.pdf | 13
25155_drw.pdf | 14
25155_drw.pdf | 15
25156_drw.pdf | ITEM
25156_drw.pdf | 1 | 1 | VALVE,BL -32 LK HDL, BRASS,NPTFxNPTF | 16145-32
25156_drw.pdf |  | 2 | SOLENOID,FUEL,2" 24V, REF 3395606 | 18220
25156_drw.pdf | 3 | 1 | KIT,ASCO CONN HDWR W/, O-RING FOR 8214 280 | 22585
25156_drw.pdf | 4 | 2 | KIT,GASKET,NUT,BOLT, FULL FACE FIBER,2 | 23580_200
25156_drw.pdf |  |  | MOUNT,PECO FILTER, 150KW MOH | 25285
25156_drw.pdf |  |  | W/1/8"NPT HALF COUPLING | 25853
25156_drw.pdf |  |  |  | B150UK
25156_drw.pdf | 11
25156_drw.pdf | 12
25156_drw.pdf | 13
25156_drw.pdf | 14
25156_drw.pdf | 15
25157_drw.pdf | ITEM
25157_drw.pdf | 1 | 1 | LOAD BANK, 150KW SIMPLEX | 25283
25157_drw.pdf | 2 | 1 | BRKT,FORMED,MNT, LOAD BNK CNT & OIL TANK | 25238
25157_drw.pdf | 3 | 1 | PLATE,MOUNT,CNT, LOAD BANK, 150KW MOH | 25239
25159_drw.pdf | ITEM
25162_drw.pdf | ITEM
25162_drw.pdf | 1 | 1 | ANGLE, STRUCT. FIBERGLASS, - | 25163
25162_drw.pdf | 2 | 1 | STRIP, RUBBER, SMOOTH, BLACK | 25164
25174_drw.pdf | ITEM
25174_drw.pdf | 1 | 1 | COUPLING, HALF, 1"NPT, STEEL | 18386
25174_drw.pdf | 2 | 1 | PANEL, FAN GUARD, MNT | 25175
25177_drw.pdf | ITEM
25177_drw.pdf | 1 | 1 | PIPE, NIPPLE, 1.0"NOM X 1.5"LG, NPT x STR STEEL | 25676
25177_drw.pdf | 2 | 1 | TUBE, MECH. RD, 15/16"DIA STEEL | 25678
25206_drw.pdf | ITEM
25206_drw.pdf | 1 | 2 | SUPPORT, ISOLATOR | 23622
25206_drw.pdf | 2 | 4 | NUT, WELD, 5/8-UNC11, SQUARE, STEEL | 24029
25206_drw.pdf | 3 | 1 | CHANNEL, C6 X 8.2 | 25207
25206_drw.pdf | 4 | 1 | CHANNEL, C4 X 5.4 | 25208
25206_drw.pdf |  |  | PLATE | 25209
25206_drw.pdf |  |  |  | 25210
25206_drw.pdf |  |  |  | 25211
25206_drw.pdf | 11 | 2 | PLATE
25206_drw.pdf | 12 | 1 | CHANNEL, C6 X 8.2
25206_drw.pdf | 13 | 1 | PLATE, BOTTOM
25206_drw.pdf | 14 | 1 | PLATE, FRONT | 25226
25206_drw.pdf | 15 | 1 | MOUNT, ETHER INJECTION, | 25797
25213_drw.pdf | ITEM
25213_drw.pdf | 1 | 1 | PLATE | 25214
25213_drw.pdf | 2 | 1 | CHANNEL, C5 X 6.7 | 25215
25227_drw.pdf | ITEM
25227_drw.pdf | 1 | 2 | PANEL, SIDE, FAN GUARD, GTA855GC | 25228
25227_drw.pdf | 2 | 1 | PANEL, LH, FAN GUARD, GTA855GC | 25230
25227_drw.pdf | 3 | 1 | PANEL, RH, FAN GUARD, GTA855GC | 25231
25227_drw.pdf | 4 | 1 | PANEL, TOP, FAN GUARD, GTA855GC | 25229
25227_drw.pdf |  |  | PANEL, FAN GUARD, GTA855GC | 25232
25228_drw.pdf | ITEM
25228_drw.pdf | 1 | 1 | PANEL,SIDE,FAN GUARD, GTA855GC | 25305
25228_drw.pdf | 2
25230_drw.pdf | ITEM
25230_drw.pdf | 1 | 1 | PANEL, LH, FAN GUARD, GTA855GC | 25306
25230_drw.pdf | 2
25231_drw.pdf | ITEM
25231_drw.pdf | 1 | 1 | PANEL, RH, FAN GUARD, GTA855GC | 25307
25231_drw.pdf | 2
25255_drw.pdf | 1 | 1 | PLATE ,EXH VERT. MNT,, 802 DYNO | 25720
25255_drw.pdf | 2 | 1 | BRKT, EXH. W-BEAM MNT, 802 DYNO | 25721
25255_drw.pdf | 3 | 2 | PLATE, EXH.MNT,GUSSET, 802 DYNO | 25723
25256_drw.pdf | 1 | 1 | BEAM, VERTICAL SUPT, 802 DYNO | 25722
25256_drw.pdf | 2 | 1 | PLATE, EXH. VERT. MNT. STOP, 802 DYNO | 25724
25256_drw.pdf | 3 | 2 | PLATE, EXH. VERT. MNT. GUIDE, 802 DYNO | 25725
25256_drw.pdf | 4 | 3 | BRKT, VERT. SUPT, 802 DYNO | 25946
25258_drw.pdf | ITEM
25258_drw.pdf | 1 | 1 | AIR FILTER BRKT,UPR, - | 25259
25258_drw.pdf | 2 | 1 | HINGE, PIANO, 2.0"W/.25 PIN, STEEL | 25267
25258_drw.pdf | 3 | 1 | AIR FILTER BRKT,UPR, - | 25268
25258_drw.pdf | 4 | 2 | LATCH,DRAW, INTERNAL SPRING | 19197
25258_drw.pdf |  |  | FILTER,GENERATOR, SECONDARY | 24720
25258_drw.pdf |  |  | PRIMARY (STEEL) | 24721
25258_drw.pdf |  |  |  | 25266
25259_drw.pdf | ITEM
25259_drw.pdf | 1 | 2 | CHANNEL,AIR CLEANER, - | 25260
25259_drw.pdf | 2 | 1 | SHEET,AIR CLEANER, - | 25261
25259_drw.pdf | 2
25259_drw.pdf |  |  | 1
25268_drw.pdf | ITEM
25268_drw.pdf | 1 | 2 | BRKT, LATCH, - | 24696
25268_drw.pdf | 2 | 1 | SHEET,AIR CLEANER, - | 25264
25268_drw.pdf | 3 | 1 | SHEET,AIR CLEANER, - | 25269
25268_drw.pdf | 4 | 1 | SHEET,AIR CLEANER, - | 25272
25268_drw.pdf |  |  | 3
25280_drw.pdf | ITEM
25280_drw.pdf | 1 | 1 | PLATE, CAC SUPT, AIR INTAKE, LORAM | 25170
25280_drw.pdf | 2 | 1 | BRKT, CAC SUPT, AIR IN, MIDDLE, LORAM | 25171
25284_drw.pdf | ITEM
25284_drw.pdf |  |  | ACR_FLATS
25285_drw.pdf | ITEM
25285_drw.pdf | 1 | 1 | BRKT,PECO FILTER, 150KW MOH | 25158
25285_drw.pdf | 2 | 4 | NUT,WELD,HEX, 3/4-10 | 25284_75-10
25286_drw.pdf | ITEM
25286_drw.pdf | 1 | 1 | CHAN,FORMED,CRM, OPTIONS,150KW MOH | 25234
25286_drw.pdf | 2 | 4 | NUT,WELD,HEX, 1/2-13 | 25284_50-13
25286_drw.pdf |  |  | 1
25286_drw.pdf |  |  | 1
25287_drw.pdf | ITEM
25289_drw.pdf | EQUAL
25289_drw.pdf | BUNDLING | WRAP-AROUND | SLEEVING
25289_drw.pdf | RANGE: |  | TO 4-1/2"
25289_drw.pdf | 100FT
25290_drw.pdf | ITEM
25290_drw.pdf |  |  | 0.31
25290_drw.pdf | $
25290_drw.pdf |  |  | R0.03
25291_drw.pdf | ITEM
25293_drw.pdf | ITEM
25293_drw.pdf |  |  | 0.60
25294_drw.pdf | ITEM
25294_drw.pdf | 1 | 2 | TAB | 19379
25294_drw.pdf | 2 | 1 | BRACKET, ELECTRICAL RAD, LORAM, QSX15 | 24469
25294_drw.pdf | 3 | 2 | TAB, ENCLOSURE SUPPORT | 25246
25294_drw.pdf | 4 | 2 | GUSSET | 25295
25294_drw.pdf |  |  | BRACE | 25296
25297_drw.pdf | ITEM
25297_drw.pdf | 1 | 1 | HANDLE, EXHAUST VALVE | 25329
25297_drw.pdf | 2 | 1 | WASHER,FLAT, 0.50 | 25329
25297_drw.pdf | 3 | 1 | NUT,HEX, 0.50-13 | 20100-050
25297_drw.pdf | 4 | 1 | TUBE, EXHAUST VALVE | 25326
25297_drw.pdf |  |  | BUTTERFLY, EXHAUST VALVE | 25330
25297_drw.pdf |  |  | McMASTER-CARR | 94081A142
25299_drw.pdf | ITEM
25299_drw.pdf | 1 | 1 | PLATE,MOUNT, - | 25300
25299_drw.pdf | 2 | 2 | GUSSET,MOUNT, - | 25301
25299_drw.pdf | 3 | 1 | GUSSET,MOUNT, - | 25302
25299_drw.pdf | 4 | 1 | GUSSET,MOUNT, - | 25303
25319_drw.pdf | ITEM
25319_drw.pdf | 1 | 1 | PLATE,MOUNT, - | 25320
25319_drw.pdf | 2 | 1 | ANGLE,MOUNT, - | 25321
25324_drw.pdf | 1 | 1 | ENGINE, QSX15-C665, SPEC CFP15E F10-F40 | 8742
25324_drw.pdf | 2 | 1 | EXHAUST,L 90 HALF MARMON, 6" 125# ANSI FLANGE | 9514-09
25324_drw.pdf | 3 | 1 | ASSEMBLY, SUPPORT, CFP15E FIRE PUMP | 10835
25324_drw.pdf | 4 | 1 | ASSEMBLY, COOLANT HEATER, 3KW ADJ VOLTAGE, CFP15E | 10849
25324_drw.pdf | 7 | 1 | ASSEMBLY, SECONDARY ECM, CFP15E | 15617
25324_drw.pdf | 8 | 1 | ASSEMBLY, GUARDING, CFP15E | 16707
25324_drw.pdf | 9
25324_drw.pdf | 10 | 1 | BRACKET, DPEM LOWER MTG, CFP15E | 19850
25324_drw.pdf | 11 | 1 | ASSEMBLY, CFP15E, DUPLEX LUBE OIL FILTER | 21158
25324_drw.pdf | 12 | 1 | ASSEMBLY, CONTROL PANEL MOUNTING, CFP POWER UNITS | 21249
25324_drw.pdf | 13 | 1 | ASSEMBLY, ACCESSORY MOUNTING, CFP15E | 21282
25324_drw.pdf | 14
25324_drw.pdf | 15 | 1 | ASSEMBLY, DPEM AND HARNESS, GEN I | 21662
25324_drw.pdf | 18
25325_drw.pdf | ITEM
25325_drw.pdf | 1 | 1 | HOSE,5/8"IDx25FT, CUT TO 46.00" LONG | A042F070
25325_drw.pdf | 2 | 1 | HOSE,5/8"IDx25FT, CUT TO 7.25" LONG | A042F070
25325_drw.pdf | 3 | 1 | HOSE,PARKER, 5/8IN ID X 36.00IN LONG | 801-10
25325_drw.pdf | 4
25325_drw.pdf |  |  |  | 14990-10
25325_drw.pdf | 11 | 1
25325_drw.pdf | 12 | 1 | GROMMET, 1.38"DIA X .38"
25325_drw.pdf | 13
25325_drw.pdf | 14 | 1 | FTG,ST,ADAPTER 1.00-18 X 1/2 NPTF, _ | 123824
25325_drw.pdf | 15 | 1 | VALVE, OIL DRAIN, 1/2-14 NPT WITH NIPPLE | A042D025
25329_drw.pdf | ITEM
25329_drw.pdf | 1 | 1 | SHAFT, EXHAUST VALVE | 25327
25329_drw.pdf | 2 | 1 | HANDLE, EXHAUST VALVE | 25328
25332_drw.pdf | ITEM
25332_drw.pdf | 1 | 1 | PIN, QUICK RELEASE, W/LANYARD | 25336
25332_drw.pdf | 2 | 1 | STAY, DOOR W/STOP, PIERCE 175KW | 25340
25332_drw.pdf | 3
25332_drw.pdf | 4
25332_drw.pdf |  |  | 175KW | 25334
25340_drw.pdf | ITEM
25340_drw.pdf | 1 | 1 | BAR, DOOR PROP, PIERCE 175KW | 25333
25340_drw.pdf | 2 | 1 | BAR, RD., STOP, PIERCE 175KW | 25335
25341_drw.pdf | ITEM
25341_drw.pdf | 1 | 1 | PIN, QUICK RELEASE, W/LANYARD | 25336
25341_drw.pdf | 2 | 1 | STAY, DOOR W/STOP-LH, PIERCE 175KW | 25343
25341_drw.pdf | 3
25341_drw.pdf | 4
25341_drw.pdf |  |  | 175KW | 25334
25343_drw.pdf | ITEM
25343_drw.pdf | 1 | 1 | BAR, RD., STOP, PIERCE 175KW | 25335
25343_drw.pdf | 2 | 1 | BAR, DOOR PROP-LH, PIERCE 175KW | 25342
25346_drw.pdf | ITEM
25346_drw.pdf | 1 | 1 | TUBE,EXHAUST, - | 25347
25346_drw.pdf | 2 | 1 | TUBE,EXHAUST OUTLET, _ | 3903552
25348_drw.pdf | 1
25348_drw.pdf | 2 | 2 | VALVE, MARINE GRADE, 1-1/4" NPT | 15759-20
25348_drw.pdf | 3
25348_drw.pdf | 4
25348_drw.pdf | 5 | 2 | REGULATOR/STRAINER, 1-1/4" NPT, SEA WATER COMPATIBLE | 13702
25348_drw.pdf | 6 | 5 | TEE, MARINE GRADE, 1-1/4" NPT | 15755-20
25348_drw.pdf | 7 | 3 | BUSHING, MARINE GRADE, 1-1/4" x 1/4" | 15758-20-4
25348_drw.pdf | 8 | 2 | BUSHING, MARINE GRADE, 1/4" x 1/8" | 15758-4-2
25348_drw.pdf | 9 | 1 | VALVE, BALL, 1/4" NPT,, APOLLO 77-100 (MARINE) | 15759-04
25348_drw.pdf | 10 | 1 | NIPPLE, NAVAL BRONZE, 1/4" X CLOSE | 15760
25348_drw.pdf | 11 | 2 | CHECK VALVE, MARINE GRADE, 1-1/4" NPT | 15768-20
25348_drw.pdf | 12
25348_drw.pdf | 13 | 7 | NIPPLE, MARINE GRADE, 1-1/4" X 1-5/8" | 15797
25348_drw.pdf | 14 | 3 | NIPPLE, MARINE GRADE, 1-1/4" X 2-1/2" | 15798
25348_drw.pdf | 15 | 2 | NIPPLE, MARINE GRADE, 1-1/4" X 8" | 15803
25348_drw.pdf | 16 | 2 | NIPPLE,1-1/4x4"LONG, NAVAL BRONZE WITH 1/8NPT PORT | 21005
25349_drw.pdf | ITEM
25349_drw.pdf | 1 | 1 | COOLING LOOP, 1-1/4", 24V, SEA WATER COMPATIBLE, | CFP15E25348
25349_drw.pdf | 2 | 1 | BRACKET, RAW WATER COOLING, 8" LG, FIREPUMP | 10916
25349_drw.pdf | 3 | 1 | BRACKET, RAW WATER COOLING, FIREPUMP | 11579
25349_drw.pdf | 4 | 2 | U-BOLT, 1.75" | 517134
25356_drw.pdf | ITEM
25356_drw.pdf | 1 | 1 | BRACKET, ENG. SUPPORT, QSX15, LORAM | 25357
25356_drw.pdf | 2 | 2 | PLATE, GUSSET, RR ENG MNT, QSX15, LORAM | 25358
25356_drw.pdf |  |  | 2
25393_drw.pdf | ITEM
25393_drw.pdf | 1
25393_drw.pdf | 2
25393_drw.pdf | 3 | 1 | BRACKET, BULKHEAD, FRONT, CFP15E | 25394
25393_drw.pdf |  |  | 0.69 TYP
25407_drw.pdf | ITEM
25407_drw.pdf | 1 | 7 | WELDNUT, 1/4"-20 NC, _ | 14520
25407_drw.pdf | 2 | 1 | BRACKET,PCC2100, 0300-5042 | 25408
25407_drw.pdf |  | 2
25410_drw.pdf | ITEM
25410_drw.pdf | 1 | 1 | SHEET,BACK PANEL, 0320-1982/0300-5042 | 25406
25410_drw.pdf | 2 | 2 | SHEET, BACK PANEL, 25410 | 25411
25418_drw.pdf | 1 | 1 | COUPLING, HALF, 1/2" NPT, 304 STAINLESS STEEL | 23109
25418_drw.pdf | 2 | 1 | FLANGE, FLARED, 5" OD, SS | 25419
25418_drw.pdf | 3 | 1 | BELLOWS, 304SS, CFP15E | 25420
25418_drw.pdf | 4 | 1 | PLATE, 304SS WELD, CFP15E | 25421
25418_drw.pdf | 5 | 1 | FLANGE, 6" ANSI, 304SS, CFP15E | 25422
25418_drw.pdf | 6 | 1 | ELBOW, 304SS, CFP15E | 25423
25426_drw.pdf | ITEM
25426_drw.pdf | 1 | 1 | FLANGE, 6" ANSI, 304SS, CFP15E | 25422
25426_drw.pdf | 2 | 1 | TUBE, 6" 304SS EXHAUST | 25427
25426_drw.pdf | 3 | 1 | RING, 304SS EXHAUST | 25428
25426_drw.pdf | 4 | 1 | FLANGE, 304SS FLOATING | 25429
25430_drw.pdf | 1 | 2 | ANGLE | 24635
25430_drw.pdf | 2 | 1 | ANGLE | 25431
25430_drw.pdf | 3 | 2 | PLATE | 25432
25434_drw.pdf | ITEM
25434_drw.pdf | 1 | 1 | TOP | 25435
25434_drw.pdf | 2 | 1 | FLANGE | 25436
25442_drw.pdf | ITEM
25445_drw.pdf | ITEM
25445_drw.pdf | 1 | 1 | HOSE,PARKER, 3/8" ID X 16.00 LG | 801-06
25445_drw.pdf | 2 | 1 | HOSE,PARKER, 3/8" ID X 24.00 LG | 801-06
25445_drw.pdf | 3 | 1 | HOSE,PARKER, 3/8" ID X 52.00 LG | 801-06
25445_drw.pdf | 4 | 2 | HOLD-DOWN,BATTERY, GRP 31 HARDWARE | 17493
25445_drw.pdf | 5 | 1 | SKID, SHIPPING, 66" x 120", MILANTRACTOR | 17519
25445_drw.pdf | 6 | 1 | RADIATOR, QSB6.7-M 282 HP @ 1800, APPLETON MARINE | 25309
25445_drw.pdf | 7 | 1 | FAN, SUCKER 31" 9 BLADE, ACS 440100-31 | 25473
25445_drw.pdf | 8 | 1 | BRKT,FRONT ENGINE MOUNT, QSB7-DM | 25519
25445_drw.pdf | 9 | 2 | BRKT,UPPER REAR ENG MNT, QSB6.7-DM | 25523
25445_drw.pdf |  |  | BRKT,LOWER REAR ENG MNT, QSB6.7-DM | 25541
25445_drw.pdf |  |  | SUPPORT, QSB6.7-DM | 25546
25445_drw.pdf |  |  |  | 25549
25445_drw.pdf |  |  |  | 25550
25445_drw.pdf |  |  |  | 25637
25445_drw.pdf |  |  |  | 25758
25454_drw.pdf | ITEM
25454_drw.pdf | 1 | 5 | KIT,GASKET,NUT,BOLT, FULL FACE FIBER,8 | 23580_800
25454_drw.pdf | 2 | 1 | FLEX, EXHAUST, 8" ASA FLG X 5" ID CUFF X 13.50" | 6735-65
25454_drw.pdf | 3
25454_drw.pdf | 4 | 1 | PIPE,EXHAUST,GTA19, W/CRITICAL SILENCER | 15454
25454_drw.pdf |  |  | WRAP,SILENCER, GTA19/KTA19 CRITICAL | 17039
25454_drw.pdf |  |  | CRITICAL | 17042
25454_drw.pdf |  |  |  | 25456
25459_drw.pdf | ITEM
25459_drw.pdf | 1 | 4 | WELDNUT,M6, McMASTER-CARR: 93337A100 | 21578-01
25459_drw.pdf | 2 | 1 | PANEL, RH SIDE | A042D275
25460_drw.pdf | ITEM
25460_drw.pdf | 1 | 14 | WELDNUT,M6, McMASTER-CARR: 93337A100 | 21578-01
25460_drw.pdf | 2 | 1 | GUARD, ALTERNATOR | A042D276
25461_drw.pdf | ITEM
25461_drw.pdf | 1 | 1 | PIPE,EXHAUST,REWORK, GTA19/38 | 15027
25461_drw.pdf | 2 | 1 | HOSE,FUEL,NATURAL GAS, - | 18117_001
25461_drw.pdf | 3 | 1 | HOSE,FUEL,NATURAL GAS, - | 18752_001
25461_drw.pdf | 4
25461_drw.pdf |  |  | FUEL BYPASS, GILL | 13525
25461_drw.pdf |  |  |  | 13528
25461_drw.pdf | 11 | 1 | AIR
25461_drw.pdf | 12 | 1 | GASKET,CARBURETOR, -
25461_drw.pdf | 13 | 1 | HARNESS,AIR FUEL RATIO,GILL 1495-1-022
25466_drw.pdf | 1 | 1 | FAN; RADIATOR | 0130-6295
25466_drw.pdf | 2 | 1 | SPACER, GUAR;D (ALTERNATOR) | 0130-6373-02
25466_drw.pdf | 3 | 1 | STUD; - | 0520-1025-02
25466_drw.pdf | 4 | 1 | HOSE, HOSE CAC 4 TO 4;.5FLEX FAB P/N FLX7735 | 10459
25466_drw.pdf | 5 | 1 | CONNECTOR,MAL;E-10 JIC X -8 NPT,STEEL | 12238-10-8
25466_drw.pdf | 6 | 1 | COUPLING,PLAIN HOS;E-6 BARB X -4 NPT,BRASS | 12548-6-4
25466_drw.pdf | 7 | 1 | BRACKET, CAC SUPPO;RTCFP15E LOW HORSE POWER | 12886
25466_drw.pdf | 8 | 3 | CLAMP, SPRING LOADED T-BO;LT4.03-4.33 | 12975-0425
25466_drw.pdf | 9 | 2 | CLAMP, WOR;M 5/16" BAND | 14992-06
25466_drw.pdf | 10 | 1 | TUBE, CAC, TURBO SI;DECFP15E FIREPUMP | 17261
25466_drw.pdf |  |  |  | 20000-025
25466_drw.pdf |  |  | 0.98
25466_drw.pdf |  |  | 2X
25466_drw.pdf |  |  | 0.98
25470_drw.pdf | SP-NXS-14-10F-EN1 | SP-NXS-14-10F-EN1 | / 316SS
25472_drw.pdf | 1
25472_drw.pdf | 2
25472_drw.pdf | 3 | 1 | FAN SPACER,1 1/2", - | 3910129
25472_drw.pdf | 4 | 1 | ASSEMBLY, CPG COOLKIT | A035E355
25491_drw.pdf | ITEM
25491_drw.pdf | 1 | 4 | HARDWOOD, 3x4x79.5 (3 x 3 5/8), HEAT TREATED & MARKED | 25491_01
25491_drw.pdf | 2 | 8 | HARDWOOD, 2x4x47.5 (1 1/2 x 4), HEAT TREATED & MARKED | 25491_02
25491_drw.pdf | 3 | 8 | HARDWOOD, 2x6x47.5 (1 1/2 x 6), HEAT TREATED & | 25491_03
25491_drw.pdf |  |  | (3.00)
25507_drw.pdf | ITEM
25507_drw.pdf | 1 | 16 | OSP,WASHER,SNUBBING | 19571
25507_drw.pdf | 2 | 8 | SCR,CAP,HEX HEAD, 1-8UNC X 6.50 GR8 ZN | 25093
25507_drw.pdf | 3 | 8 | ISOLATOR,UNIVERSAL, TECH PROD. 60055 | 25511
25507_drw.pdf | 4 | 8 | NUT,LOCKING,1"-8 UNC, REUSEABLE | 25813
25507_drw.pdf |  |  | WASHER, SNUBBING | A042E661
25509_drw.pdf |  | BUSSMANN | OR EQUAL
25509_drw.pdf | 600VAC/300VDC | 600VAC/300VDC
25510_drw.pdf | ITEM
25510_drw.pdf | 1
25510_drw.pdf | 2 | 1 | SAFETY SWITCH,HEAVY DUTY, 30AMP | 25508
25512_drw.pdf | 1 | 1 | VALVE, SOLENOID, 1-1/4" NPT, 24VDC, 150PSI | 12389
25512_drw.pdf | 2 | 2 | BALL VALVE, 1_1/4 NPT MALE X FEMALE | 12709
25512_drw.pdf | 3
25512_drw.pdf | 4 | 1 | GAUGE, PRESSURE, 1/4" NPT, DPG1-2 1/2, 0-100 PSI | 8892
25512_drw.pdf | 5 | 5 | TEE, 1 1/4" NPT FEMALE, DO NOT USE. USE BTH (18AUG2015) | 12386
25512_drw.pdf | 6 | 1 | VALVE, BALL, 1/4" NPT FEMALE | FA60204-1
25512_drw.pdf | 7 | 3 | BUSHING, REDUCING, 1 1/4" X 1/4" NPT, DO NOT USE. USE | BBH1B23(9118AUG2015)
25512_drw.pdf | 8 | 2 | REGULATOR/STRAINER, 1-1/4" NPT, SEA WATER COMPATIBLE | 13702
25512_drw.pdf | 9
25512_drw.pdf | 10
25512_drw.pdf | 11 | 2 | SENSOR,300PSI,1/8NPT, VEETHREE-977035 | 21574
25512_drw.pdf | 12 | 2 | NIPPLE, 1-1/4 X 4", BLACK IRON, W/PORT | 23426
25512_drw.pdf | 13
25512_drw.pdf | 14
25512_drw.pdf | 15
25512_drw.pdf | 16 | 2 | VALVE, 1-1/4" NPT CHECK, VALUE ADDED: CV125 | 25504
25513_drw.pdf | 1 | 2 | BALL VALVE, 1_1/4 NPT MALE X FEMALE | 12709
25513_drw.pdf | 2
25513_drw.pdf | 3 | 1 | GAUGE, PRESSURE, 1/4" NPT, DPG1-2 1/2, 0-100 PSI | 8892
25513_drw.pdf | 4 | 5 | TEE, 1 1/4" NPT FEMALE, DO NOT USE. USE BTH (18AUG2015) | 12386
25513_drw.pdf | 5 | 1 | VALVE, BALL, 1/4" NPT FEMALE | FA60204-1
25513_drw.pdf | 6 | 3 | BUSHING, REDUCING, 1 1/4" X 1/4" NPT, DO NOT USE. USE | BBH1B23(9118AUG2015)
25513_drw.pdf | 7 | 2 | REGULATOR/STRAINER, 1-1/4" NPT, SEA WATER COMPATIBLE | 13702
25513_drw.pdf | 8
25513_drw.pdf | 9
25513_drw.pdf | 10 | 2 | SENSOR,300PSI,1/8NPT, VEETHREE-977035 | 21574
25513_drw.pdf | 11 | 2 | NIPPLE, 1-1/4 X 4", BLACK IRON, W/PORT | 23426
25513_drw.pdf | 12
25513_drw.pdf | 13
25513_drw.pdf | 14
25513_drw.pdf | 15
25513_drw.pdf | 16 | 2 | VALVE, 1-1/4" NPT CHECK, VALUE ADDED: CV125 | 25504
25514_drw.pdf | 1 2 | 1 1 | SENDER, WATER TEMPERATU;RE1/8" NPT PRESSURE, 1/4" N;PTDPG1-2 1/2, 0-100 PSI, (WATTS) | 8892
25514_drw.pdf | 3 | 2 | BALL VALV;E 1_1/4 NPT MALE X FEMALE | 12709
25514_drw.pdf | 4 | 2 | REGULATOR/STRAINER, 1-1/4" ;NPSTEA WATER COMPATIBLE | 13702
25515_drw.pdf | 1 | 2 | VALVE, MARINE GRADE, 1-1/4" NPT | 15759-20
25515_drw.pdf | 2
25515_drw.pdf | 3
25515_drw.pdf | 4 | 2 | REGULATOR/STRAINER, 1-1/4" NPT, SEA WATER COMPATIBLE | 13702
25515_drw.pdf | 5 | 5 | TEE, MARINE GRADE, 1-1/4" NPT | 15755-20
25515_drw.pdf | 6 | 3 | BUSHING, MARINE GRADE, 1-1/4" x 1/4" | 15758-20-4
25515_drw.pdf | 7 | 2 | BUSHING, MARINE GRADE, 1/4" x 1/8" | 15758-4-2
25515_drw.pdf | 8 | 1 | VALVE, BALL, 1/4" NPT,, APOLLO 77-100 (MARINE) | 15759-04
25515_drw.pdf | 9 | 1 | NIPPLE, NAVAL BRONZE, 1/4" X CLOSE | 15760
25515_drw.pdf | 10 | 2 | CHECK VALVE, MARINE GRADE, 1-1/4" NPT | 15768-20
25515_drw.pdf | 11
25515_drw.pdf | 12 | 6 | NIPPLE, MARINE GRADE, 1-1/4" X 1-5/8" | 15797
25515_drw.pdf | 13 | 2 | NIPPLE, MARINE GRADE, 1-1/4" X 2-1/2" | 15798
25515_drw.pdf | 14 | 2 | NIPPLE, MARINE GRADE, 1-1/4" X 8" | 15803
25515_drw.pdf | 15 | 2 | NIPPLE,1-1/4x4"LONG, NAVAL BRONZE WITH 1/8NPT PORT | 21005
25515_drw.pdf | 16 | 2 | SENSOR,300PSI,1/8NPT, VEETHREE-977035 | 21574
25516_drw.pdf | 1 2 | 1 1 | SENDER, WATER TEMPERATU;RE1/8" NPT 0-100 PS;I1/4" NPT STN STL | 13113
25516_drw.pdf | 3 | 2 | REGULATOR/STRAINER, 1-1/4" ;NPSTEA WATER COMPATIBLE | 13702
25516_drw.pdf | 4 | 5 | TEE, MARINE GRAD;E1-1/4" NPT | 15755-20
25516_drw.pdf |  |  |  | 15758-20-4
25519_drw.pdf | ITEM
25519_drw.pdf | 1 | 1 | PLATE,MOUNT, - | 25520
25519_drw.pdf | 2 | 1 | PLATE,MOUNT, - | 25521
25519_drw.pdf | 3 | 2 | GUSSET,MOUNT, - | 25522
25523_drw.pdf | ITEM
25523_drw.pdf | 1 | 1 | PLATE,MOUNT, - | 25524
25523_drw.pdf | 2 | 1 | GUSSET,MOUNT, - | 25525
25523_drw.pdf | 3 | 2 | GUSSET,MOUNT, - | 25528
25532_drw.pdf | ITEM
25532_drw.pdf | 1 | 4 | LUMBER, 1 7/8 X 4 X 119 LONG, HW, SIZE THKNESS EXACT | 25532-01
25532_drw.pdf | 2 | 4 | LUMBER, 3 X 4 X 60 LONG, HW STR | 25532-02
25532_drw.pdf | 3 | 2 | LUMBER, 6/4 X 6 X 103 LONG, HW, 8 INCH LIP | 25532-03
25532_drw.pdf | 4 | 5 | LUMBER, 4 X 6 X 60 LONG, HW STR | 25532-04
25532_drw.pdf |  |  | LUMBER, 7/4 X 4 X 12 LONG, ASPEN | 25532-05
25532_drw.pdf |  |  | ASPEN | 25532-06
25532_drw.pdf |  |  |  | 25532-07
25534_drw.pdf | ITEM
25534_drw.pdf | 1 | 2 | GUARD, SPLIT PLATE, SHAFT, CFP15E | 25535
25534_drw.pdf | 2 | 2 | BRACKET, GUARD SUPPORT, FIREPUMP | 25560
25534_drw.pdf | 3 | 2 | BRACE, SHAFT GUARD SUPPORT, 24" DS FIREPUMP | 25561
25534_drw.pdf | 4 | 2 | COVER, TELESCOPING, SHAFT GUARD, FIREPUMP SIZE XL | 25562
25535_drw.pdf | 1 | 1 | BACKPLATE, SPLIT SHAFT GUARD, CFP15E | 25536
25535_drw.pdf | 2 | 1 | SIDE PLATE, SHAFT GUARD, CFP15E | 25537
25535_drw.pdf |  | (12.00)
25541_drw.pdf | ITEM
25541_drw.pdf | 1 | 1 | PLATE,MOUNT, - | 25542
25541_drw.pdf | 2 | 1 | PLATE,MOUNT, - | 25543
25541_drw.pdf | 3 | 1 | CHANNEL,FORMED,MOUNT, - | 25544
25541_drw.pdf | 4 | 1 | GUSSET,MOUNT, - | 25545
25546_drw.pdf | ITEM
25546_drw.pdf | 1 | 1 | PLATE,SUPPORT, - | 25547
25546_drw.pdf | 2 | 1 | GUSSET,SUPPORT, - | 25548
25551_drw.pdf | ITEM
25551_drw.pdf | 1 | 4 | WELDNUT, 1/4"-20 NC, _ | 14520
25551_drw.pdf | 2 | 1 | GUARD,ALTERNATOR, LORAM RG400 | 23662
25574_drw.pdf | ITEM
25574_drw.pdf | 1 | 1 | CHANNEL, BRACE, KTA19GC | 25631
25574_drw.pdf | 2 | 1 | PLATE, BRACE, KTA19GC | 25632
25577_drw.pdf | ITEM
25577_drw.pdf | 1 | 4 | NUT,WELD,HEX, 1/2-13 | 25284_50-13
25577_drw.pdf | 2 | 1 | CHAN,FORMED,CRM, OPTIONS,250KW MOH | 25578
25577_drw.pdf |  |  | 2
25577_drw.pdf |  |  | SCALE 0.063
25579_drw.pdf | ITEM
25579_drw.pdf | 1 | 1 | HOSE,FUEL,NG,45.0 IN, - | 15109
25579_drw.pdf | 2 | 1 | VALVE,BL -32 LK HDL, BRASS,NPTFxNPTF | 16145-32
25579_drw.pdf | 3 | 1 | SOLENOID,FUEL,2" 24V, REF 3395606 | 18220
25579_drw.pdf | 4 | 2 | UNION,NPTF,BLACK, 2 INCH W/NUT | B150UK
25579_drw.pdf | 11
25579_drw.pdf | 12
25579_drw.pdf | 13
25579_drw.pdf | 14
25579_drw.pdf | 15 | 1 | HOSE,BRAIDED,THD ENDS, FUEL FLEX CONNECTOR,2 | 24370-11
25580_drw.pdf | ITEM
25580_drw.pdf | 1 | 1 | HOSE,FUEL,NG,45.0 IN, - | 15109
25580_drw.pdf | 2 | 1 | VALVE,BL -32 LK HDL, BRASS,NPTFxNPTF | 16145-32
25580_drw.pdf | 3 | 2 | SOLENOID,FUEL,2" 24V, REF 3395606 | 18220
25580_drw.pdf | 4 | 1 | KIT,ASCO CONN HDWR W/, O-RING FOR 8214 280 | 22585
25580_drw.pdf |  |  | UNION,NPTF,BLACK, 2 INCH W/NUT | B150UK
25580_drw.pdf | 11
25580_drw.pdf | 12
25580_drw.pdf | 13
25580_drw.pdf | 14
25580_drw.pdf | 15 | 1 | HOSE,BRAIDED,THD ENDS, FUEL FLEX CONNECTOR,2 | 24370-11
25581_drw.pdf | ITEM
25581_drw.pdf | 1 | 1 | HOSE,FUEL,NG,45.0 IN, - | 15109
25581_drw.pdf | 2 | 1 | VALVE,BL -32 LK HDL, BRASS,NPTFxNPTF | 16145-32
25581_drw.pdf | 3 | 1 | SOLENOID,FUEL,2" 24V, REF 3395606 | 18220
25581_drw.pdf | 4 | 2 | KIT,GASKET,NUT,BOLT, FULL FACE FIBER,2 | 23580_200
25581_drw.pdf |  |  | MOUNT,PECO FILTER, KTA19,250KW MOH | A042H204
25581_drw.pdf |  |  | W/NUT | B150UK
25581_drw.pdf |  |  |  | 12112
25581_drw.pdf | 12
25581_drw.pdf | 13
25581_drw.pdf | 14
25581_drw.pdf | 15
25582_drw.pdf | ITEM
25582_drw.pdf | 1 | 1 | HOSE,FUEL,NG,45.0 IN, - | 15109
25582_drw.pdf | 2 | 1 | VALVE,BL -32 LK HDL, BRASS,NPTFxNPTF | 16145-32
25582_drw.pdf | 3 | 2 | SOLENOID,FUEL,2" 24V, REF 3395606 | 18220
25582_drw.pdf | 4 | 1 | KIT,ASCO CONN HDWR W/, O-RING FOR 8214 280 | 22585
25582_drw.pdf |  |  | KIT,GASKET,NUT,BOLT, FULL FACE FIBER,2 | 23580_200
25582_drw.pdf |  |  | MOH | A042H204
25582_drw.pdf |  |  |  | B150UK
25582_drw.pdf | 11
25582_drw.pdf | 12
25582_drw.pdf | 13
25582_drw.pdf | 14
25582_drw.pdf | 15
25583_drw.pdf | ITEM
25583_drw.pdf | 1 | 1 | HOSE,FUEL,NG,45.0 IN, - | 15109
25583_drw.pdf | 2 | 1 | VALVE,BL -32 LK HDL, BRASS,NPTFxNPTF | 16145-32
25583_drw.pdf | 3 | 1 | SOLENOID,FUEL,2" 24V, REF 3395606 | 18220
25583_drw.pdf | 4 | 2 | UNION,NPTF,BLACK, 2 INCH W/NUT | B150UK
25583_drw.pdf | OPEN10
25583_drw.pdf | 13
25583_drw.pdf | 14 1
25583_drw.pdf | 15
25584_drw.pdf | ITEM
25584_drw.pdf | 1 | 1 | HOSE,FUEL,NG,45.0 IN, - | 15109
25584_drw.pdf | 2 | 1 | VALVE,BL -32 LK HDL, BRASS,NPTFxNPTF | 16145-32
25584_drw.pdf | 3 | 2 | SOLENOID,FUEL,2" 24V, REF 3395606 | 18220
25584_drw.pdf | 4 | 1 | KIT,ASCO CONN HDWR W/, O-RING FOR 8214 280 | 22585
25584_drw.pdf |  |  | UNION,NPTF,BLACK, 2 INCH W/NUT | B150UK
25584_drw.pdf | 11
25584_drw.pdf | 12
25584_drw.pdf | 13
25584_drw.pdf | 14
25584_drw.pdf | 15
25588_drw.pdf | 1 2 | 1 1 | TANK,10 GALLO;N ROUND ALUM TAN;K250KW MOH | 26714
25588_drw.pdf | 3 | 1 | STANDPIPE,VEN;T OIL LEVEL MAINTAINER | 26888
25588_drw.pdf | 4 | 1 | STICKER, ENGINE OIL ON;LYOIL MAINTAINER TANK | A042D245
25590_drw.pdf | ITEM
25590_drw.pdf | 1 | 1 | BOX,BATTERY,2 8D, 150KW MOH | 24276
25590_drw.pdf | 2 | 4 | SPACER, GTA855 ISOLATOR | 13660
25590_drw.pdf | 3
25590_drw.pdf | 4 | 6 | GUSSET,GENERATOR CROSSMEMBER, GTA855/19 | 16289
25590_drw.pdf |  |  | SPACER,ISOLATOR, GTA855/19 | 16294
25590_drw.pdf |  |  |  | 24263
25590_drw.pdf |  |  |  | 24264
25590_drw.pdf | 11 | 2
25590_drw.pdf | 12 | 1 | ANGLE,2-1/2, 1/4THK, 65.89"L
25590_drw.pdf | 13 | 1 | BEAM,H,FRAME,OPEN, 250KW MOH
25590_drw.pdf | 14 | 2 | CHAN,FORMED,CRM,GEN, 250KW MOH | 25593
25590_drw.pdf | 15 | 1 | CHAN,FORMED,CRM,RADIATOR, 250KW MOH | 25594
25603_drw.pdf | ITEM
25603_drw.pdf | 1 | 1 | LOAD BANK, 250KW SIMPLEX | 25614
25603_drw.pdf | 2 | 1 | BRKT,FORMED,MNT, LOAD BNK CNT & OIL TANK | 25238
25603_drw.pdf | 3 | 1 | PLATE,MOUNT,CNT, LOAD BANK, 150KW MOH | 25239
25603_drw.pdf |  |  | 1
25604_drw.pdf | 1 | 1 | BATTERY CABLE KIT, 7 FOOT | 23451
25604_drw.pdf | 2 | 1 | BRACKET, BATTERY HOLD DOWN | 14168
25604_drw.pdf | 3 | 3 | CLAMP,CSHN, 1.00 ID | 16164-16
25604_drw.pdf | 4 | 1 | BRKT,BREATHER-TUBE-MNT, KTA19 | 21525
25604_drw.pdf | 5 | 1 | ROD, THREADED, 3/8"-16 X 12" LG, McMASTER-CARR | 25756
25604_drw.pdf | 6 | 2 | HOLD DOWN,BATTERY, 8D-DRY | 26549
25604_drw.pdf | 7 | 2 | FOAM RUBBER,MEDIUM, DENSITY,CLOSED CELL | 26569
25604_drw.pdf | 8 | 1 | LATCH,BATTERY BOX, 250KW MOH | 26667
25604_drw.pdf | 9 | 2 | GROUP 8D, COMMERCIAL | 8D-3 DRY
25604_drw.pdf |  |  |  | NUT_3_8-16
25604_drw.pdf |  | BATTERIES | ARE AN
25604_drw.pdf |  |  | A 5 2 A
25608_drw.pdf | ITEM
25608_drw.pdf | 1 | 1 | LOUVER,CONDUIT BOX, UCI274/HCI4/HCI5 | 17310
25608_drw.pdf | 2 | 1 | PANEL,RR,CONDUIT BOX, UCI274/HCI4/HCI5 | 18319
25608_drw.pdf | 3 | 1 | PANEL,SIDE,CONDUIT BOX, UCI274/HCI4/HCI5 | 18324
25608_drw.pdf | 4 | 1 | PANEL,SIDE,CONDUIT BOX, HCI4,W/CTRL | 25685
25608_drw.pdf |  |  | PANEL,FRNT,CONDUIT BOX, HCI4C/D/E,QSK19G | 25687
25608_drw.pdf |  |  | UCI274,HCI4,HCI5 | 13694
25608_drw.pdf |  |  |  | 14456
25608_drw.pdf |  |  | 1
25609_drw.pdf | 1 | 2 | BRKT,RADIATOR-SPPR;T150KW MOH | 24913
25609_drw.pdf | 2 | 1 | I;N QSK19G | 25585
25609_drw.pdf | 4 | 1 | TUBE,LTA OU;T QSK19G | 25587
25617_drw.pdf | ITEM
25617_drw.pdf | 1 | 1 | MOUNT, GTA19 REAR ENGINE, LH | 13918
25617_drw.pdf | 2 | 1 | MOUNT, GTA19 REAR ENGINE, RH | 13923
25617_drw.pdf | 3 | 1 | FRONT ENGINE SUPPORT, KTA19SLB | 16433
25617_drw.pdf | 4 | 1 | BASE,OPEN.W/FLOOR, 25OKW MOH | 25590
25617_drw.pdf |  |  | BRACKET,AIR CLEANER, QSK19G | 26700
25617_drw.pdf |  |  |  | AH19266
25617_drw.pdf |  |  |  | 875362
25617_drw.pdf | 11 | 1 | CLAMP,
25617_drw.pdf | 12 | 1 | CLAMP, WORM, .81 - 1.75
25617_drw.pdf | 13
25617_drw.pdf | 14 | 1 | CLAMP,CSHN, 1.63 ID | 16164-26
25617_drw.pdf | 15 | 1 | HOSE,1-1/4",200PSI, 48"L | 21524_48
25618_drw.pdf | ITEM
25618_drw.pdf | 1 | 1 | MOUNT, GTA19 REAR ENGINE, LH | 13918
25618_drw.pdf | 2 | 1 | MOUNT, GTA19 REAR ENGINE, RH | 13923
25618_drw.pdf | 3 | 1 | FRONT ENGINE SUPPORT, KTA19SLB | 16433
25618_drw.pdf | 4 | 1 | BASE,ENCLOSED.W/FLOOR, 25OKW MOH | 25629
25618_drw.pdf |  |  | BRACKET,AIR CLEANER, QSK19G | 26700
25618_drw.pdf |  |  |  | AH19266
25618_drw.pdf |  |  |  | 875362
25618_drw.pdf | 11 | 1 | CLAMP,
25618_drw.pdf | 12 | 1 | CLAMP, WORM, .81 - 1.75
25618_drw.pdf | 13
25618_drw.pdf | 14 | 1 | CLAMP,CSHN, 1.63 ID | 16164-26
25618_drw.pdf | 15 | 1 | HOSE,1-1/4",200PSI, 48"L | 21524_48
25619_drw.pdf | 1 | 1 | ALTERNATOR PART, NEWAGE | HC4_CDE_1B_SAE0
25619_drw.pdf | 2 | 8 | WASHER, SNUBBING, TECH PRODUCTS 0184 | 0184
25619_drw.pdf | 3 | 4 | MOUNT, UNIVERSAL, 60045 | 60045
25620_drw.pdf | ITEM
25620_drw.pdf | 1 | 6 | CLAMP, LOOM, 0.50 ID | 26963-8
25620_drw.pdf | 2 | 1 | HEATER,OIL PAN, 1" NPT, 300W, 120V | 3825417-C
25620_drw.pdf | 3 | 1 | CORD, OIL HEATER Y W/ TSTAT, 1/2" NPT, 120V, 100 - | 1203F825424
25620_drw.pdf | 4 | 2 | ADAPTER,1/2 NPT TO 1.06 ORB FM, STEEL | FF63153
25622_drw.pdf | ITEM
25622_drw.pdf | 1 | 6 | CLAMP, LOOM, 0.50 ID | 26963-8
25622_drw.pdf | 2 | 1 | HEATER,OIL PAN, 1" NPT, 300W, 240V | 3825423
25622_drw.pdf | 3 | 1 | CORD, OIL HEATER Y W/ TSTAT, 1/2" NPT, 240V, 100 - | 1203F980620
25622_drw.pdf | 4 | 2 | ADAPTER,1/2 NPT TO 1.06 ORB FM, STEEL | FF63153
25622_drw.pdf |  |  | A
25623_drw.pdf | 1 | 1 | HOSE,5/8" IDx25FT, CUT TO 24.00 INCHES LONG | A042F070
25623_drw.pdf | 2 | 1 | HOSE,5/8" IDx25FT, CUT TO 36.00 INCHES LONG | A042F070
25623_drw.pdf | 3 | 1 | HOSE,5/8" IDx25FT, CUT TO 60.00 INCHES LONG | A042F070
25623_drw.pdf | 4 | 1 | HOSE,PARKER, 5/8IN ID X 24.00IN LONG | 801-10
25623_drw.pdf | 5
25623_drw.pdf | 6
25623_drw.pdf | 7
25623_drw.pdf | 15 | 1 | ADAPTER,1/2 NPT TO 1.06 ORB FM, STEEL
25623_drw.pdf |  |  |  | LTL-CPN12
25624_drw.pdf | 1 | 1 | HOSE,PARKER, 5/8IN ID X 24.00IN LONG | 801-10
25624_drw.pdf | 2
25624_drw.pdf | 3
25624_drw.pdf | 4
25624_drw.pdf | 5 | 2 | CLAMP, WORM, .56-1.06 | 14990-10
25624_drw.pdf | 6 | 1 | DECAL,ENGINE OIL DRAIN LABEL | 16565
25624_drw.pdf | 7 | 1 | VALVE, 1/2" FNPT, WATTS | FA60204
25624_drw.pdf |  |  | INSERT INTO 1-1/16 ORB
25624_drw.pdf |  |  | 7
25625_drw.pdf | ITEM
25625_drw.pdf | 1 | 1 | EXTENSION, FLANGED EXHAUST, KTA19 WITH FLANGED TURBO | OUT1L3E0T49
25625_drw.pdf | 2 | 1 | KIT,GASKET,NUT,BOLT, FULL FACE FIBER,5 | 23580_500
25625_drw.pdf | 3 | 2 | KIT,GASKET,NUT,BOLT, FULL FACE FIBER,6 | 23580_600
25625_drw.pdf | 4 | 1 | EXHAUST,ELBOW,6" FLG, OPEN,QSK19G | 25894
25625_drw.pdf |  |  | FLEX, EXHAUST, 5" ID X 5 "ID 12" LONG | 7833-22
25625_drw.pdf |  |  | QSK19,6"FLG,32"L | 25689
25625_drw.pdf |  |  |  | TEC-500
25626_drw.pdf | ITEM
25626_drw.pdf | 1 | 1 | EXTENSION, FLANGED EXHAUST, KTA19 WITH FLANGED TURBO | OUT1L3E0T49
25626_drw.pdf | 2 | 1 | KIT,GASKET,NUT,BOLT, FULL FACE FIBER,5 | 23580_500
25626_drw.pdf | 3 | 2 | KIT,GASKET,NUT,BOLT, FULL FACE FIBER,6 | 23580_600
25626_drw.pdf | 4 | 1 | TUBE,EXHAUST,ENCLOSED, W/CATALYST,QSK19G | 25895
25626_drw.pdf |  |  | CAP, 8", GT EXHAUST 22-800 | 22-800
25626_drw.pdf |  |  | 5 "ID 12" LONG | 7833-22
25626_drw.pdf |  |  |  | 25689
25626_drw.pdf | 11 | 2
25626_drw.pdf | 12 | 2 | CLAMP, EXHAUST, 5", RIKER
25629_drw.pdf | ITEM
25629_drw.pdf | 1 | 1 | BOX,BATTERY,2 8D, 150KW MOH | 24276
25629_drw.pdf | 2 | 4 | SPACER, GTA855 ISOLATOR | 13660
25629_drw.pdf | 3
25629_drw.pdf | 4 | 6 | GUSSET,GENERATOR CROSSMEMBER, GTA855/19 | 16289
25629_drw.pdf |  |  | SPACER,ISOLATOR, GTA855/19 | 16294
25629_drw.pdf |  |  |  | 24263
25629_drw.pdf |  |  |  | 24264
25629_drw.pdf | 11 | 2
25629_drw.pdf | 12 | 1 | PLATE,DECKING, 150KW MOH
25629_drw.pdf | 13 | 1 | ANGLE,2-1/2, 1/4THK, 22.20"L
25629_drw.pdf | 14 | 4 | NUT,WELD,HEX, 1/2-13 | 25284_50-13
25629_drw.pdf | 15 | 3 | ANGLE,2-1/2, 1/4THK, 65.89"L | 25591
25637_drw.pdf | ITEM
25637_drw.pdf | 1 | 1 | CHANNEL,FRAME,FRNT ENG, - | 25638
25637_drw.pdf | 2 | 2 | GUSSET,FRAME, - | 25639
25637_drw.pdf | 3 | 1 | CHANNEL,FRAME,REAR ENG, - | 25640
25637_drw.pdf | 4 | 2 | GUSSET,FRAME, - | 25641
25637_drw.pdf |  |  | PLATE,RADIATOR SUPPORT, - | 25642
25637_drw.pdf |  |  | - | 25643
25637_drw.pdf |  |  |  | 25644
25637_drw.pdf | 11 | 1
25637_drw.pdf | 12 | 1 | CHANNEL,FRAME,REAR, -
25637_drw.pdf | 13 | 4 | BRKT,FRAME,LIFTING, -
25650_drw.pdf |  | REALLY | OLD, -
25650_drw.pdf |  |  | 3KW ADJ VOLTAGE, CFP15E
25650_drw.pdf |  |  | CFP15E
25650_drw.pdf |  |  | CFP15E
25650_drw.pdf |  | SUPT, | CFP15E RADIATOR COOLED
25650_drw.pdf |  | FILTER, | FF4093
25650_drw.pdf |  |  | 3, RADIATOR COOLED
25650_drw.pdf |  | CFP15E,
25654_drw.pdf | ITEM
25654_drw.pdf | 1 | 1 | SKID, 74 x 174 | 25655
25654_drw.pdf | 2 | 2 | PANEL, CRATE END | 25656
25654_drw.pdf | 3 | 2 | PANEL, CRATE SIDE | 25657
25654_drw.pdf | 4 | 1 | PANEL, CRATE COVER | 25658
25654_drw.pdf |  |  | 4
25655_drw.pdf | ITEM
25655_drw.pdf | 1 | 6 | HARDWOOD, 3x4x174 (3 x 3 5/8), HEAT TREATED & MARKED | 25655-01
25655_drw.pdf | 2 | 7 | HARDWOOD, 2x6x74 (1 1/2 x 6), HEAT TREATED & MARKED | 25655-02
25655_drw.pdf | 3 | 8 | HARDWOOD, 2x6x33 (1 1/2 x 6), HEAT TREATED & MARKED | 25655-03
25655_drw.pdf | 4 | 2 | HARDWOOD, 2x4x174 (1 1/2 x 4), HEAT TREATED & MARKED | 25655-04
25655_drw.pdf |  |  | HARDWOOD, 2x4x66 (1 1/2 x 4), HEAT TREATED & MARKED | 25655-05
25656_drw.pdf | ITEM
25656_drw.pdf | 1 | 3 | LUMBER, 2 x 4 x 87.5, HEAT TREATED & MARKED | 25656-01
25656_drw.pdf | 2 | 2 | LUMBER, 2 x 4 x 74, HEAT TREATED & MARKED | 25656-02
25656_drw.pdf | 3 | 1 | PLYWOOD, 48" x 96" x 1/2", HEAT TREATED, MARKED | 25656-03
25656_drw.pdf | 4 | 1 | PLYWOOD, 26" x 96" x 1/2", HEAT TREATED, MARKED | 25656-04
25656_drw.pdf |  |  | PLYWOOD, 4" x 74" x 1/2", HEAT TREATED, MARKED | 25656-05
25656_drw.pdf |  |  | 3
25657_drw.pdf | ITEM
25657_drw.pdf | 1 | 5 | LUMBER, 2 x 4 x 86, HEAT TREATED & MARKED | 25657-01
25657_drw.pdf | 2 | 2 | LUMBER, 2 x 4 x 171, HEAT TREATED & MARKED | 25657-02
25657_drw.pdf | 3 | 3 | PLYWOOD, 48" x 96" x 1/2", HEAT TREATED, MARKED | 25657-03
25657_drw.pdf | 4 | 1 | PLYWOOD, 4" x 96" x 1/2", HEAT TREATED, MARKED | 25657-04
25657_drw.pdf |  |  | PLYWOOD, 4" x 78" x 1/2", HEAT TREATED, MARKED | 25657-05
25657_drw.pdf |  |  | HEAT TREATED, MARKED | 25657-06
25657_drw.pdf |  | 5 | 4
25658_drw.pdf | ITEM
25658_drw.pdf | 1 | 5 | LUMBER, 2 x 4 x 74 SOFTWOOD, HEAT TREATED & MARKED | 25658-01
25658_drw.pdf | 2 | 3 | PLYWOOD, 48" x 74" x 1/2", HEAT TREATED, MARKED | 25658-02
25658_drw.pdf | 3 | 1 | PLYWOOD, 30" x 74" x 1/2", HEAT TREATED, MARKED | 25658-03
25658_drw.pdf |  |  | 2
25659_drw.pdf | 1 | 1 | RADIATOR, CFP15 | A030T119
25659_drw.pdf | 2
25659_drw.pdf | 3 | 16 | NUT,HEX, 0.25-20 | 20100-025
25659_drw.pdf | 4 | 16 | SCREW,HH, 0.25-20x0.75 | 20225-075
25659_drw.pdf | 5 | 6 | SCREW,HH, 0.50-13x7.38 | 20250-738
25659_drw.pdf | 6 | 1 | GUARD, STONE, CFP15E RADIATOR | 25111
25659_drw.pdf | 7 | 1 | OSP, HERESITE COATING | 25692
25659_drw.pdf | 8
25659_drw.pdf |  |  | 1
25661_drw.pdf | 1 | 4 | PLATE, LIFTING BRACE, 5/16" A-36, 9.406 x 1.50 | 13867
25661_drw.pdf | 2 | 2 | NUT,HEX, 3/8"-16 | 20100-038
25661_drw.pdf | 3 | 2 | PLATE, RADIATOR MOUNTING | 23696
25661_drw.pdf | 4 | 2 | CHANNEL, SIDE | 25662
25661_drw.pdf | 5 | 1 | CHANNEL, END | 25663
25661_drw.pdf | 6 | 1 | SUPPORT, FRONT ENGINE | 25664
25661_drw.pdf | 7 | 1 | SUPPORT, REAR ENGINE | 25665
25661_drw.pdf | 8 | 1 | CHANNEL, END | 25667
25661_drw.pdf | 9 | 2 | MOUNT, RADIATOR | 25693
25661_drw.pdf | 10 | 6 | GUSSET, ENGINE MOUNT | 25799
25661_drw.pdf | 11 | 4 | PLATE | 25805
25661_drw.pdf | 12 | 2 | CROSS MEMBER | 25806
25661_drw.pdf | 13 | 4 | ANGLE | 25842
25661_drw.pdf | 14 | 2 | PLATE | 25843
25661_drw.pdf | 15 | 4 | PLATE | 25844
25669_drw.pdf | ITEM
25669_drw.pdf | 1 | 1 | TANK, OIL RESERVOIR, - | 25670
25669_drw.pdf | 2
25673_drw.pdf | ITEM
25673_drw.pdf | 1 | 1 | FLANGE, ANSI, 8.00" NOM, - | 41-800
25673_drw.pdf | 2 | 1 | PANEL, MANIFOLD, HORZ., 802 DYNO | 25674
25673_drw.pdf | 3 | 1 | PANEL, MANIFOLD, EXH. UPPER/LOWER, 802 DYNO | 25675
25673_drw.pdf | 4 | 3 | TUBE, 16GA, 8.00IN OD, 6.00IN LG, AL STL | P207369
25673_drw.pdf |  |  | 4
25677_drw.pdf | ITEM
25677_drw.pdf | 1
25679_drw.pdf | 1 | 1 | RACK, DUAL 8D BATTERY, KTA19GC | 25680
25679_drw.pdf | 2 | 1 | BRACKET, BATTERY HOLD DOWN | 14168
25679_drw.pdf | 3 | 1 | ROD, THREADED, 3/8"-16 X 12" LG, McMASTER-CARR 95475A660 | 25756
25679_drw.pdf | 4 | 2 | BATTERY, GROUP 8D, COMMERCIAL | 8D-3 DRY
25679_drw.pdf | 5 | 3 | NUT, 3/8-16 UNC | NUT_3_8-16
25679_drw.pdf | 6 | 3 | WASHER, 3/8 | WASHER_3-8
25679_drw.pdf | 7 | 3 | WASHER, LOCK, 3/8 | WASHER_LOCK_3-8
25680_drw.pdf | ITEM
25680_drw.pdf | 1 | 1 | TRAY, BATTERY RACK | 14153
25680_drw.pdf | 2 | 1 | BRACKET, LH BATTERY RACK, KTA19GC | 25681
25680_drw.pdf | 3 | 1 | BRACKET, RH BATTERY RACK, KTA19GC | 25682
25680_drw.pdf | 4 | 1 | GUSSET, BATTERY RACK, KTA19GC | 25683
25680_drw.pdf |  |  | 3/8-16 UNC | NUT_3_8-16
25685_drw.pdf | ITEM
25685_drw.pdf | 1 | 33 | WELDNUT, 1/4"-20 NC, _ | 14520
25685_drw.pdf | 2 | 1 | BRKT,CONDUIT BOX, - | 18323
25685_drw.pdf | 3 | 1 | SHEET,SIDE,CONDUIT BOX, HCI4 W/CTRL,QSK19G | 25684
25685_drw.pdf |  |  | 1
25685_drw.pdf |  |  | 2
25687_drw.pdf | ITEM
25687_drw.pdf | 1 | 18 | WELDNUT, 1/4"-20 NC, _ | 14520
25687_drw.pdf | 2 | 1 | BRKT,CONDUIT BOX, - | 18318
25687_drw.pdf | 3 | 1 | SHEET,FRNT,CONDUIT BOX, HCI4C/D/E, QSK19G | 25686
25688_drw.pdf | 1 | 1 | VALVE, OIL DRAIN, 1/2-14 NPT WITH NIPPLE | A042D025
25688_drw.pdf | 2 | 1 | ADAPTER,1/2 NPT TO 1.06 ORB FM, STEEL | FF63153
25688_drw.pdf |  |  | INSERT INTO | ORB
25695_drw.pdf | ITEM
25695_drw.pdf | 1 | 2 | WELDMENT, SHAFT GUARD, SAE 3-X, FIRE PUMP | 14145
25695_drw.pdf | 2 | 12 | WASHER, RETAINING, M10 | 16662-13
25695_drw.pdf | 3 | 1 | ADHESIVE, EPOXY, HUNTSMAN ARALDITE 2011 | 17216
25695_drw.pdf | 4 | 4 | PLATE, 7.875" x 11.688", BRASS ALLOY | 17434
25695_drw.pdf |  |  | WASHER,FLAT, M10 | 20020-M10
25695_drw.pdf |  |  |  | 20310-020
25695_drw.pdf |  |  |  | 20310-030
25701_drw.pdf | ITEM | QTY
25701_drw.pdf | 1 | 1 | U-BOLT 4.5", McMASTER-CARR 3042T39
25701_drw.pdf | 3 | 1 | TUBE, CAC, RAD COOLED, AIR SHUT OFF, CFP15E | 23649
25701_drw.pdf | 4 | 1 | SENSOR, MAG PICK UP, #5MT2005 | 9569
25701_drw.pdf | 5 | 4 | CLAMP, SPRING LOADED T-BOLT, 4.53-4.83 | 12975-0475
25701_drw.pdf | 6 | 1 | VALVE, 4.5" AIR SHUT-OFF
25701_drw.pdf | 8 | 1 | BRACKET, AIR SHUT OFF VALVE | 21356
25701_drw.pdf | 9 | 1 | LABEL, AIR SHUT OFF VALVE RESET | 21401
25701_drw.pdf | 10 | 1 | PLUG, 1/2 NPT | LTL-SCSP12
25701_drw.pdf |  |  | 1
25701_drw.pdf |  |  | 10 2
25701_drw.pdf |  |  | 5
25704_drw.pdf | 1 | 4 | LEG | 25705
25704_drw.pdf | 2 | 2 | CROSS MEMBER | 25706
25704_drw.pdf | 3 | 4 | TAB | 25707
25704_drw.pdf | 4 | 2 | BRACKET | 25708
25704_drw.pdf | 5 | 2 | CROSS MEMBER | 25709
25704_drw.pdf | 6 | 4 | GUSSET | 25710
25704_drw.pdf | 7 | 2 | LEG | 25712
25704_drw.pdf |  |  | 5
25715_drw.pdf | ITEM
25715_drw.pdf |  |  | ROOF MOUNT BRIDGE | 25784
25715_drw.pdf | 3 | 2 | ROOF ANGLE SUPPORT, ROOF MOUNT BRIDGE | 25785
25715_drw.pdf | 4 | 2 | ANGLE SUPPORT GUSSET, ROOF MOUNT BRIDGE | 25786
25718_drw.pdf | ITEM
25718_drw.pdf | 1 | 2 | -, - | 24990
25718_drw.pdf | 2 | 2 | -, - | 25003
25718_drw.pdf | 3 | 1 | BASE, VERT. MNT, ASSY, 802 DYNO | 25255
25718_drw.pdf | 4 | 1 | EXHAUST VERT. SUPT ASSY, 802 DYNO | 25256
25718_drw.pdf |  |  | MANIFOLD, EXHAUST, ASSY, 802 DYNO | 25673
25718_drw.pdf |  |  | 802 DYNO | 25822
25718_drw.pdf |  |  |  | 25832
25718_drw.pdf | 11
25718_drw.pdf | 12
25718_drw.pdf | 13
25718_drw.pdf | 14 | 14 | NUT,HEX, 0.75-10 | 20100-075
25718_drw.pdf | 15 | 4 | NUT,HEX, 1.00-8 | 20100-100
25718_drw.pdf |  |  |  | 20250-150
25726_drw.pdf | ITEM
25726_drw.pdf | 1 | 1 | TUBE, MECH. RD, 3/4" DIA STEEL | 25275
25726_drw.pdf | 2 | 1 | PIPE,NIPPLE, 3/4"NOM x 1.5"LG, NPT x STR, STEEL | 25949
25726_drw.pdf |  |  | 2
25752_drw.pdf | 1 | 1 | COUPLING, HALF, 1/8" NPT, STEEL | 13232
25752_drw.pdf | 2 | 1 |  | 25483_0300
25752_drw.pdf |  |  | 2
25754_drw.pdf | ITEM
25754_drw.pdf | 1 | 1 | EXTENSION, FLANGED EXHAUST, KTA19 WITH FLANGED TURBO | OUT1L3E0T49
25754_drw.pdf | 2 | 1 | KIT,GASKET,NUT,BOLT, FULL FACE FIBER,5 | 23580_500
25754_drw.pdf | 3 | 1 | KIT,GASKET,NUT,BOLT, FULL FACE FIBER,6 | 23580_600
25754_drw.pdf | 4 | 1 | TUBE,EXHAUST,ENCLOSED, QSK19G | 25896
25754_drw.pdf |  |  | CAP, 8", GT EXHAUST 22-800 | 22-800
25754_drw.pdf |  |  | 5 "ID 12" LONG | 7833-22
25754_drw.pdf |  |  |  | 25897
25754_drw.pdf | 11 | 2 | CLAMP,
25758_drw.pdf | ITEM
25758_drw.pdf | 1 | 1 | CHANNEL,BATTERY RACK, - | 21803
25758_drw.pdf | 2 | 1 | END PLATE,BATTERY RACK, - | 25759
25758_drw.pdf | 3 | 1 | END PLATE,BATTERY RACK, - | 25760
25758_drw.pdf | 4 | 1 | GUSSET, BATTERY RACK, - | 25765
25762_drw.pdf | 1 | 2 | COUPLING, HALF, 1/2" NPT, 304 STAINLESS | STEEL 23109
25762_drw.pdf | 2 | 1 | FLANGE, FLARED, 5" OD, SS | 25419
25762_drw.pdf | 3 | 1 | BELLOWS, 304SS, CFP15E | 25420
25762_drw.pdf | 4 | 1 | PLATE, 304SS WELD, CFP15E | 25421
25762_drw.pdf | AIR | TIGHT
25762_drw.pdf |  |  | 22.5 | $
25762_drw.pdf | to the document as authorized | in accepts the in | confidence. by CUMMINS FIRE POWER LLC CORPORATE OFFICE | DESIGN UPFIT CENTER
25762_drw.pdf | ittrawdiellse(c1r)etnoitnfuosrematthieondotchuemreenitn,or(2a)nynoctopcyoptyhetrheeofdoocrumtehnet, or the | ittrawdiellse(c1r)etnoitnfuosrematthieondotchuemreenitn,or(2a)nynoctopcyoptyhetrheeofdoocrumtehnet, | or trade WHITE BEAR LAKE, MN WWW.CUMMINSFIREPOWER.COM | DEPERE, WISCONSIN
25762_drw.pdf |  | cPoopwieersLtLhCereof, | and FLEX, EXHAUST, 304SS
25762_drw.pdf | DIMENSION |  | ACREFP15E
25762_drw.pdf | IMUPNEIRTISAL |  | DWG UNITS: DRAWN BY: PBS | 08-MAY-13
25764_drw.pdf |  |  | NUT/BOLT, FULL FACE FIBER,8
25764_drw.pdf |  |  | CFP15E
25764_drw.pdf |  |  | GRADE, SPARK ARRESTOR, GT
25767_drw.pdf | 1 | 4 | PLATE, LIFTING BRACE, 5/16" A-36, 9.406 x 1.50 | 13867
25767_drw.pdf | 2 | 4 | NUT,HEX, 0.25-20 | 20100-025
25767_drw.pdf | 3 | 2 | PLATE, RADIATOR MOUNTING | 23696
25767_drw.pdf | 4 | 6 | GUSSET, ENGINE MOUNT | 25666
25767_drw.pdf | 5 | 1 | MOUNT, PUMP | 25713
25767_drw.pdf | 6 | 1 | CHANNEL, SIDE | 25768
25767_drw.pdf | 7 | 1 | CHANNEL, SIDE | 25769
25767_drw.pdf | 8 | 1 | CHANNEL, END | 25770
25767_drw.pdf | 9 | 1 | CHANNEL, END | 25771
25767_drw.pdf | 10 | 1 | SUPPORT, FRONT ENGINE | 25772
25767_drw.pdf | 11 | 1 | SUPPORT, REAR ENGINE | 25773
25767_drw.pdf | 12 | 4 | CAP | 25774
25767_drw.pdf | 13 | 2 | TAB | 25775
25767_drw.pdf | 14 | 2 | GUSSET | 25776
25767_drw.pdf | 15 | 1 | FRONT | 25777
25779_drw.pdf | ITEM
25779_drw.pdf | 1 | 1 | FLANGE,EXHAUST,4", NOM PIPE ASA #125 | 6457-01_OLD
25779_drw.pdf | 2 | 1 | TUBE,EXHAUST, - | 25780
25779_drw.pdf |  |  | 2
25784_drw.pdf | ITEM
25785_drw.pdf | ITEM
25787_drw.pdf | 1 | 2 | FLEX TUBE, FLANGE EXH., STYLE 2, STNL STL | 6735_88
25787_drw.pdf | 2 | 3 | KIT,GASKET,NUT,BOLT, FULL FACE FIBER,10 | 23580_1000
25787_drw.pdf | 3 | 2 | KIT,GASKET,NUT,BOLT, FULL FACE FIBER,4 | 23580_400
25787_drw.pdf | 4 | 1 | CATALYST,EXHAUST, GTA28 | 25703
25787_drw.pdf | 5 | 1 | RAINCAP, HEAVY DUTY, STAINLESS STEEL | 17522-1000
25787_drw.pdf | 6 | 1 | SILENCER,CRIT GTA28, 4" DBL INLET,10" OUTLET | 24332
25787_drw.pdf | 7 | 1 | PIPE, EXHAUST, 10" FLG, GTA28 | 25788
25787_drw.pdf | 8 | 1 | ELBOW, EXHAUST, 90 DEG X 10" FLG, GTA28 | 25791
25787_drw.pdf | 9 | 1 | WRAP, SILENCER, GTA28 SINGLE CATALYST | 25811
25787_drw.pdf | 10 | 1 | WRAP, EXHAUST, GTA28 SINGLE CATALYST | 25812
25787_drw.pdf | 11 | 2 | CLAMP, EXHAUST, 4", RIKER TEC-400 | TEC-400
25792_drw.pdf | 1 | 1 | ASSEMBLY, COOLANT HEATER, 3KW ADJ VOLTAGE, CFP15E | 10849
25792_drw.pdf | 2 | 1 | ASSEMBLY, AIR STARTER, INGERSOLL-RAND 150TMPF AND | COMPONE1N4T0S89
25792_drw.pdf | 3 | 1 | KIT, SENSOR & ADAPTER, CFP15E | 15604
25792_drw.pdf | 4 | 1 | ASSEMBLY, SECONDARY ECM, CFP15E | 15617
25792_drw.pdf | 5 | 1 | ASSY, FRT ENG SUPT, CFP15E RADIATOR COOLED | 17259
25792_drw.pdf | 6
25792_drw.pdf | 7 | 1 | ASSEMBLY, SHAFT GUARD, NON-SPARKING, SAE #1-X, LONG | 17436
25792_drw.pdf | 8 | 1 | ENGINE,QSX15-G9,755HP,TIER 3, RAD. COOLER, CFP15 | 18197
25792_drw.pdf | 9 | 1 | ASSY, GUARDING CFP15E, RAD. COOLED, HD AIR CLEANER | 18200
25792_drw.pdf | 10 | 1 | ASSEMBLY, FUEL VALVE AND BYPASS | 18501
25792_drw.pdf | 11 | 1 | KIT, CFP15E FUEL LINE, RAD COOLED | 21086
25792_drw.pdf | 12 | 1 | KIT, WIRE HARNESS, CFP5E | 21228
25792_drw.pdf | 13 | 1 | ASSEMBLY, CONTROL PANEL MOUNTING, CFP POWER UNITS | 21249
25792_drw.pdf | 14 | 1 | ASSEMBLY, ACCESSORY MOUNTING, CFP15E | 21282
25792_drw.pdf | 15
25792_drw.pdf | 16 | 1 | ASSEMBLY, DIGITAL CONTROL PANEL, ELECTRONIC CFP ENGINES | 22791
25809_drw.pdf | 1 | 2 | ANGLE | 24635
25809_drw.pdf | 2 | 2 | PLATE | 25432
25809_drw.pdf | 3 | 1 | ANGLE | 25810
25814_drw.pdf | ITEM
25814_drw.pdf | 1 | 1 | TOP | 25815
25814_drw.pdf | 2 | 1 | FLANGE | 25816
25817_drw.pdf | ITEM
25817_drw.pdf | 1 | 1 | TUBE, 8" EXHAUST | 25818
25817_drw.pdf | 2 | 1 | RING, 8" EXHAUST | 25819
25817_drw.pdf | 3 | 1 | FLANGE, 8" ANSI FLOATING | 25820
25817_drw.pdf | 4 | 1 | FLANGE, 8" ANSI | 25821
25822_drw.pdf | ITEM
25822_drw.pdf | 1 | 1 | TUBE, MECH. EXH. SUPT, VERT., 802 DYNO | 25823
25822_drw.pdf | 2 | 1 | ELBOW, 90 DEG, 6.0"LR, SCH. 40 STL | 25824
25822_drw.pdf | 3 | 1 | TUBE, MECH. EXH. SUPT, HORZ., 802 DYNO | 25825
25822_drw.pdf | 4 | 1 | PLATE, EXH. SUPT, PIPE GUSSET, 802 DYNO | 25826
25822_drw.pdf |  |  | PLATE, EXH. SUPT, PIPE GUIDE, 802 DYNO | 25827
25822_drw.pdf |  |  | 802 DYNO | 25828
25822_drw.pdf | .25 |  | TYP.
25822_drw.pdf | .25
25832_drw.pdf | ITEM
25832_drw.pdf | 1 | 1 | TUBE, SLIDE, 802 DYNO | 25833
25832_drw.pdf | 2 | 2 | PLATE, TUBE SLIDE, GUSSET, 802 DYNO | 25834
25832_drw.pdf | 3 | 1 | TUBE, SLIDE, VERT. SUPT, 802 DYNO | 25835
25832_drw.pdf | 4 | 1 | PLATE, TUBE SLIDE, CAP, 802 DYNO | 25836
25832_drw.pdf |  |  | PLATE, TUBE SLIDE, GUIDE, 802 DYNO | 25837
25832_drw.pdf |  |  |  | 5
25832_drw.pdf |  |  | 1
25832_drw.pdf | .25 |  | TYP.
25838_drw.pdf | ITEM
25838_drw.pdf | 1 | 1 | BRKT, EXH. MANIFOLD MNT, 802 DYNO | 25839
25838_drw.pdf | 2 | 2 | PLATE, EXH. MNT, BACKING PLATE, 802 DYNO | 25840
25838_drw.pdf | 3 | 2 | PLATE, EXH. MNT, GUSSET, 802 DYNO | 25841
25838_drw.pdf |  |  | 1
25846_drw.pdf | ITEM
25846_drw.pdf | 1 | 1 | ENCLOSURE,BASE,GTA38, STEEL | 17823
25846_drw.pdf | 2 | 1 | OUTLET,SURROUND,GTA38, STEEL | 17826
25846_drw.pdf | 3 | 1 | INLET,LOUVERED,GTA38, STEEL | 17832
25846_drw.pdf |  |  | 27.40 REF
25848_drw.pdf | ITEM
25848_drw.pdf | 1
25848_drw.pdf | 2 | 1 | BULKHEAD, REAR, CFP15 | 25849
25853_drw.pdf | 1
25853_drw.pdf | 2 | 1 | COUPLING, HALF, 1/8 NPT | HALF-COUPLING-012NPT
25853_drw.pdf |  |  | 1
25853_drw.pdf |  |  |  | 1.50
25853_drw.pdf | document of Cummins by | NPower | confidential and trade secret information, is the LLC and is given to the receiver in confidence. and retaining of the document accepts the CUMMINS NPOWER LLC | CUSTOM DESIGN
25853_drw.pdf | in | and | agrees that, except as authorized in writing by
25862_drw.pdf | ITEM
25862_drw.pdf | 1 | 1 | ASSEMBLY, SUPPORT, CFP15E FIRE PUMP | 10835
25862_drw.pdf | 4 | 1 | ASSEMBLY, FUEL PLUMBING, CFP15E | 15210
25862_drw.pdf | 5 | 1 | KIT, SENSOR & ADAPTER, CFP15E | 15604
25862_drw.pdf | 6 | 1 | ASSEMBLY, SECONDARY ECM, CFP15E | 15617
25862_drw.pdf | 7 | 1 | ASSEMBLY, GUARDING, CFP15E | 16707
25862_drw.pdf | 8 | 1 | COOLING LOOP, 1.25" DIA. , W/MNTS, CFP15, SEA WATER, 24V | 17234
25862_drw.pdf |  |  |  | 18501
25862_drw.pdf | 11 | 1 | ASM, FUEL GAUGES, CFP15E LH CONTROLS | 19840
25862_drw.pdf | 12 | 1 | BRACKET, DPEM LOWER MTG, CFP15E | 19850
25862_drw.pdf | 13 | 1 | KIT, WIRE HARNESS, CFP5E | 21228
25862_drw.pdf | 14 | 1 | ASSEMBLY, CONTROL PANEL MOUNTING, CFP POWER UNITS | 21249
25862_drw.pdf | 17 | 1 | ASSEMBLY, OIL/AIR TEMPERATURE | 21477
25862_drw.pdf | 18
25862_drw.pdf | 19
25862_drw.pdf | 20 | 1 | ASSEMBLY, DPEM AND HARNESS, GEN I | 21662
25862_drw.pdf | 21
25862_drw.pdf | 24 | 2 | CONTACTOR, MANUAL OVERIDE, CFP | 8824
25862_drw.pdf | 25 | 1 | STRAP, GROUNDING, 4 AWG, 12", 1/2" STUD, WC90397-1 | 9757
25862_drw.pdf | 26 | 1 | BRACKET, RADIATOR TUBE | 11581
25866_drw.pdf | ITEM
25866_drw.pdf | 1 | 1 | UPRIGHT, | 25867
25866_drw.pdf | 2 | 3 | NUT, WELD, 7/16"-14 UNC, SQUARE. STEEL | 25885
25866_drw.pdf |  |  | 2
25868_drw.pdf | ITEM
25868_drw.pdf | 1 | 1 | UPRIGHT, | 25869
25868_drw.pdf | 2 | 3 | NUT, WELD, 7/16"-14 UNC, SQUARE. STEEL | 25885
25870_drw.pdf | ITEM
25870_drw.pdf | 1 | 3 | NUT, WELD, 1/2"-13 UNC, SQUARE, STEEL | 24028
25870_drw.pdf | 2 | 1 | MOUNT, BOTTOM, | 25871
25870_drw.pdf | 3 | 2 | NUT, WELD, 7/16"-14 UNC, SQUARE. STEEL | 25885
25870_drw.pdf |  |  | 3 | 1
25872_drw.pdf | ITEM
25872_drw.pdf | 1 | 1 | BASE, FUEL COOLER, LEFT | 25873
25872_drw.pdf | 2 | 2 | UPRIGHT, FUEL COOLER, | 25876
25872_drw.pdf | 3 | 1 | NUT, WELD, 3/8"-16 UNC, SQUARE, STEEL | 25884
25874_drw.pdf | ITEM
25874_drw.pdf | 1 | 1 | BASE, FUEL COOLER, RIGHT | 25875
25874_drw.pdf | 2 | 2 | UPRIGHT, FUEL COOLER, | 25876
25874_drw.pdf | 3 | 1 | NUT, WELD, 3/8"-16 UNC, SQUARE, STEEL | 25884
25874_drw.pdf |  |  | 2
25877_drw.pdf | ITEM
25877_drw.pdf | 1 | 1 | FTG, 10643-16-16, FEMALE 37° JIC, STR SWIVEL, PARKER | OR10E6Q4U3I-V16-16
25877_drw.pdf | 2 | 1 | FTG, 13943-16-16, FEMALE 37° JIC, 90° ELBOW, PARKER OR | 1E3Q9U4I3V-16-16
25877_drw.pdf | 3 | 1 | HOSE, 1" ID, 426-16, PARKER OR EQUIV | 25877_001
25878_drw.pdf | ITEM
25878_drw.pdf | 1 | 1 | FTG, 10643-16-16, FEMALE 37° JIC, STR SWIVEL, PARKER | OR1E0Q6U4I3V-16-16
25878_drw.pdf | 2 | 1 | FTG, 13943-16-16, FEMALE 37° JIC, 90° ELBOW, PARKER OR | E1Q3U9I4V3-16-16
25878_drw.pdf | 3 | 1 | HOSE, 1" ID, 426-16, PARKER OR EQUIV | 25878_001
25891_drw.pdf | 1 | 1 | COOLING LOOP, 1-1/4" NPT, SEA WATER COMPATIBLE, 24V | 16935
25891_drw.pdf | 2 | 2 | BRACKET, RAW WATER COOLING, FIREPUMP | 11579
25891_drw.pdf | 3 | 2 | CLAMP,PIPE,1-1/4",PLASTIC | 14924
25891_drw.pdf |  | FOR | SEA WATER COMPIBLE LOOP PLUMBING REQUESTS WITH
25891_drw.pdf |  | ADD | QTY: (1) CNP: 17255 ADAPTER (1.50" ORB x FNPT)
25892_drw.pdf | ITEM
25892_drw.pdf | 1
25892_drw.pdf | 2 | 1 | HOSE, 5/8" ID, 221FR-12 | 25892_001
25894_drw.pdf | ITEM
25894_drw.pdf | 1
25894_drw.pdf | 2 | 1 | PIPE,EXHAUST, QSK19G | 25589
25895_drw.pdf | 1 | 1 |  | 6347_02
25895_drw.pdf | contains of Cummins by | confidential LLC and is and | trade secret information, is the given to the receiver in confidence. of the document accepts the CUMMINS NPOWER LLC CORPORATE OFFICE | CUSTOM DESIGN UPFIT CENTER
25895_drw.pdf | in confidence to | and agrees ittrawdiellse(c1r)etnoitnfuosrematthieondotchuemreenitn,or(2a)nynoctopcyoptyhetrheeofdoocrumtehnet, either the | except as authorized in writing by 1600 BUERKLE ROAD document or the confidential or trade WHITE BEAR LAKE, MN | LAWRENCE DRIVE DEPERE, WISCONSIN
25895_drw.pdf | information dmoactuemreinatl,coorpiuepdonthdeermeafnrdo,m.retCuOrPnYRtIhGeHTdocCuummemnitn,s | and (4) dmoactuemreinatl,coorpiuepdonthdeermeafnrdo,m.retCuOrPnYRtIhGeHTdocCuummemnitn,s | upon completion of the need to retain aNlPlowceorpiLeLsC thereof, aTndUBE,EXHAUST,ENCLOSED
25895_drw.pdf | OTHERWISE | SPECIFIED | ALL DIMENSION TOLERANCESWA/RECATALYST,QSK19G
25895_drw.pdf | ANGLE | # | UNITS METRIC UNITS DWG UNITS: DRAWN BY: RMJ M..AXXCXHI==NE##TOL00E..R42ANCES | 01JUL2013
25895_drw.pdf |  |  | F..OXXRXM==TOL##ERA00N..C84ES SCALE: 0.094 SHEET DRAWING | NO:
25895_drw.pdf |  |  | F..AXXBXT==OLE##RAN10C..E58S EST WEIGHT: 38.618 1 OF 1
25896_drw.pdf | 1 | 1 |  | 6347_02
25896_drw.pdf | contains of Cummins by | confidential LLC and is and | trade secret information, is the given to the receiver in confidence. of the document accepts the CUMMINS NPOWER LLC CORPORATE OFFICE | CUSTOM DESIGN UPFIT CENTER
25896_drw.pdf | in confidence to | and agrees ittrawdiellse(c1r)etnoitnfuosrematthieondotchuemreenitn,or(2a)nynoctopcyoptyhetrheeofdoocrumtehnet, either the | except as authorized in writing by 1600 BUERKLE ROAD document or the confidential or trade WHITE BEAR LAKE, MN | LAWRENCE DRIVE DEPERE, WISCONSIN
25896_drw.pdf | information dmoactuemreinatl,coorpiuepdonthdeermeafnrdo,m.retCuOrPnYRtIhGeHTdocCuummemnitn,s | and (4) dmoactuemreinatl,coorpiuepdonthdeermeafnrdo,m.retCuOrPnYRtIhGeHTdocCuummemnitn,s | upon completion of the need to retain aNlPlowceorpiLeLsC thereof, aTndUBE,EXHAUST,ENCLOSED
25896_drw.pdf | OTHERWISE | SPECIFIED | ALL DIMENSION TOLERANCESQASREK19G
25896_drw.pdf | ANGLE | # M..AXXCXXHXIN==E | UNITS METRIC UNITS DWG UNITS: DRAWN BY: RMJ M..AXXCXHI==NE##TOL00E..R42ANCES | 01JUL2013
25896_drw.pdf |  | F..OXXRXXMX | T==OLE##RAN00C..E00S3105 F..OXXRXM==TOL##ERA00N..C84ES SCALE: 0.094 SHEET DRAWING | NO:
25896_drw.pdf |  |  | F..AXXBXT==OLE##RAN10C..E58S EST WEIGHT: 48.790 1 OF 1
25907_drw.pdf | 1 2 | 1 1 | STRAP, 1/4" BRA;ID24" LONG, 1/4" & 1/2" TERMINALS ZINC ANODE,; CFP15, SEA WATER, 24V | 17563
25907_drw.pdf | 3 | 2 | CLAMP,HOS;E .81 - 1.75 WORM | 14990-20
25907_drw.pdf | 4 | 2 | COUPLING,ELBOW HOS;E90D -20 NPT X -20 BARB,BRZ | 15767-20-20
25908_drw.pdf | 1 2 | 1 3 | STRAP, 1/4" BRA;ID24" LONG, 1/4" & 1/2" TERMINALS ADAPTER, 1.25" ORD x F;NPWT / O-RING | 17247
25908_drw.pdf | 3 | 1 | ASSY, ADAPTER, 1.50" ORD x F;NPWT/ O-RING | 17255
25908_drw.pdf | 4 | 1 | ASSY, ZINC ANODE,; CFP15, SEA WATER, 24V | 17563
25921_drw.pdf | ITEM
25921_drw.pdf | 1 | 1 | WELDMENT,FRONT ENGINE SUPPORT, GTA38/50 | 14102
25921_drw.pdf | 2 | 2 | SPT,FLYWHEEL,REWORK, GTA38/50 | 15111
25921_drw.pdf | 3 | 1 | FRAME, GENSET, WIDE, GTA38 W/FLOOR | 25922
25921_drw.pdf | 4 | 4 | SPACER, ISOLATOR, 6.00 x 6.00 x 0.875 | 13711
25921_drw.pdf |  |  | WASHER,SNUBBING, TECH PRODUCTS 0186 | 13722
25921_drw.pdf |  |  | PRODUCTS 60054 | 14327
25921_drw.pdf |  |  |  | V705200
25922_drw.pdf | 1 | 2 | END CAP,TUBE,THREADED, - | 13814
25922_drw.pdf | 2 | 1 | CROSSMEMBER,ENGINE,FRONT, GTA38/50 | 13833
25922_drw.pdf | 3 | 1 | CHANNEL,FRAME, GTA38/50 RADIATOR SUPPORT | 13836
25922_drw.pdf | 4 | 1 | CHANNEL,FRAME, GTA38/50 | 13837
25922_drw.pdf |  |  |  | 14405
25922_drw.pdf | 9 | 4 | BRKT,LIFTING, GTA28/38/50 | 16505
25922_drw.pdf | 10 | 1 | CHANNEL,FRAME,REAR, GTA38/50 | 17405
25922_drw.pdf | 11 | 1 | CHANNEL,FRAME, GTA38 LH | 25923
25928_drw.pdf | 1 | 1 | ASSEMBLY, SUPPORT, CFP15E FIRE PUMP | 10835
25928_drw.pdf | 2 | 1 | ASSEMBLY, COOLANT HEATER, 3KW ADJ VOLTAGE, CFP15E | 10849
25928_drw.pdf | 3 | 1 | MISC PIPING, CFP15 | 10913
25928_drw.pdf | 4
25928_drw.pdf | 5 | 1 | ENGINE, QSX15-G9-755, SPEC CFP15 F50-F70 | 11712
25928_drw.pdf | 6 | 1 | ASSEMBLY, FUEL PLUMBING, CFP15E | 15210
25928_drw.pdf | 7 | 1 | KIT, SENSOR & ADAPTER, CFP15E | 15604
25928_drw.pdf | 8 | 1 | ASSEMBLY, SECONDARY ECM, CFP15E | 15617
25928_drw.pdf | 9 | 1 | ASSEMBLY, GUARDING, CFP15E - OBSOLETE USE 16707 | 16708
25928_drw.pdf | 10 | 1 | DUPLEX FUEL FILTER, FF4093 | 17437
25928_drw.pdf | 11 | 1 | ASSEMBLY, FUEL VALVE AND BYPASS | 18501
25928_drw.pdf | 12 | 1 | KIT, WIRE HARNESS, CFP5E | 21228
25928_drw.pdf | 13 | 1 | ASSEMBLY, CONTROL PANEL MOUNTING, CFP POWER UNITS | 21249
25928_drw.pdf | 14 | 1 | ASSEMBLY, ACCESSORY MOUNTING, CFP15E | 21282
25928_drw.pdf | 15
25928_drw.pdf | 16 | 1 | ASSEMBLY, DIGITAL CONTROL PANEL, ELECTRONIC CFP ENGINES | 22791
25929_drw.pdf | ITEM
25929_drw.pdf | 1 | 1 | RAINCAP,HEAVY DUTY,STAINLESS STEEL | 17522-1200
25932_drw.pdf | ITEM
25932_drw.pdf | 1 | 1 | LOAD BANK, 75KW, SIMPLEX LBD, RAD COOLED | 25931
25932_drw.pdf | 2 | 1 | BRACKET, SUPPORT, LOAD BANK, 8.8L | 25939
25932_drw.pdf | 3 | 1 | EXHAUST,6.75"EXTEND, 8.8L W/LOAD BANK | 25954
25932_drw.pdf | 4 | 1 | PLENUM, OUTLET, 8.8L/LOAD BANK | 25955
25932_drw.pdf |  |  | FRAME,150KW-GENSET, 8.8L W/ LOAD BANK | 25961
25932_drw.pdf |  |  | BANK TO 8.8L ENCL | 25937
25932_drw.pdf |  |  |  | 25938
25933_drw.pdf | 1 | 1 | TUBE, UPPER CAC, CFP9E | 24779
25933_drw.pdf | 2 | 1 | COOLKIT | A041B865
25933_drw.pdf | 3 | 4 | SCREW,HH, M10-1.50x110, GR10.9 | 20510-110
25933_drw.pdf | 4 | 1 | FAN SPACER,1 1/2", - | 3910129
25933_drw.pdf | 5 | 1 | FAN SPACER,2.00 INCH, - | 3910130
25933_drw.pdf | 6 | 1 | GUARD, STONE, CFP9E, RADIATOR COOLED | A042A991
25939_drw.pdf | ITEM
25939_drw.pdf | 1 | 1 | BRACKET, SUPPORT, LOAD BANK/8.8L | 25940
25939_drw.pdf | 2 | 2 | GUSSET, LOAD BANK/8.8L | 25951
25941_drw.pdf | ITEM
25941_drw.pdf | 1 | 9 | NUT, WELD HEX HEAD, 5/16"-18, - | 13253
25941_drw.pdf | 2 | 1 | PANEL, BELT GUARD , LORAM QSX15 | 25942
25947_drw.pdf | 1 | 3 | FLANGE, ANSI, 8.00" NOM, - | 41-800
25947_drw.pdf | 2 | 1 | TUBE, "Y"-MANIFOLD, 802 DYNO - WALL MNT | 25948
25954_drw.pdf | ITEM
25954_drw.pdf | 1 | 2 | FLANGE,EXHAUST,3", 8.8LCAC,CATALYST CONNECTION | 21640
25954_drw.pdf | 2 | 1 | TUBE,3"x6.25",EXHAUST, 8.8L W/ LOAD BANK | 25953
25961_drw.pdf | ITEM
25961_drw.pdf | 1
25961_drw.pdf | 2 | 1 | CHANNEL,FORMED,STL, 10GA,RIGHT FRAME RAIL | 21607
25961_drw.pdf | 3 | 1 | CHANNEL,FORMED,STL, 10GA,LEFT FRAME RAIL | 21608
25961_drw.pdf | 4 | 1 | CHANNEL,CROSS-BRACE, 10GA,FORMED,STL,FRONT | 21610
25961_drw.pdf |  |  | CHANNEL,CROSS-BRACE, 10GA,FORMED,STL,REAR | 21611
25961_drw.pdf |  |  | 10GA,FRAME REAR END | 21613
25961_drw.pdf |  |  |  | 21614
25961_drw.pdf |  |  | 6
25967_drw.pdf | 1 | 1 | CONNECTION,EXHAUST OUTLET, QST30,P & H MINING | 3629521
25967_drw.pdf | 2 | 1 | TUBE,EXHAUST OUTLET, 2.50" LONG, QST30,P&H T2 POWER | UNIT 25903
25967_drw.pdf |  |  | 2
25967_drw.pdf |  |  | 1
25967_drw.pdf |  |  | 2. ALL WELDS AIRTIGHT.
25981_drw.pdf | 1 | 1 | PRE-LUBE SYSTEM, FOR QSX15 | 25982
25981_drw.pdf | 2 | 6 | WASHER,SNUBBING, TECH PRODUCTS CORP | 0181
25981_drw.pdf | 3 | 6 | WASHER, 3/4" BOLT
25981_drw.pdf |  |  |  | 20000-044
25981_drw.pdf | 7
25981_drw.pdf | 8 | 4 | NUT,HEX, 0.31-18 | 20100-031
25981_drw.pdf | 9 | 2 | NUT,HEX, 0.44-14 | 20100-044
25981_drw.pdf | 10 | 8 | NUT,HEX,PT, .25-20 | 20130-025
25981_drw.pdf | 11 | 6 | NUT,HEX,PT, .38-16 | 20130-038
25981_drw.pdf | 12 | 8 | SCREW,HH, 0.25-20x0.75 | 20225-075
25981_drw.pdf | 13
25981_drw.pdf | 14 | 2 | SCREW,HH, 0.38-16x2.50
25981_drw.pdf |  |  |  | 25717
25981_drw.pdf | 18 | 1 | BRACKET, PRE-LUBE PANEL | 25782
25981_drw.pdf | 19 | 6 | MOUNT, ISOLATOR, 2-PIECE, TECH PRODUCTUCTS 60011 | 60011
25981_drw.pdf | 20 | 4 | WASHER, WEDGE, 3/4, - | WASHER_WEDGE_075
25983_drw.pdf | ITEM | QTY
25983_drw.pdf | 1 | 1 | BRKT, RAW WATER COOLING, 4" LG, 3/4" OR 1" PIPE
25983_drw.pdf | 3
25983_drw.pdf | 4
25983_drw.pdf | 5
25983_drw.pdf | 6 | 2 | CLAMP, WORM, .56-1.06
25983_drw.pdf | 8 | 6 | WASHER,FLAT, 0.25 | 20000-025
25983_drw.pdf | 9 | 1 | WASHER,FLAT, 0.31 | 20000-031
25983_drw.pdf | 10 | 1 | NUT,HEX, 0.31-18 | 20100-031
25983_drw.pdf | 13 | 4 | SCREW,HH, M10-1.50x30 | 20310-030
25983_drw.pdf | 14 | 1 | BRACKET, COOLING MOUNTING, CFP59 | 26122
25983_drw.pdf | 15 | 1 | CLAMP, LOOM, 1.00 ID | 26963-16
25983_drw.pdf | 18 | 1 | NIPPLE,PIPE,BLK, 3/4 NPT x 9.00 | BNFY
26000_drw.pdf | ITEM
26000_drw.pdf | 1
26000_drw.pdf | 2 | 1 | SPACER,THROTTLE BODY, .50 THK | 24376
26000_drw.pdf | 3 | 1 | ADAPTER,AIR INLET, KTA19GC | 24769
26000_drw.pdf | 4 | 1 | TUBE, CROSSOVER, F-SERIES, KTA19GC, CERT W/CAT | 26001
26000_drw.pdf |  |  | TUBE, CROSSOVER, F-SERIES, KTA19GC, CERT W/ CAT | 26002
26000_drw.pdf |  |  | PART | 3032161
26003_drw.pdf | ITEM
26003_drw.pdf | 1 | 1 | TUBE, F-SERIES, KTA19GC, NON-CERT/ NO CAT | 26004
26003_drw.pdf | 2 | 1 | ADAPTER, UPPER THROTTLE BODY, KTA19GC, NON-CERT/NO | CAT 26005
26003_drw.pdf | $
26006_drw.pdf | ITEM
26006_drw.pdf | 1 | 1 | TUBE, CROSSOVER, KTA19GC, NON-CERT/NO CAT | 26019
26006_drw.pdf | 2 | 1 | FLANGE, CROSSOVER TUBE, KTA19GC, NON-CERT/NO CAT | 26020
26007_drw.pdf | ITEM | QTY
26007_drw.pdf | 3 | 1 | TUBE,CAC IN, SPECSYS QSB4.5 T4i | 25789
26007_drw.pdf | 4 | 1 | TUBE,JW OUT, SPECSYS QSB4.5 T4i | 25790
26007_drw.pdf | 5 | 1 | TUBE,JW IN, SPECSYS QSB4.5 T4i | 25793
26007_drw.pdf | 7 | 1 | FAN, BLADE 26", - | 440100-26
26007_drw.pdf | 8 | 2 | WASHER,SNUBBING, TECH PRODUCTS CORP | 0181
26007_drw.pdf | 9
26007_drw.pdf |  |  | STYLE | 8954-3
26007_drw.pdf | 12
26007_drw.pdf | 13
26007_drw.pdf | 14
26007_drw.pdf | 16 | 4 | CLAMP, SPRING LOADED T-BOLT, 3.03-3.33 | 12975-0325
26007_drw.pdf | 17 | 2 | HOSE, HUMP CAC 3" I.D., 6IN LONG, CONVOLUTED W/RES RING | 13228
26007_drw.pdf | 18 | 2 | CLAMP, WORM, .69-1.25 | 14990-12
26007_drw.pdf | 20 | 4 | CLAMP, WORM, 1.81 - 2.75 | 14990-36
26007_drw.pdf | 21 | 1 | CLAMP, WORM, .25 - .63 | 14992-04
26007_drw.pdf | 22 | 2 | ISOLATOR,TPC,RED, AXIAL 125, RADIAL 80 | 17494
26007_drw.pdf |  |  |  | 20510-100
26010_drw.pdf | ITEM
26010_drw.pdf | 1 | 1 | PIPE,EXHAUST,4.0", 150KW MOH | 26012
26010_drw.pdf | 2 | 1 | BRACKET, MOUNTING, MUFFLER, 14", - | Q27242
26010_drw.pdf | 3 | 1 | FLEX, EXHAUST, 4" ID X 4 "ID 18" LONG | 7833-20
26010_drw.pdf | 4 | 2 | NUT,HEX,PT, .38-16 | 20130-038
26010_drw.pdf |  |  | SCREW,HH, 0.38-16x4.50 | 20238-450
26010_drw.pdf |  |  |  | 26011
26010_drw.pdf | 11 | 4 | CLAMP,
26010_drw.pdf | 12 | 1 | CLAMP, EXHAUST, 5", RIKER
26010_drw.pdf | 13 | 1 | WRAP, EXHAUST, GTA855
26014_drw.pdf | ITEM
26014_drw.pdf | 1 | 1 | FLEX TUBE, FLANGE EXH., STYLE 2, STNL STL | 6735_87
26014_drw.pdf | 2 | 2 | KIT,GASKET,NUT,BOLT, FULL FACE FIBER,8 | 23580_800
26014_drw.pdf | 3 | 2 | ADAPTER, EXHAUST FLANGE, 12" LENGTH, 8" ANSI x 4" | TUB2E1250
26014_drw.pdf | 4 | 2 | BOSS, M12 X 1.25-6g, TEMP SENSOR | 4998277_CCR
26014_drw.pdf |  |  | CATALYST,EXH,AFT TRT, COMES W/ GTA855 ENGINE | 204509A_CCR
26014_drw.pdf |  |  | - | 43380F
26014_drw.pdf |  |  |  | TEC-400
26014_drw.pdf |  | 2
26014_drw.pdf |  | 2 | 4
26018_drw.pdf | 1 | 1 | ASSEMBLY, ENGINE, QSL9 | 8739
26018_drw.pdf | 2 | 1 | EXHAUST, 90 HALF MARMON, 4" TURBO OUT, 4" MALE NPT | 8780_01
26018_drw.pdf | 3
26018_drw.pdf | 4 | 1 | ASSEMBLY, HEAT EXCHANGER, CFP9E | 8944
26018_drw.pdf | 5 | 1 | ASSEMBLY, CHARGE AIR, CFP9E | 10516
26018_drw.pdf | 6 | 1 | ASSEMBLY, GUARD, PULLEY, CFP9E | 10920
26018_drw.pdf | 7 | 1 | ASSEMBLY, VALVE COVER MODIFICATION, FIREPUMP, CFP9E | 11917
26018_drw.pdf | 8 | 1 | KIT, FUEL LINES, CFP9E, F10/20/30/40/50/60 - EXT ONLY | 15208
26018_drw.pdf | 9 | 1 | KIT, SENSOR & ADAPTER, CFP9E | 15602
26018_drw.pdf | 10 | 1 | ASSEMBLY, HEAT EXCHANGER SUPPORT, CFP9E | 15612
26018_drw.pdf | 11 | 1 | ASSEMBLY, SECONDARY ECM, CFP9E | 15613
26018_drw.pdf | 12 | 1 | COOLING LOOP, 1"DIA,W/MNTS, CPF9, SEA WATER, 24V | 16986
26018_drw.pdf | 13 | 1 | KIT, WIRE HARNESS, CFP9E | 21222
26018_drw.pdf | 14 | 1 | ASSEMBLY, HD AIR CLEANER, CFP9E | 22721
26018_drw.pdf | 15 | 1 | ASSEMBLY, DIGITAL CONTROL PANEL, ELECTRONIC CFP ENGINES | 22791
26018_drw.pdf | 16 | 1 | HEATER, COOLANT, ASSEMBLY, CFP9E | 23526
26021_drw.pdf | ITEM
26021_drw.pdf | 1 | 1 | TUBE, CROSSOVER, F-SERIES, KTA19GC, CERT W/ CAT | 26022
26021_drw.pdf | 2 | 1 | FLANGE, F-SERIES, KTA19GC, CERT W/ CAT | 26023
26021_drw.pdf | 3 | 2 | SPACER, F-SERIES, KTA19GC, CERT W/ CAT | 26024
26021_drw.pdf | 4 | 1 | FERRULE, F-SERIES, KTA19GC, CERT W/ CAT | 26025
26021_drw.pdf |  |  | 2
26026_drw.pdf | ITEM
26026_drw.pdf | 1 | 1 | TUBE, CROSSOVER, F-SERIES, KTA19GC, CERT W/ CAT | 26027
26026_drw.pdf | 2 | 2 | SPACER, F-SERIES, KTA19GC, CERT W/ CAT | 26024
26026_drw.pdf | 3 | 1 | FERRULE, F-SERIES, KTA19GC, CERT W/ CAT | 26025
26026_drw.pdf | 4 | 1 | FERRULE, F-SERIES, KTA19GC, CERT W/ CAT | 26028
26026_drw.pdf |  |  | FLANGE, F-SERIES, KTA19GC, CERT W/ CAT | 26029
26042_drw.pdf | ITEM
26043_drw.pdf | ITEM
26043_drw.pdf | 1 | 1 | CLAMP, HEAT EXCHANGER, 4", CHAMP #300377, FIREPUMP | 8659
26043_drw.pdf | 2 | 1 | HOSE,FUEL,NG,45.0 IN, - | 15109
26043_drw.pdf | 3 | 1 | VALVE,BL -32 LK HDL, BRASS,NPTFxNPTF | 16145-32
26043_drw.pdf | 4 | 1 | SOLENOID,FUEL,2" 24V, REF 3395606 | 18220
26043_drw.pdf |  |  | UNION,NPTF,BLACK, 2 INCH W/NUT | B150UK
26043_drw.pdf | 11
26043_drw.pdf | 12
26043_drw.pdf | 13
26043_drw.pdf | 14
26043_drw.pdf | 15
26044_drw.pdf | ITEM
26044_drw.pdf | 1 | 1 | CLAMP, HEAT EXCHANGER, 4", CHAMP #300377, FIREPUMP | 8659
26044_drw.pdf | 2 | 1 | HOSE,FUEL,NG,45.0 IN, - | 15109
26044_drw.pdf | 3 | 1 | VALVE,BL -32 LK HDL, BRASS,NPTFxNPTF | 16145-32
26044_drw.pdf | 4 | 2 | SOLENOID,FUEL,2" 24V, REF 3395606 | 18220
26044_drw.pdf |  |  | KIT,ASCO CONN HDWR W/, O-RING FOR 8214 280 | 22585
26044_drw.pdf |  |  | W/NUT | B150UK
26044_drw.pdf | 11
26044_drw.pdf | 12
26044_drw.pdf | 13
26044_drw.pdf | 14
26044_drw.pdf | 15
26046_drw.pdf | ITEM
26046_drw.pdf | 1 | 1 | CLAMP, HEAT EXCHANGER, 4", CHAMP #300377, FIREPUMP | 8659
26046_drw.pdf | 2 | 1 | VALVE,BL -32 LK HDL, BRASS,NPTFxNPTF | 16145-32
26046_drw.pdf | 3 | 1 | NIPPLE,2",PIPE,11"L, W/1/8"NPT HALF COUPLING | 25853
26046_drw.pdf | 4 | 4 | UNION,NPTF,BLACK, 2 INCH W/NUT | B150UK
26046_drw.pdf |  |  | BRACKET, MOUNTING, TUBE SUPPORT, FIREPUMP | 9834
26046_drw.pdf | 11
26046_drw.pdf | 12
26046_drw.pdf | 13
26046_drw.pdf | 14
26046_drw.pdf | 15
26047_drw.pdf | ITEM
26047_drw.pdf | 1 | 1 | CLAMP, HEAT EXCHANGER, 4", CHAMP #300377, FIREPUMP | 8659
26047_drw.pdf | 2 | 1 | VALVE,BL -32 LK HDL, BRASS,NPTFxNPTF | 16145-32
26047_drw.pdf |  | 2 | SOLENOID,FUEL,2" 24V, REF 3395606 | 18220
26047_drw.pdf | 4 | 1 | KIT,ASCO CONN HDWR W/, O-RING FOR 8214 280 | 22585
26047_drw.pdf |  |  | NIPPLE,2",PIPE,11"L, W/1/8"NPT HALF COUPLING | 25853
26047_drw.pdf |  |  | W/NUT | B150UK
26047_drw.pdf |  |  |  | 9834
26047_drw.pdf | 11
26047_drw.pdf | 12
26047_drw.pdf | 13
26047_drw.pdf | 14
26047_drw.pdf | 15
26051_drw.pdf | ITEM | QTY
26051_drw.pdf | 1 | 1 | TRAILER , 200KW RENTAL GENSET, QSB7-G5
26051_drw.pdf | 3 | 1 | INSTALLATION, VALVE, AIR SHUT OFF, 200KW RENTAL GENSET, | QSB7-G256217
26051_drw.pdf | 4 | 1 | INSTALLATION, CV BREATHER, 200KW RENTAL GENSET QSB7-G5 | 26218
26051_drw.pdf | 5 | 1 | GENSET, GPG C200D6R, - | C200D6R
26051_drw.pdf | 6
26051_drw.pdf | 8 | 1 | DECAL, EMISSION CONTROL INFORMATION | 26548
26051_drw.pdf | 9 | 1 | INSERT, OPER. MANUAL, 200kW, QSB6.7 (NOT SHOWN) | 26596
26051_drw.pdf | 10 | 1 | DECAL, SHUT DOWN NOTICE | 26800
26051_drw.pdf | 11 | 1 | I/O MODULE BASE,
26052_drw.pdf | ITEM
26052_drw.pdf | 1 | 1 | PLATE, GUSSET | 22677
26052_drw.pdf | 2 | 1 | BRACKET, MOUNTING | 26053
26052_drw.pdf |  |  | 2
26055_drw.pdf | ITEM
26055_drw.pdf | 1 | 1 | TUBE, .38 OD | 26534
26055_drw.pdf | 2 | 1 | TUBE, OIL FILLER | 4932666
26055_drw.pdf |  |  | 2
26066_drw.pdf | ITEM
26066_drw.pdf | 1 | 2 | FLEX TUBE, FLANGE EXH., STYLE 2, STNL STL | 6735_94
26066_drw.pdf | 2 | 2 | KIT,GASKET,NUT,BOLT, FULL FACE FIBER,10 | 23580_1000
26066_drw.pdf | 3 | 2 | KIT,GASKET,NUT,BOLT, FULL FACE FIBER,6 | 23580_600
26066_drw.pdf | 4 | 1 | SILENCER, SINGLE, GTA38/GTA50, 304SS | 26065
26066_drw.pdf |  |  | CATALYST,CARBON STEEL, GTA38, OPENSET | A042A434
26066_drw.pdf |  |  | TEC-500 | TEC-500
26075_drw.pdf | ITEM
26075_drw.pdf | 1 | 2 | WELDNUT, 1/4"-20 NC, _ | 14520
26075_drw.pdf | 2 | 1 | SHEET,HEAT SHIELD, - | 26076
26078_drw.pdf | ITEM
26078_drw.pdf | 1 | 1 | WELDNUT, 1/4"-20 NC, _ | 14520
26078_drw.pdf | 2 | 1 | SHEET,HEAT SHIELD, - | 26079
26080_drw.pdf | ITEM
26080_drw.pdf | 1 | 1 | WELDNUT, 1/4"-20 NC, _ | 14520
26080_drw.pdf | 2 | 1 | SHEET,BRKT, - | 26081
26080_drw.pdf |  |  | 2
26082_drw.pdf | ITEM
26082_drw.pdf | 1 | 1 | SHEET,HEAT SHIELD, - | 26083
26082_drw.pdf | 2 | 1 | SHEET,HEAT SHIELD, - | 26084
26082_drw.pdf | 3 | 2 | SPACER,0.50 OD X 0.88 LG | 26085
26086_drw.pdf | ITEM
26086_drw.pdf | 1 | 1 | WELDNUT, 1/4"-20 NC, _ | 14520
26086_drw.pdf | 2 | 1 | SPACER,0.63 OD X 0.40 LG, - | 26077
26086_drw.pdf | 3 | 1 | SHEET,HEAT SHIELD, - | 26087
26086_drw.pdf | 4 | 1 | SHEET,HEAT SHIELD, - | 26088
26093_drw.pdf | ITEM
26093_drw.pdf | 1 | 1 | MOUNT, GTA19 REAR ENGINE, LH | 13918
26093_drw.pdf | 2 | 1 | MOUNT, GTA19 REAR ENGINE, RH | 13923
26093_drw.pdf | 3 | 1 | FRONT ENGINE SUPPORT, KTA19SLB | 16433
26093_drw.pdf | 4 | 1 | FRAME, GENSET, NO-FLOOR, KTA19GC | 26119
26093_drw.pdf |  |  | WASHER, SNUBBING, TECH PRODUCTS 0184 | 0184
26093_drw.pdf |  |  | WHITE | 14449
26093_drw.pdf |  |  |  | 14450
26093_drw.pdf | 11 | 2
26093_drw.pdf | 12 | 1 | BRKT,MNT,SOLENOID, KTA19SLB
26093_drw.pdf | 13 | 1 | HOSE,1-1/4 x 60"LG, BLACK,200PSI
26093_drw.pdf | 14 | 1 | BRKT,BREATHER-TUBE-MNT, KTA19 | 21525
26093_drw.pdf | 15 | 1 | SWITCH,MAGNETIC, 24VDC | 3050692
26093_drw.pdf |  |  |  | AG-3904930
26094_drw.pdf | 1 | 1 | ASSEMBLY, SUPPORT, CFP15E FIRE PUMP | 10835
26094_drw.pdf | 2 | 1 | ASSEMBLY, COOLANT HEATER, 3KW ADJ VOLTAGE, CFP15E | 10849
26094_drw.pdf | 3 | 1 | ASSEMBLY, AIR CLEANER, CFP15E | 10856-02
26094_drw.pdf | 4 | 1 | ENGINE, QSX15-G9-755, SPEC CFP15 F50-F70 | 11712
26094_drw.pdf | 5 | 1 | ASSEMBLY, FUEL PLUMBING, CFP15E | 15210
26094_drw.pdf | 6 | 1 | ASSEMBLY, OPERATOR STATION, CFP15E | 15484
26094_drw.pdf | 7 | 1 | KIT, SENSOR & ADAPTER, CFP15E | 15604
26094_drw.pdf | 8 | 1 | ASSEMBLY, SECONDARY ECM, CFP15E | 15617
26094_drw.pdf | 9 | 1 | ASSEMBLY, GUARDING, CFP15E - OBSOLETE USE 16707 | 16708
26094_drw.pdf | 10 | 1 | DUPLEX FUEL FILTER, FF4093 | 17437
26094_drw.pdf | 11 | 1 | ASSEMBLY, FUEL VALVE AND BYPASS | 18501
26094_drw.pdf | 12 | 1 | KIT, WIRE HARNESS, CFP5E | 21228
26094_drw.pdf | 13 | 1 | ASSEMBLY, CONTROL PANEL MOUNTING, CFP POWER UNITS | 21249
26094_drw.pdf | 14
26094_drw.pdf | 15
26094_drw.pdf | 16 | 2 | CONTACTOR, MANUAL OVERIDE, CFP | 8824
26096_drw.pdf | 1 | 2 | KIT,GASKET,NUT,BOLT, FULL FACE FIBER,10 | 23580_1000
26096_drw.pdf | 2 | 2 | KIT,GASKET,NUT,BOLT, FULL FACE FIBER,6 | 23580_600
26096_drw.pdf | 3 | 2 | TUBE,EXHAUST, SINGLE SILENCER,GTA50 | 26098
26096_drw.pdf | 4 | 1 | SILENCER, SINGLE, GTA38/GTA50, 304SS | 26065
26096_drw.pdf | 5 | 1 | CATALYST, GTA50, 304SS | 26097
26096_drw.pdf | 6 | 2 | CLAMP, EXHAUST, 6", RIKER TEC-600 | TEC-600
26096_drw.pdf |  | 1
26097_drw.pdf | ITEM
26097_drw.pdf |  |  | 30.00
26098_drw.pdf | 1 | 1 |  | 6347_03
26098_drw.pdf | contains of Cummins by | confidential LLC and is and | trade secret information, is the given to the receiver in confidence. of the document accepts the CUMMINS NPOWER LLC CORPORATE OFFICE | CUSTOM DESIGN UPFIT CENTER
26098_drw.pdf | in confidence disclose to | and agrees ittrawdiellse(c1r)etnoitnfuosrematthieondotchuemreenitn,or(2a)nynoctopcyoptyhetrheeofdoocrumtehnet, either the | except as authorized in writing by 1600 BUERKLE ROAD document or the confidential or trade WHITE BEAR LAKE, MN | LAWRENCE DRIVE DEPERE, WISCONSIN
26098_drw.pdf | information dmoactuemreinatl,coorpiuepdonthdeermeafnrdo,m.retCuOrPnYRtIhGeHTdocCuummemnitn,s | and (4) dmoactuemreinatl,coorpiuepdonthdeermeafnrdo,m.retCuOrPnYRtIhGeHTdocCuummemnitn,s | upon completion of the need to retain aNlPlowceorpiLeLsC thereof, aTndUBE,EXHAUST
26098_drw.pdf | OTHERWISE | SPECIFIED | ALL DIMENSION TOLERANCESSAIRENGLE SILENCER,GTA50
26098_drw.pdf | ANGLE | # M..AXXCXXHXIN==E | UNITS METRIC UNITS DWG UNITS: DRAWN BY: RMJ M..AXXCXHI==NE##TOL00E..R42ANCES | 06AUG2013
26098_drw.pdf |  | ..XXXXX== | FORMTOLERANCES SCALE: 0.125 SHEET DRAWING 00..003105 ..XXX== ## 00..84 | NO:
26098_drw.pdf |  |  | F..AXXBXT==OLE##RAN10C..E58S EST WEIGHT: 19.600 1 OF 1
26099_drw.pdf | ITEM
26099_drw.pdf | 1 | 1 | BASE, G8.3 GENSET, RADIATOR COOLED | 14285
26099_drw.pdf | 2 | 1 | ENGINE, G8.3, 2PUMP, 2LOOP | G83L
26099_drw.pdf | 3 | 40 | OIL,PRE. BLUE GE0, (QUARTS) | V705200
26099_drw.pdf | 4 | 1 | RACK, BATTERY (2) 27/31 SERIES, GTA8.3 GENSET | 6809
26099_drw.pdf |  |  | ISOLATOR, DOME STYLE | 8954-2
26100_drw.pdf | ITEM
26100_drw.pdf | 1 | 1 | FAN, ENGINE | 3911322
26100_drw.pdf | 2 | 9 | COOLANT, FC EG PM, 1 GALLON | CC2743
26100_drw.pdf | 3 | 4 | BRACKET, BRACE, RADIATOR | 1782
26100_drw.pdf | 4 | 2 | BRACE,RADIATOR, STURDY CROSSBRACE | 23678
26100_drw.pdf |  |  | BRACE,RADIATOR, SUPPORT,CROSSBAR | 23679
26101_drw.pdf | ITEM
26101_drw.pdf | 1 | 1 | FLEX TUBE, FLANGE EXH., STYLE 2, STNL STL | 6735_73
26101_drw.pdf | 2 | 2 | SUPPORT, CATALYST, ROOF MOUNTED BRIDGE | 23512
26101_drw.pdf | 3 | 2 | KIT,GASKET,NUT,BOLT, FULL FACE FIBER,3 | 23580_300
26101_drw.pdf | 4 | 1 | ELBOW, EXHAUST OUTLET, FLANGED, 3 INCH | 13994
26101_drw.pdf |  |  | TUBE, EXHAUST EXTENSION, ENDS 4.00 I.D. X 4.00 O.D. | 14283
26101_drw.pdf |  |  | STYLE, 3.00 NOM PIPE SIZE | 14286
26101_drw.pdf |  |  |  | 15775
26101_drw.pdf |  |  | 7
26105_drw.pdf | ITEM
26105_drw.pdf | 1 | 1 | EXHAUST, 90° HALF MARMON, 3" TURBO OUT, 4" 125LB ANSI | 8550_04
26105_drw.pdf | 4 | 1 | KIT, FUEL LINES, CFP5E, F10/20/30/40/50 - EXT ONLY | 15203
26105_drw.pdf | 5 | 1 | KIT, SENSOR & ADAPTERS, CFP5E | 15389
26105_drw.pdf | 6 | 1 | ASSEMBLY, CONTROL PANEL MOUNTING, CFP POWER UNITS | 21249
26105_drw.pdf | 7 | 1 | COOLING LOOP, 3/4" ,12V, RAW WATER | 21509
26105_drw.pdf | 8 | 1 | KIT, WIRE HARNESS, CFP5E | 23924
26105_drw.pdf |  |  |  | 24231
26105_drw.pdf | 11
26105_drw.pdf | 12 | 1 | CONTROL ASSEMBLY, FPDP ELECTRONIC CARBON STEEL | 26764
26105_drw.pdf | 13 | 1 | ASSEMBLY, 12VDC ENGINE, CFP5E-F10/20/30/40/50 | 26766
26105_drw.pdf | 14 | 1 | ASSEMBLY, FUEL PREFILTER, CFP7E | A042A386
26105_drw.pdf | 17 | 1 | ASSEMBLY, GUARDING, CFP5E | A042E666
26105_drw.pdf | 18 | 2 | CONTACTOR, MANUAL OVERIDE, 12V, PN: 535-0127, FIREPUMP | 8824-12
26105_drw.pdf | 19 | 1 | CABLES, BATTERY, CFP5E, 7E, 9E, 11E | 24234
26105_drw.pdf | 20 | 1 | PAINT, SPRAY BOMB, CUMMINS RED, ES044 RAL 3001 | A15730-A12
26105_drw.pdf | 21 | 1 | PLUG, 1/4 NPT, STEEL | LTL-SCSP14
26106_drw.pdf | 1 | 1 | EXHAUST, 90° HALF MARMON, 3" TURBO OUT, 4" 125LB ANSI | FLANG8E550_04
26106_drw.pdf | 2 | 1 | ASSEMBLY, MOUNTING, ENGINE, FIREPUMP, 6B | 8579
26106_drw.pdf | 3 | 1 | ASSEMBLY, HEAT EXCHANGER W/O CAC, FIREPUMP, NFP-659 | 8650
26106_drw.pdf | 4 | 1 | KIT, FUEL LINES, CFP59, F10/20/30/40/50 - EXT ONLY | 15204
26106_drw.pdf | 5 | 1 | ASSEMBLY, CONTROL PANEL MOUNTING, CFP POWER UNITS | 21249
26106_drw.pdf | 6 | 1 | COOLING LOOP, 3/4" ,12V, RAW WATER | 21509
26106_drw.pdf | 7 | 1 | ASSEMBLY, ACC, REAR MTG, CFP59, F10/F20/F40/F50 | 24245
26106_drw.pdf | 8 | 1 | HEATER, COOLANT, ASSEMBLY, CFP5.9 | 24246
26106_drw.pdf | 9
26106_drw.pdf | 10 | 1 | CONTROL ASSEMBLY, FPDP MECHANICAL CARBON STEEL | 26762
26106_drw.pdf | 16 | 1 | CABLES, BATTERY, CFP5E, 7E, 9E, 11E | 24234
26106_drw.pdf | 17 | 1 | PAINT, SPRAY BOMB, CUMMINS RED, ES044 RAL 3001 | A15730-A12
26106_drw.pdf |  |  |  | A15730-A12
26107_drw.pdf | 1 | 1 | EXHAUST, 90° HALF MARMON, 3" TURBO OUT, 4" 125LB ANSI | FLANG8E550_04
26107_drw.pdf | 2 | 1 | ASSEMBLY, MOUNTING, ENGINE, FIREPUMP, 6B | 8579
26107_drw.pdf | 3 | 1 | ASSEMBLY, HEAT EXCHANGER W/O CAC, FIREPUMP, NFP-659 | 8650
26107_drw.pdf | 4 | 1 | ASSEMBLY, CONTROL PANEL MOUNTING, CFP POWER UNITS | 21249
26107_drw.pdf | 5 | 1 | COOLING LOOP, 3/4" ,12V, RAW WATER | 21509
26107_drw.pdf | 6 | 1 | HEATER, COOLANT, ASSEMBLY, CFP5.9 | 24246
26107_drw.pdf | 7 | 1 | ASSEMBLY, ACC, REAR MTG, CFP59, F15/F25 | 24247
26107_drw.pdf | 8
26107_drw.pdf | 9 | 1 | CONTROL ASSEMBLY, FPDP MECHANICAL CARBON STEEL | 26762
26107_drw.pdf | 10 | 1 | ASSEMBLY, ENGINE, CFP59-F15/25 | 26769
26107_drw.pdf | 16 | 1 | CABLES, BATTERY, CFP5E, 7E, 9E, 11E | 24234
26107_drw.pdf | 17 | 1 | PAINT, SPRAY BOMB, CUMMINS RED, ES044 RAL 3001 | A15730-A12
26107_drw.pdf |  |  |  | A15730-A12
26108_drw.pdf | 1 | 1 | EXHAUST, 90° HALF MARMON, 3" TURBO OUT, 4" 125LB ANSI | FLANG8E550_04
26108_drw.pdf | 2 | 1 | ASSEMBLY, MOUNTING, ENGINE, FIREPUMP, 6B | 8579
26108_drw.pdf | 3 | 1 | GUARD, PULLEY, FIREPUMP, 6B/4B | 8601
26108_drw.pdf | 4 | 1 | ASSEMBLY, HEAT EXCHANGER W/O CAC, FIREPUMP, NFP-659 | 8650
26108_drw.pdf | 5 | 1 | ASSEMBLY, CONTROL PANEL MOUNTING, CFP POWER UNITS | 21249
26108_drw.pdf | 6 | 1 | COOLING LOOP, 3/4" ,12V, RAW WATER | 21509
26108_drw.pdf | 7 | 1 | HEATER, COOLANT, ASSEMBLY, CFP5.9 | 24246
26108_drw.pdf | 8 | 1 | ASSEMBLY, ACC, REAR MTG, CFP59, F15/F25 | 24247
26108_drw.pdf | 9
26108_drw.pdf | 10 | 1 | CONTROL ASSEMBLY, FPDP MECHANICAL CARBON STEEL | 26762
26108_drw.pdf | 16 | 1 | CABLES, BATTERY, CFP5E, 7E, 9E, 11E | 24234
26108_drw.pdf | 17 | 1 | PAINT, SPRAY BOMB, CUMMINS RED, ES044 RAL 3001 | A15730-A12
26108_drw.pdf |  |  |  | A15730-A12
26109_drw.pdf | 1 | 1 | EXHAUST, 90° HALF MARMON, 3" TURBO OUT, 4" 125LB ANSI | FLAN8G5E50_04
26109_drw.pdf | 2 | 1 | ASSEMBLY, ENGINE SUPPORT, CFP7E | 12905
26109_drw.pdf | 3 | 1 | ASSEMBLY, ECM & MOUNTING, CFP7E | 13309
26109_drw.pdf | 4 | 1 | KIT, FUEL LINES, CFP7E, F10/20/30/40/50/60 - EXT ONLY | 15206
26109_drw.pdf | 5 | 1 | KIT, SENSORS & ADAPTERS, CFP7E | 15390
26109_drw.pdf | 6 | 1 | ASSEMBLY, HEAT EXCHANGERS, CFP7E | 16746
26109_drw.pdf | 7 | 1 | ASSEMBLY, CONTROL PANEL MOUNTING, CFP POWER UNITS | 21249
26109_drw.pdf | 8 | 1 | COOLING LOOP, 3/4" ,12V, RAW WATER | 21509
26109_drw.pdf | 9 | 1 | KIT, WIRE HARNESS, CFP7E | 23928
26109_drw.pdf | 10 | 1 | ASSEMBLY, ACC, REAR MTG, CFP7E | 24235
26109_drw.pdf | 11 | 1 | ASSEMBLY, COOLANT HEATER, CFP7E | 24239
26109_drw.pdf | 12
26109_drw.pdf | 13 | 1 | CONTROL ASSEMBLY, FPDP ELECTRONIC CARBON STEEL | 26764
26109_drw.pdf | 14 | 1 | ASSEMBLY, 12VDC ENGINE, CFP7E-F10/20/30/40/50/60 | 26771
26109_drw.pdf |  |  | ASSEMBLY, FUEL PREFILTER, CFP7E | A042A386
26109_drw.pdf | 16 | 1 | ASSEMBLY, AIR CLEANER, CFP7E | A042A392
26110_drw.pdf | 1 | 1 | EXHAUST, 90 HALF MARMON, 4" TURBO OUT, 4" 125LB ANSI | FLANGE8780_03
26110_drw.pdf | 2 | 1 | ASSEMBLY, HEAT EXCHANGER, FIREPUMP 6C8.3 | 8919
26110_drw.pdf | 3 | 1 | ASSEMBLY, SENSOR PACKAGE, CFP8.3/9E | 9574
26110_drw.pdf | 4
26110_drw.pdf | 5 | 1 | ASSEMBLY, CONTACTORS, CFP8.3 | 21246
26110_drw.pdf | 6 | 1 | ASSEMBLY, CONTROL PANEL MOUNTING, CFP POWER UNITS | 21249
26110_drw.pdf | 7 | 1 | COOLING LOOP, 3/4" ,12V, RAW WATER | 21509
26110_drw.pdf | 8
26110_drw.pdf | 9 | 1 | MISC PIPING, RAW WATER, CFP83 | 26288
26110_drw.pdf | 10 | 1 | ASSEMBLY, ACC, REAR MTG, CFP8.3 | 26567
26110_drw.pdf | 16 | 2 | CONTACTOR, MANUAL OVERIDE, 12V, PN: 535-0127, FIREPUMP | 8824-12
26110_drw.pdf | 17
26112_drw.pdf | 1 | 1 | EXHAUST, 90 HALF MARMON, 4" TURBO OUT, 5" 125LB ANSI | FLA8N7G8E0_04
26112_drw.pdf | 2
26112_drw.pdf | 3 | 1 | KIT, FUEL LINES, CFP9E, F10/20/30/40/50/60 - EXT ONLY | 15208
26112_drw.pdf | 4 | 1 | KIT, SENSOR & ADAPTER, CFP9E | 15602
26112_drw.pdf | 5 | 1 | ASSEMBLY, SECONDARY ECM, CFP9E | 15613
26112_drw.pdf | 6 | 1 | ASSEMBLY, CONTROL PANEL MOUNTING, CFP POWER UNITS | 21249
26112_drw.pdf | 7 | 1 | COOLING LOOP, 3/4" ,12V, RAW WATER | 21509
26112_drw.pdf | 8 | 1 | HEATER, COOLANT, ASSEMBLY, CFP9E | 23526
26112_drw.pdf | 9 | 1 | ASSEMBLY, HEAT EXCHANGER SUPPORT, CFP9E | 24834
26112_drw.pdf | 10 | 1 | MISC PIPING, RAW WATER, CFP9E | 24836
26112_drw.pdf | 11 | 1 | ASSEMBLY, AIR INTAKE, CFP9E | 26553
26112_drw.pdf | 12 | 1 | CONTROL ASSEMBLY, FPDP ELECTRONIC CARBON STEEL | 26764
26112_drw.pdf | 13 | 1 | ASSEMBLY,ENGINE,12V, CFP9E-F10/20/30/40/50/60 | 26775
26112_drw.pdf | 14 | 1 | ASSY, FUEL PREFILTER, CFP9E | A042A379
26112_drw.pdf | 15
26112_drw.pdf | 16 | 1 | ASSEMBLY, GUARDING, CFP9E, 12VDC | A042E625
26114_drw.pdf | 1 | 1 | EXHAUST,L 90 HALF MARMON, 6" 125# ANSI FLANGE | 9514-06
26114_drw.pdf | 2 | 1 | ASSEMBLY, SUPPORT, CFP15E FIRE PUMP | 10835
26114_drw.pdf | 3 | 1 | ASSEMBLY, AIR CLEANER, CFP15E | 10856-01
26114_drw.pdf | 4
26114_drw.pdf | 5 | 1 | ASSEMBLY, FUEL PLUMBING, CFP15E | 15210
26114_drw.pdf | 6 | 1 | KIT, SENSOR & ADAPTER, CFP15E | 15604
26114_drw.pdf | 7 | 1 | ASSEMBLY, GUARDING, CFP15E | 16707
26114_drw.pdf | 8 | 1 | ASSEMBLY, FUEL VALVE AND BYPASS | 18501
26114_drw.pdf | 9 | 1 | ASSEMBLY, CONTROL PANEL MOUNTING, CFP POWER UNITS | 21249
26114_drw.pdf | 10 | 1 | COOLING LOOP, 1", 24V, RAW WATER | 21522
26114_drw.pdf | 11 | 1 | ASSEMBLY, OPERATORS STATION, CFP15E | 26557
26114_drw.pdf | 12 | 1 | CONTROL ASSEMBLY, FPDP ELECTRONIC CARBON STEEL | 26764
26114_drw.pdf | 13 | 1 | ASSEMBLY, ENGINE, CFP15E-F10/20/30/40 | 26779
26114_drw.pdf | 14 | 1 | ASSEMBLY, COOLANT HEATER, 3KW ADJ VOLTAGE, CFP15E | A042A104
26114_drw.pdf | 15 | 1 | MISCELLANEOUS PIPING, RAW WATER, CFP15E | A042A257
26114_drw.pdf | 16 | 1 | ASSEMBLY, SECONDARY ECM, CFP15E | A042G364
26115_drw.pdf | 1 | 1 | ASSEMBLY, SUPPORT, CFP15E FIRE PUMP | 10835
26115_drw.pdf | 2 | 1 | ASSEMBLY, AIR CLEANER, CFP15E | 10856-02
26115_drw.pdf | 3
26115_drw.pdf | 4 | 1 | ASSEMBLY, FUEL PLUMBING, CFP15E | 15210
26115_drw.pdf | 5 | 1 | KIT, SENSOR & ADAPTER, CFP15E | 15604
26115_drw.pdf | 6 | 1 | ASSEMBLY, GUARDING, CFP15E | 16707
26115_drw.pdf | 7 | 1 | ASSEMBLY, FUEL VALVE AND BYPASS | 18501
26115_drw.pdf | 8 | 1 | ASSEMBLY, CONTROL PANEL MOUNTING, CFP POWER UNITS | 21249
26115_drw.pdf | 9 | 1 | COOLING LOOP, 1", 24V, RAW WATER | 21522
26115_drw.pdf | 10 | 1 | ASSEMBLY, OPERATORS STATION, CFP15E | 26557
26115_drw.pdf | 11 | 1 | CONTROL ASSEMBLY, FPDP ELECTRONIC CARBON STEEL | 26764
26115_drw.pdf | 12 | 1 | ASSEMBLY, ENGINE, CFP15E-F45/50/60/70 | 26780
26115_drw.pdf | 13 | 1 | ASSEMBLY, BATTERY, CFP15E | 26802
26115_drw.pdf | 14 | 1 | ASSEMBLY, COOLANT HEATER, 3KW ADJ VOLTAGE, CFP15E | A042A104
26115_drw.pdf | 15 | 1 | MISCELLANEOUS PIPING, RAW WATER, CFP15E | A042A257
26115_drw.pdf | 16 | 1 | ASSEMBLY, SECONDARY ECM, CFP15E | A042G364
26119_drw.pdf | ITEM
26119_drw.pdf | 1 | 2 | SPACER, GTA855 ISOLATOR | 13660
26119_drw.pdf | 2 | 1 | CHANNEL, GTA19 GENSET FRAME | 13907
26119_drw.pdf | 3 | 1 | CROSS MEMBER, FRONT ENGINE | 13909
26119_drw.pdf | 4 | 1 | CHANNEL, FRAME, REAR MEMBER, GTA/KTA 19 | 13910
26119_drw.pdf |  |  | GUSSET, GTA855 GENSET FRAME CROSS CHANNEL | 14143
26119_drw.pdf |  |  |  | 16331
26119_drw.pdf |  |  |  | 17395
26123_drw.pdf | 1 | 1 | PLENUM,OUTLET, GTA855E/GTA855,STEEL | 22332
26123_drw.pdf | 2 | 1 | BODY,ENCLOSURE,WPE, GTA855E/GTA855,STEEL | 22687
26123_drw.pdf | 3 | 1 | DOOR,KIT,WPE, GTA855/E,KTA19,STEEL | 25386
26123_drw.pdf | 4 | 1 | LOUVER,INLET, GTA855E/GTA855/KTA19SLB,STEEL | 25492
26123_drw.pdf | 5 | 4 | HEAT MAT,24"x24", HP HEATSHIELD MAT,NON-ADHESIVE | A042C778
26123_drw.pdf |  | B
26123_drw.pdf |  | HEATSHIELD | MATTS APPLIED BEHIND MOUNTING BRACKET
26123_drw.pdf |  | ON | ANGLED HOOD PANEL DIRECTLY UNDER MUFFLER
26123_drw.pdf |  |  | MATTING TO SHEET METAL SURFACE
26124_drw.pdf | 1 | 1 | INSULATION, KIT,BODY & DOORS, UL2200 ENCLOSURES | A042B982
26124_drw.pdf | 2 | 1 | DOOR,KIT,LVL1/LVL 2, GTA855/E,KTA19,STEEL,UL2200 | A042B981
26124_drw.pdf | 3 | 1 | BODY,ENCLOSURE,LVL 1/LVL 2, GTA855E/GTA855,STEEL,UL2200A042C329
26124_drw.pdf | 4 | 1 | HOOD,OUTLET, GTA855E/GTA855,STEEL,UL2200 | A042C330
26124_drw.pdf | 5 | 1 | HOOD,INLET, GTA855E/GTA855,STEEL,UL2200 | A042C331
26124_drw.pdf | 6 | 3 | HEAT MAT,24"x24", HP HEATSHIELD MAT,NON-ADHESIVE | A042C778
26125_drw.pdf | ITEM
26125_drw.pdf | 1 | 1 | BODY,ENCLOSURE,WPE/LVL 1.5, 150KW MOH | 25362
26125_drw.pdf | 2 | 1 | PLENUM,OUTLET, 150KW MOH,STEEL | 25367
26125_drw.pdf | 3 | 1 | LOUVER,INLET, 150KW MOH | 25373
26125_drw.pdf | 4 | 1 | DOOR,KIT,WPE/LVL 1.5, 15KW,250KW MOH | 25382
26125_drw.pdf |  |  | B
26125_drw.pdf |  |  | HEATSHIELD MATTS APPLIED BEHIND MOUNTING
26125_drw.pdf |  |  | AND ON ANGLED HOOD
26125_drw.pdf |  |  | APPLY MATTING TO SHEET METAL SURFACE
26126_drw.pdf | ITEM
26126_drw.pdf | 1 | 1 | BODY,ENCLOSURE,LVL 1/LVL 2, 150KW MOH | 25363
26126_drw.pdf | 2 | 1 | HOOD,OUTLET, 150KW MOH,STEEL | 25370
26126_drw.pdf | 3 | 1 | HOOD,INLET, 150KW MOH,STEEL | 25376
26126_drw.pdf | 4 | 1 | DOOR,KIT,LVL 2, 150KW,250KW MOH | 25379
26126_drw.pdf |  | B
26126_drw.pdf |  |  | MATTS APPLIED BEHIND MOUNTING BRACKET
26126_drw.pdf |  |  | ON ANGLED HOOD PANEL DIRECTLY UNDER MUFFLER
26126_drw.pdf |  |  | 3M HI STRENGTH 90 ADHESI&VESQUEEGEE
26127_drw.pdf | 1 | 1 | BODY,ENCLOSURE,WPE, KTA19SLB,STEEL | 22636
26127_drw.pdf | 2 | 1 | PLENUM,OUTLET, KTA19SLB,STEEL | 22639
26127_drw.pdf | 3 | 1 | DOOR,KIT,WPE, GTA855/E,KTA19,STEEL | 25386
26127_drw.pdf | 4 | 1 | LOUVER,INLET, GTA855E/GTA855/KTA19SLB,STEEL | 25492
26127_drw.pdf | 5 | 2 | HEAT MAT,24"x24", HP HEATSHIELD MAT,NON-ADHESIVE | A042C778
26127_drw.pdf |  | B
26127_drw.pdf |  |  | MATTS APPLIED BEHIND MOUNTING BRACKET
26127_drw.pdf |  |  | ON ANGLED HOOD PANEL DIRECTLY UNDER MUFFLER
26127_drw.pdf |  |  | MATTING TO SHEET METAL SURFACE
26128_drw.pdf | 1 | 1 | INSULATION, KIT,BODY & DOORS, UL2200 ENCLOSURES | A042B982
26128_drw.pdf | 2 | 1 | DOOR,KIT,LVL1/LVL 2, GTA855/E,KTA19,STEEL,UL2200 | A042B981
26128_drw.pdf | 3 | 1 | BODY,ENCLOSURE,LVL 1/LVL 2, KTA19SLB,STEEL,UL2200 | A042C334
26128_drw.pdf | 4 | 1 | HOOD,OUTLET, KTA19SLB,STEEL,UL2200 | A042C335
26128_drw.pdf | 5 | 1 | HOOD,INLET, KTA19SLB,STEEL,UL2200 | A042C336
26128_drw.pdf | 6 | 2 | HEAT MAT,24"x24", HP HEATSHIELD MAT,NON-ADHESIVE | A042C778
26128_drw.pdf |  | D
26128_drw.pdf |  |  | USE 3M HI STRENGTH 90 ADHESI&VESQUEEGEE TO
26128_drw.pdf |  |  | APPLY MATTING TO SHEET METAL SURFACE
26129_drw.pdf | ITEM
26129_drw.pdf | 1 | 1 | DOOR,KIT,WPE/LVL 1.5, 15KW,250KW MOH | 25382
26129_drw.pdf | 2 | 1 | BODY,ENCLOSURE,WPE/LVL 1.5, 250KW MOH,STEEL | 25730
26129_drw.pdf | 3 | 1 | PLENUM,OUTLET, 250KW MOH,STEEL | 25736
26129_drw.pdf | 4 | 1 | LOUVER,INLET, 250KW MOH,STEEL | 25742
26129_drw.pdf | 5 | 1 | HEAT MAT,24.0 IN X 60.0 IN, HP HEATSHIELD | MAT,NON-ADHESIVEA042E115
26129_drw.pdf |  |  | MATTS APPLIED BEHIND MOUNTING BRACKET
26129_drw.pdf |  | AND | ON ANGLED HOOD PANEL DIRECTLY UNDER MUFFLER
26129_drw.pdf |  |  | MATTING TO SHEET METAL SURFACE
26130_drw.pdf | ITEM
26130_drw.pdf | 1 | 1 | DOOR,KIT,LVL 2, 150KW,250KW MOH | 25379
26130_drw.pdf | 2 | 1 | BODY,ENCLOSURE,LVL 1/LVL 2, 250KW MOH,STEEL | 25731
26130_drw.pdf | 3 | 1 | HOOD,OUTLET, 250KW MOH,STEEL | 25739
26130_drw.pdf | 4 | 1 | HOOD,INLET, 250KW MOH,STEEL | 25745
26130_drw.pdf | 5 | 1 | HEAT MAT,24.0 IN X 60.0 IN, HP HEATSHIELD | MAT,NON-ADHESIVEA042E115
26130_drw.pdf | C
26130_drw.pdf |  | HEATSHIELD | MATTS APPLIED BEHIND MOUNTING BRACKET
26130_drw.pdf |  | AND | ANGLED HOOD PANEL DIRECTLY UNDER MUFFLER
26130_drw.pdf |  | USE | HI STRENGTH 90 ADHESI&VESQUEEGEE TO
26132_drw.pdf | ITEM
26132_drw.pdf | 1 | 1 | HOSE, ISOLATED COOLING LOOP | 15299
26132_drw.pdf | 2 | 1 | HOSE, COOLING LOOP TO CAC, CFP5E | 26159
26132_drw.pdf | 3
26132_drw.pdf | 4
26132_drw.pdf |  |  | END, 90, -12 JIC X -12 HS | 14591-12-12
26132_drw.pdf |  |  |  | 14926
26132_drw.pdf |  |  |  | 14990-10
26132_drw.pdf | 11 | 1
26132_drw.pdf | 12 | 1 | NIPPLE, BLK, 3/4x6
26132_drw.pdf | 13 | 2 | U-BOLT, 1-1/8" OD PIPE, W/NUTS
26132_drw.pdf | 14 | 1 | DECAL, VALVE POSITION, CFP15E | A042D485
26132_drw.pdf | 15
26161_drw.pdf | ITEM
26164_drw.pdf | 1 | 1 | HARDWARE KIT, DOORS | 23205
26164_drw.pdf | 2 | 1 | BODY,ENCLOSURE,WPE, 8.8L,STEEL | 23181
26164_drw.pdf | 3 | 1 | PLENUM,OUTLET, 8.8L,STEEL | 23184
26164_drw.pdf | 4 | 1 | LOUVER,INLET, 8.8L,STEEL | 23190
26164_drw.pdf | 5 | 1 | DOOR,KIT,WPE, 8.8L, STEEL | 23199
26164_drw.pdf | 6 | 2 | HEAT MAT,12"x12", HP HEATSHIELD MAT,NON-ADHESIVE | A042C611
26164_drw.pdf | 7 | 1 | HEAT MAT,12"x24", HP HEATSHIELD MAT,NON-ADHESIVE | A042C777
26164_drw.pdf | 8 | 1 | PLATE,DOOR, 8.8L | A042C879
26164_drw.pdf |  |  | E
26164_drw.pdf |  |  | HEATSHIELD MATTS APPLIED BEHIND MOUNTING | BRACKET
26164_drw.pdf |  |  | AND ON ANGLED HOOD PANEL DIRECTLY UNDER | MUFFLER
26164_drw.pdf |  |  | APPLY MATTING TO SHEET METAL SURFACE
26165_drw.pdf | 1 | 1 | INSULATION KIT,, BODY & DOORS | 23202
26165_drw.pdf | 2 | 1 | HARDWARE KIT, DOORS | 23205
26165_drw.pdf | 3 | 1 | HOOD,OUTLET, 8.8L,STEEL | 23187
26165_drw.pdf | 4 | 1 | HOOD,INLET, 8.8L,STEEL | 23193
26165_drw.pdf | 5 | 1 | DOOR,KIT,LVL 1 & LVL 2, 8.8L, STEEL | 23196
26165_drw.pdf | 6 | 1 | BODY,ENCLOSURE,LVL1 & 2, 8.8L,STEEL | 25100
26165_drw.pdf | 7 | 2 | HEAT MAT,12"x12", HP HEATSHIELD MAT,NON-ADHESIVE | A042C611
26165_drw.pdf | 8 | 2 | HEAT MAT,12"x24", HP HEATSHIELD MAT,NON-ADHESIVE | A042C777
26165_drw.pdf | 9 | 2 | PLATE,DOOR, 8.8L | A042C879
26165_drw.pdf |  |  | E HEATSHIELD MATTS APPLIED BEHIND MOUNTING
26165_drw.pdf |  |  | AND ON ANGLED HOOD PANEL DIRECTLY UNDER
26165_drw.pdf |  |  | USE 3M HI STRENGTH 90 ADHESI&VESQUEEGEE TO
26165_drw.pdf |  |  | 6
26166_drw.pdf | 1 | 2 | BATTERY RACK, REALLY OLD, - | 6138
26166_drw.pdf | 2 | 1 | ENGINE, QSX15-C665, SPEC CFP15E F10-F40 | 8742
26166_drw.pdf | 3 | 1 | ASSEMBLY, COOLANT HEATER, 3KW ADJ VOLTAGE, CFP15E | 10849
26166_drw.pdf | 6 | 1 | ASSEMBLY, SHAFT GUARD, TELESCOPING, SIZE 1-XL, SHORT COUPLED | SHAFT14156
26166_drw.pdf | 7 | 1 | ASSEMBLY, FUEL PLUMBING, CFP15E | 15210
26166_drw.pdf | 8 | 1 | KIT, SENSOR & ADAPTER, CFP15E | 15604
26166_drw.pdf | 9 | 1 | ASSEMBLY, SECONDARY ECM, CFP15E | 15617
26166_drw.pdf | 10 | 1 | ASSEMBLY, GUARDING, CFP15E | 16707
26166_drw.pdf | 11 | 1 | DUPLEX FUEL FILTER, FF4093 | 17437
26166_drw.pdf | 12 | 1 | ASSEMBLY, FUEL VALVE AND BYPASS | 18501
26166_drw.pdf | 15 | 1 | KIT, WIRE HARNESS, CFP5E | 21228
26166_drw.pdf | 16 | 1 | ASSEMBLY, CONTROL PANEL MOUNTING, CFP POWER UNITS | 21249
26166_drw.pdf | 17 | 1 | ASSEMBLY, ACCESSORY MOUNTING, CFP15E | 21282
26166_drw.pdf | 18
26176_drw.pdf | 1 | 2 | CHANNEL, SIDE | 26167
26176_drw.pdf | 2 | 2 | CHANNEL, END | 26168
26176_drw.pdf | 3 | 1 | SUPPORT, FRONT ENGINE | 26169
26176_drw.pdf | 4 | 1 | SUPPORT, REAR ENGINE | 26170
26176_drw.pdf | 5 | 2 | GUSSET, PUMP MOUNT | 26171
26176_drw.pdf | 6 | 1 | FRONT, PUMP MOUNT | 26172
26176_drw.pdf | 7 | 1 | REAR, PUMP MOUNT | 26173
26176_drw.pdf | 8 | 4 | GUSSET, ENGINE BRACE | 26174
26176_drw.pdf | 9 | 6 | GUSSET, ENGINE MOUNT | 26175
26176_drw.pdf | 10 | 1 | PAN, CENTER ENGINE DRIP | 26417
26176_drw.pdf | 11 | 10 | FLANGE, DRIP PAN | 26422
26176_drw.pdf | 12 | 4 | PAD, JACKING BOLT | 26467
26176_drw.pdf | 13 | 2 | GUSSET, PUMP MOUNT | 26469
26176_drw.pdf | 14 | 4 | LUG, LIFTING | 26481
26176_drw.pdf | 15 | 2 | BOSS, EARTHING, M10 THREAD | 26527
26176_drw.pdf | 16 | 1 | PAN, FRONT ENGINE DRIP | 26528
26177_drw.pdf | 1 | 1 | SENDER, PRESURE, DATCON #02504-00 | 8863
26177_drw.pdf | 2 | 1 |  | 12181-M10-2
26177_drw.pdf | 3 | 1 |  | 12189-2-2
26177_drw.pdf |  |  | 1
26179_drw.pdf | 1 | 1 | BODY,ENCLOSURE,WPE, GTA28,STEEL | 26135
26179_drw.pdf | 2 | 1 | PLENUM,OUTLET, GTA28,STEEL | 26141
26179_drw.pdf | 3 | 1 | LOUVER,INLET, GTA28, STEEL | 26147
26179_drw.pdf | 4 | 1 | DOOR,KIT,WPE, GTA28,STEEL | 26156
26180_drw.pdf | 1 | 1 | INSULATION, KIT,BODY & DOORS, UL2200 ENCLOSURES | A042B982
26180_drw.pdf | 2 | 1 | BODY,ENCLOSURE,LVL1/LVL2, GTA28,STEEL | 26136
26180_drw.pdf | 3 | 1 | HOOD,OUTLET, GTA28,STEEL | 26144
26180_drw.pdf | 4 | 1 | HOOD,INLET, GTA28,STEEL | 26150
26180_drw.pdf | 5 | 1 | DOOR,KIT,LVL/1LVL2, GTA28,STEEL | 26153
26210_drw.pdf | 1 | 1 |  | 22039-16
26210_drw.pdf |  | 90 $
26213_drw.pdf | ITEM
26213_drw.pdf | 1 | 1 | GENSET | 0500_5070
26213_drw.pdf | 2 | 1 | GUARD, LEFT, | 26245
26213_drw.pdf | 3 | 1 | GUARD, RIGHT, | 26249
26213_drw.pdf | 4 | 1 | MOUNT, COOLING LOOP, | 26331
26213_drw.pdf |  |  | GUARD, FRONT, | 26332
26213_drw.pdf |  |  |  | 26337
26213_drw.pdf |  |  |  | 26342
26213_drw.pdf | 11 | 1
26213_drw.pdf | 12
26213_drw.pdf | 13
26213_drw.pdf | 14 | 2 | CLAMP, T-BOLT, 1.11-1.25 | 13164-0125
26213_drw.pdf | 15 | 6 | CLAMP, T-BOLT, 1.87-2.12 | 13164-0200
26213_drw.pdf |  |  |  | 13164-0225
26216_drw.pdf | ITEM
26216_drw.pdf | 1 | 1 | HOSE, PUSH-LOK, 3/4" ID X 20.00" LG. | 801-12
26216_drw.pdf | 2 | 1 | HOSE, PUSH-LOK, 3/4" ID X 46.00" LG. | 801-12
26216_drw.pdf | 3 | 1 | BRKT, COOLANT HEATER, AIR / EXH. TUBING | 25174
26216_drw.pdf | 4
26216_drw.pdf | 5 | 1 | COOLANT HEATER, ESPAR HYRONIC D5SC 12V | 26058
26216_drw.pdf | 6 | 1 | BRKT,ESPAR HEATER MOUNT, QSB7,150/200 RENTAL
26216_drw.pdf | 7 | 2
26216_drw.pdf | 11
26216_drw.pdf | 12
26216_drw.pdf | 13
26216_drw.pdf | 14
26216_drw.pdf | 15
26216_drw.pdf | 16 | 8 | CLAMP, WORM, .69-1.25 | 14990-12
26216_drw.pdf | 17 | 1 | GUARD, FAN, SQ, 2.36 (60 MM) STEEL | 25176
26216_drw.pdf |  |  |  | STEE2L6219
26217_drw.pdf | ITEM
26217_drw.pdf | 1 | 4 | CLAMP, SPRING LOADED T-BOLT, 3.28-3.58 | 12975-0350
26217_drw.pdf | 2 | 3 | WASHER,FLAT, M10 | 20020-M10
26217_drw.pdf | 3 | 3 | SCREW,HH, M10-1.50x30 | 20310-030
26217_drw.pdf | 4 | 1 | BRKT, CAC TUBE SUPT, 200KW RENTAL GENSET | 25254
26217_drw.pdf |  |  | VALVE, AIR SHUT OFF, 3.0"x 3.0" HOSE BEAD FLNG | 26059
26217_drw.pdf |  |  | 200KW RENTAL GENSET | 26060
26217_drw.pdf |  |  |  | 3071051
26218_drw.pdf | ITEM
26218_drw.pdf | 1 | 1 | HOSE, PUSH-LOK, 3/8" ID X 17.25" LG. | 801-06
26218_drw.pdf | 2 | 1 | HOSE, PUSH-LOK, 3/8" ID X 75.00" LG. | 801-06
26218_drw.pdf | 3 | 1 | HOSE, RADIATOR, 3/8" ID X 22.00" LG. | 801-06
26218_drw.pdf | 4 | 1 | HOSE, PUSH-LOK, 3/4" ID X 2.50" LG. | 801-12
26218_drw.pdf |  |  | HOSE, PUSH-LOK, 3/4" ID X 5.50" LG. | 801-12
26218_drw.pdf |  |  | X 3.75" LG. | 801-12
26218_drw.pdf |  |  |  | 801-16
26218_drw.pdf | 11 | 1 | MOUNT,
26218_drw.pdf | 12 | 1 | KIT,COOLANT HEAT TUBE
26218_drw.pdf | 13 | 1 | HOSE,PARKER, 3.0"LONG
26218_drw.pdf | 14
26218_drw.pdf | 15
26221_drw.pdf | ITEM
26221_drw.pdf | 1 | 1 | PLATE, PIN MNT, CENTER SUPT, 802 DYNO - WALL MNT | 26363
26221_drw.pdf | 2 | 1 | BRACKET, PIN MNT, 802 DYNO - WALL MNT | 26392
26224_drw.pdf | ITEM
26224_drw.pdf | 1 | 1 | FILTER, FUEL , RACOR, P/N 1000FH-30 | 8475_DO_NOT_USE
26224_drw.pdf | 2 | 1 | TUBE,DIP, - | 22198
26224_drw.pdf | 3 | 1 | HOSE,FUEL,TANK TO FILTER, HOLLAND | 24382-001
26224_drw.pdf | 4 | 1 | HOSE,FUEL,FILTER TO FILTER, HOLLAND | 22200-001
26224_drw.pdf |  |  | HOSE, FUEL FILTER TO ENGINE, HOLLAND | 25901-001
26224_drw.pdf |  |  | HOLLAND | 22201-001
26224_drw.pdf | 11
26224_drw.pdf | 12 | 1 | UNION,MALE
26224_drw.pdf | 13 | 1 | UNION,MALE
26224_drw.pdf | 14 | 1 | HEAD, FUEL FILTER | 3681512
26225_drw.pdf | 1 | 1 | BODY,ENCLOSURE,WPE, GTA38,STEEL | 26186
26225_drw.pdf | 2 | 1 | PLENUM,OUTLET, GTA38,STEEL | 26192
26225_drw.pdf | 3 | 1 | LOUVER,INLET, GTA38/GTA50, STEEL | 26198
26225_drw.pdf | 4 | 1 | DOOR,KIT,WPE, GTA38/50,STEEL | 26204
26226_drw.pdf | 1 | 1 | INSULATION, KIT,BODY & DOORS, UL2200 ENCLOSURES | A042B982
26226_drw.pdf | 2 | 1 | BODY,ENCLOSURE,LVL1/LVL2, GTA38,STEEL | 26189
26226_drw.pdf | 3 | 1 | HOOD,OUTLET, GTA38,STEEL | 26195
26226_drw.pdf | 4 | 1 | HOOD,INLET, GTA38/GTA50,STEEL | 26201
26226_drw.pdf | 5 | 1 | DOOR,KIT,LVL/1LVL2, GTA 38/50,STEEL | 26207
26238_drw.pdf | 1 | 1 | LOUVER,INLET, GTA38/GTA50, STEEL | 26198
26238_drw.pdf | 2 | 1 | DOOR,KIT,WPE, GTA38/50,STEEL | 26204
26238_drw.pdf | 3 | 1 | BODY,ENCLOSURE,WPE, GTA50,STEEL | 26228
26238_drw.pdf | 4 | 1 | PLENUM,OUTLET, GTA50,STEEL | 26235
26243_drw.pdf | 1 | 1 | INSULATION, KIT,BODY & DOORS, UL2200 ENCLOSURES | A042B982
26243_drw.pdf | 2 | 1 | HOOD,INLET, GTA38/GTA50,STEEL | 26201
26243_drw.pdf | 3 | 1 | DOOR,KIT,LVL/1LVL2, GTA 38/50,STEEL | 26207
26243_drw.pdf | 4 | 1 | BODY,ENCLOSURE,LVL1/LVL2, GTA50,STEEL | 26232
26243_drw.pdf | 5 | 1 | HOOD,OUTLET, GTA50,STEEL | 26240
26245_drw.pdf | ITEM
26245_drw.pdf | 1 | 6 | NUT,WELD,HEX, 5/16-18 | 25284_31-18
26245_drw.pdf | 2 | 1 | GUARD, LEFT SIDE, | 26247
26245_drw.pdf |  |  | 1
26249_drw.pdf | ITEM
26249_drw.pdf | 1 | 6 | NUT,WELD,HEX, 5/16-18 | 25284_31-18
26249_drw.pdf | 2 | 1 | GUARD, RIGHT SIDE, | 26250
26257_drw.pdf | ITEM
26257_drw.pdf | 1 | 1 | BRACKET, ENG. SUPT, RH, QSX15, LORAM | 26258
26257_drw.pdf | 2 | 2 | PLATE, GUSSET, RR ENG MNT, QSX15, LORAM | 26259
26257_drw.pdf |  | (4.50)
26257_drw.pdf | (2.25)
26261_drw.pdf | 1 | 1 | HOSE, COOLING LOOP TO CAC, CFP5E | 26159
26261_drw.pdf | 2 | 1 | DECAL, COOLANT LOOP LABEL, VERTICAL MTG, ENGLISH | A042A453
26261_drw.pdf | 3
26261_drw.pdf | 4 | 2 | HOSE END, 90, -12 JIC X -12 HS | 14591-12-12
26261_drw.pdf | 5 | 2 | CLAMP, WORM, .56-1.06 | 14990-10
26261_drw.pdf | 8 | 8 | WASHER,FLAT, M10 | 20020-M10
26261_drw.pdf | 9 | 1 | NUT,HEX, 0.31-18 | 20100-031
26261_drw.pdf | 10 | 4 | NUT,HEX,PT, M10-1.50 | 20140-M10
26261_drw.pdf | 11
26261_drw.pdf | 12 | 4 | SCREW,HH, M10-1.50x30 | 20310-030
26261_drw.pdf | 13 | 2 | BRACKET, MOUNTING, COOLING LOOP, 10" STAND OFF | 26133
26261_drw.pdf | 14 | 1 | CLAMP, LOOM, 1.00 ID | 26964-16
26261_drw.pdf | 15 | 2 | U-BOLT, 1-1/8" OD PIPE, W/NUTS | 3201T13
26261_drw.pdf | 16
26262_drw.pdf | ITEM
26262_drw.pdf | 1 | 2 | GENERATOR SUPPORT, FRAME, GTA855/KTA19 | 26269
26262_drw.pdf | 2 | 2 | CHANNEL, END, FRAME, GTA855/KTA19 | 26263
26262_drw.pdf | 3 | 1 | CHANNEL,LH FRAME, GTA855/KTA19 | 26264
26262_drw.pdf | 4 | 1 | CHANNEL,RH FRAME, GTA855/KTA19 | 26265
26262_drw.pdf |  |  | CHANNEL, RAD SPT, FRAME, GTA855/KTA19 | 26266
26262_drw.pdf |  |  | GTA855/KTA19 | 26267
26262_drw.pdf |  |  |  | 26268
26269_drw.pdf | ITEM
26269_drw.pdf | 1 | 5 | NUT,HEX,PT, .50-13 | 20130-050
26269_drw.pdf | 2 | 1 | CHANNEL, GEN SPT, FRAME, GTA855/KTA19 | 26270
26288_drw.pdf | 1 | 1 | DECAL, COOLANT LOOP LABEL, VERTICAL MTG, ENGLISH | A042A453
26288_drw.pdf | 2 | 1 | BRKT, RAW WATER COOLING, 4" LG, 3/4" OR 1" PIPE | 9633
26288_drw.pdf | 3
26288_drw.pdf | 4
26288_drw.pdf | 5 | 2 | CLAMP, WORM, .81 - 1.50 | 14990-16
26288_drw.pdf | 6 | 1 | CAP, PVC, NPT FEMALE, 3/4" NPT | 16663-12
26288_drw.pdf |  |  | 0.31 | 20000-031
26288_drw.pdf | 14 | 1 | CLAMP, LOOM, 1.00 ID
26288_drw.pdf | 15 | 1 | NIPPLE, BLK, 3/4x6 | 71550
26294_drw.pdf | 1 | 1 | ASSEMBLY, FUEL PLUMBING, CFP15E | 10842
26294_drw.pdf | 2 | 1 | ASSEMBLY, SHAFT GUARD, TELESCOPING, SIZE 1-XL, SHORT COUPLED | 14156
26294_drw.pdf | 3 | 1 | ASSEMBLY, POWER MODULE, CFP15E-F50/60/70 HIGH HORSE POWER | 15553
26294_drw.pdf | 4 | 1
26294_drw.pdf | 8 | 1 | PLUMBING, BULKHEAD | 24831
26294_drw.pdf | 9 | 2 | SHIELD, 8" FLANGE RAIN | 25814
26294_drw.pdf | 10 | 1 | FRAME, CFP15E | 26295
26294_drw.pdf | 11 | 1 | ENCLOSURE, FIREPUMP, CFP15, ATTENUATED W/ EXHAUST FANS | 26323
26294_drw.pdf | 12 | 2 | BRACKET, SILENCER MOUNTING, CFP15E ENCLOSED | 26326
26294_drw.pdf | 13 | 1 | RAIN CAP, 8", GT EXHAUST 22-800 | 22-800
26294_drw.pdf | 14 | 2 | CONTACTOR, MANUAL OVERIDE, CFP | 8824
26294_drw.pdf | 15 | 1 | COMP FLANGE, 3.125 / .750x.375, 1810 / 3172 DRIVESHAFTS | 10015-17
26294_drw.pdf | 16 | 1 | ADAPTER, U-JOINT, SAE#1 FW, 1710/1810/U3172/ DRIVESHAFTS | 12578
26294_drw.pdf | 17 | 2 | BRACKET, BATTERY HOLD DOWN | 14168
26294_drw.pdf | 18 | 1 | 8" ELBOW,, GT EXHAUST, 23-800 | 14813-800
26294_drw.pdf |  |  |  | 16581
26294_drw.pdf | 23 | 1 | ELBOW, 316SS FLEX, 90° FLARED x FLANGE, 6" TURBO, CFP15E | 25490
26294_drw.pdf | 24 | 2 | ROD, THREADED, 3/8"-16 X 12" LG, McMASTER-CARR 95475A660 | 25756
26294_drw.pdf | 25 | 2 | COVER, DRIVE SHAFT OPENING, CFP15E | 25808
26294_drw.pdf | 26 | 1 | SILENCER, 8" RESIDENTIAL, NELSON, 43280F | 26324
26294_drw.pdf | 27 | 1 | PAINT, SPRAY BOMB, CUMMINS RED, ES044 RAL 3001 | A15730-A12
26294_drw.pdf | 28 | 4 | BATTERY, GROUP 8D, COMMERCIAL | 8D-3 DRY
26295_drw.pdf | 1 | 4 | PLATE, LIFTING BRACE, 5/16" A-36, 9.406 x 1.50 | 13867
26295_drw.pdf | 2 | 2 | NUT,HEX, 3/8"-16 | 20100-038
26295_drw.pdf | 3 | 2 | PLATE | 25843
26295_drw.pdf | 4 | 4 | PLATE | 25844
26295_drw.pdf | 5 | 1 | CHANNEL, END | 26116
26295_drw.pdf | 6 | 4 | GUSSET, ENGINE BRACE | 26174
26295_drw.pdf | 7 | 6 | GUSSET, ENGINE MOUNT | 26175
26295_drw.pdf | 8 | 4 | ANGLE | 26211
26295_drw.pdf | 9 | 1 | CHANNEL, SIDE | 26296
26295_drw.pdf | 10 | 2 | CHANNEL, END | 26297
26295_drw.pdf | 11 | 1 | SUPPORT, FRONT ENGINE | 26298
26295_drw.pdf | 12 | 1 | SUPPORT, REAR ENGINE | 26299
26295_drw.pdf | 13 | 2 | GUSSET, PUMP MOUNT | 26300
26295_drw.pdf | 14 | 1 | MOUNT, FRONT PUMP | 26301
26295_drw.pdf | 15 | 1 | MOUNT, REAR PUMP | 26302
26295_drw.pdf | 16 | 1 | CHANNEL, SIDE | 26325
26306_drw.pdf | ITEM
26306_drw.pdf | 1 | 1 | FRAME, OPEN SET, GTA28, BOLT-ON RAD SPT | 26307
26306_drw.pdf | 2 | 1 | BRACKET, RADIATOR SUPPORT, GTA28, BOLT-ON RAD SPT | 26313
26306_drw.pdf | 3 | 2 | BRACKET, KNEE BRACE, GTA28, BOLT-ON RAD SPT | 26316
26306_drw.pdf | 4
26306_drw.pdf |  |  |  | 20100-100
26306_drw.pdf |  |  |  | 20130-075
26307_drw.pdf | ITEM
26307_drw.pdf | 1 | 1 | CHANNEL,FRAME, GTA28 REAR | 13802
26307_drw.pdf | 2 | 2 | CHANNEL, CROSSMEMBER, ENGINE, GTA28 | 13803
26307_drw.pdf | 3 | 1 | CHANNEL,FRAME, LH, GTA28, BOLT-ON RAD SPT | 26308
26307_drw.pdf | 4 | 1 | CHANNEL,FRAME, RH, GTA28, BOLT-ON RAD SPT | 26309
26307_drw.pdf |  |  | CHANNEL, FRAME, FRONT, GTA28, BOLT-ON RAD SPT | 26310
26307_drw.pdf |  |  | BOLT-ON RAD SPT | 26311
26307_drw.pdf |  |  |  | 26312
26313_drw.pdf | ITEM
26313_drw.pdf | 1 | 2 | GUSSET,RADIATOR SUPPORT, GTA28 | 13947
26313_drw.pdf | 2 | 1 | CHANNEL, RAD SPT BRKT, GTA28, BOLT-ON RAD SPT | 26314
26313_drw.pdf | 3 | 1 | PLATE, RAD SPT BRKT, GTA28, BOLT-ON RAD SPT | 26315
26316_drw.pdf | ITEM
26316_drw.pdf | 1 | 1 | END CAP,TUBE,THREADED, - | 13814
26316_drw.pdf | 2 | 1 | TUBE, SQUARE, KNEE BRACE BRKT, GTA28, BOLT-ON RAD | 26317
26316_drw.pdf | 3 | 1 | PLATE, KNEE BRACE BRKT, GTA28, BOLT-ON RAD SPT | 26318
26326_drw.pdf | 1 | 2 | ANGLE | 24635
26326_drw.pdf | 2 | 2 | PLATE | 25432
26326_drw.pdf | 3 | 1 | ANGLE | 26327
26331_drw.pdf | ITEM
26331_drw.pdf | 1 | 4 | NUT, WELD, 1/2"-13 UNC, SQUARE, STEEL | 24028
26331_drw.pdf | 2 | 1 | BASE, EXCHANGER, | 26244
26332_drw.pdf | ITEM
26332_drw.pdf | 1 | 1 | NUT,WELD,HEX, 7/16-14 | 25284_44-14
26332_drw.pdf | 2 | 1 | GUARD, FRONT, | 26248
26332_drw.pdf |  |  |  | 1
26332_drw.pdf |  |  | 2
26337_drw.pdf | ITEM
26337_drw.pdf | 1 | 1 | BRACKET, HEAT EXCHANGER, | 26338
26337_drw.pdf | 2 | 2 | GUSSET | 26339
26337_drw.pdf | 3 | 1 | BRACE | 26340
26337_drw.pdf |  |  | 1
26337_drw.pdf |  |  | 3
26349_drw.pdf | ITEM
26349_drw.pdf | 1 | 1 | COVER,DRIVE COUPLING, CECO PART | 3396137-02
26350_drw.pdf | ITEM
26350_drw.pdf | 1 | 1 | BASE,GENSET,GTA8.3, OPEN,RAD CLD,UCI274 | 17993
26350_drw.pdf | 2 | 24 | OIL,PRE. BLUE GE0, (QUARTS) | V705200
26350_drw.pdf | 3 | 1 | SENSOR,TEMPERATURE, 3/8 NPT | 0193-0529-01
26350_drw.pdf | 4 | 6 | ISOLATOR, DOME STYLE | 8954-2
26350_drw.pdf |  |  |  | A028X493
26350_drw.pdf |  |  |  | FA60345
26361_drw.pdf | ITEM
26361_drw.pdf | 1 | 1 | PIN, ROD RD., 802 DYNO - WALL MNT | 26360
26361_drw.pdf | 2 | 1 | PLATE, PIN STOP, 802 DYNO - WALL MNT | 26362
26361_drw.pdf |  |  |  | 2
26365_drw.pdf | 1 | 1 | BRACKET, RAW WATER COOLING, 3/4" OR 1" PIPE | 24833
26365_drw.pdf | 2 | 1 | GUSSET | 26366
26365_drw.pdf |  |  | BA
26365_drw.pdf |  |  | 1
26370_drw.pdf | ITEM
26370_drw.pdf | 1 | 1 | PIPE, | 26371
26370_drw.pdf | 2 | 1 | NIPPLE, PIPE, BLACK STEEL, MCMASTER CARR 5081T510 | 26372
26370_drw.pdf |  |  | 1
26373_drw.pdf | ITEM
26373_drw.pdf | 1 | 1 | MANIFOLD, 8"NOM, 802 DYNO | 25947
26373_drw.pdf | 2 | 1 | EXHAUST ARM , 802 DYNO - WALL MNT. | 26375
26373_drw.pdf | 3 | 1 | SLIDE, EXHAUST, UPPER, DYNO 802 - WALL MNT | 26378
26373_drw.pdf | 4 | 1 | MANIFOLD, EXHAUST, ASSY, 802 DYNO | 26380
26373_drw.pdf |  |  | SWIVEL / MANIFOLD MNT, 802 DYNO - WALL MNT | 26383
26373_drw.pdf |  |  | 802 DYNO - WALL MNT | 26391
26373_drw.pdf |  |  |  | 26442
26373_drw.pdf | 11 | 8
26373_drw.pdf | 12 | 2 | SCREW,HH, 0.38-16x1.00
26373_drw.pdf | 13 | 8 | SCREW,HH, 0.50-13x1.00
26373_drw.pdf | 14 | 4 | SCREW,HH, 0.63-11x1.75 | 20263-175
26373_drw.pdf | 15 | 1 | PLATE, MANIFOLD CAP, 802 DYNO - WALL MNT | 25001
26375_drw.pdf | ITEM
26375_drw.pdf | 1 | 1 | BRACKET, EXH. MNT, 802 DYNO - WALL MNT | 26376
26375_drw.pdf | 2 | 1 | TUBE, RECT., EXH. ARM, 802 DYNO - WALL MNT | 26377
26375_drw.pdf | 3 | 1 | PLATE, TUBE CAP, 802 DYNO - WALL MNT | 26387-DO-NOT-USE-THIS-PN
26378_drw.pdf | ITEM
26378_drw.pdf | 1 | 1 | BRKT, SLIDE,UPPER CENTER SUPT, 802 DYNO - WALL MNT | 26388
26378_drw.pdf | 2 | 1 | BRKT, SLIDE UPPER, 802 DYNO - WALL MNT | 26389
26378_drw.pdf |  | 2
26380_drw.pdf | ITEM
26380_drw.pdf | 1 | 3 | FLANGE, ANSI, 8.00" NOM, - | 41-800
26380_drw.pdf | 2 | 4 | PLATE, TAP, CLAMP MNT, 802 DYNO - WALL MNT | 24982
26380_drw.pdf | 3 | 6 | BRACKET, ANGLE, FLANGE STOP, 802 DYNO - WALL MNT | 25000
26380_drw.pdf | 4 | 1 | PANEL, MANIFOLD, HORZ., 802 DYNO - WALL MNT | 26381
26380_drw.pdf |  |  | PANEL, MANIFOLD, EXH. FRT/BACK, 802 DYNO - WALL MNT | 26382
26380_drw.pdf |  |  | 4.00IN LG, AL STL | P207369
26380_drw.pdf |  |  |  | P207369
26383_drw.pdf | ITEM
26383_drw.pdf | 1 | 2 | NUT, WELD, 3/8"-16 UNC, SQUARE, STEEL | 25884
26383_drw.pdf | 2 | 1 | BRKT, SWIVEL/MANIFOLD MNT, 802 DYNO - WALL MNT | 26384
26383_drw.pdf | 3 | 1 | PIPE, 6"NOM, SWIVEL , 802 DYNO - WALL MNT | 26385
26383_drw.pdf |  |  | 3 1
26391_drw.pdf | ITEM
26391_drw.pdf | 1 | 1 | PIN, QUICK RELEASE, W/LANYARD | 25336
26391_drw.pdf | 2 | 1 | PIN MOUNT, 802 DYNO - WALL MNT | 26221
26391_drw.pdf | 3 | 1 | PIN, CENTER SUPT, 802 DYNO - WALL MNT | 26361
26391_drw.pdf | 4 | 1 | SWIVEL MOUNT, 802 DYNO - WALL MNT | 26438
26391_drw.pdf |  |  | PLATE, WASHER, 802 DYNO - WALL MNT | 26439
26394_drw.pdf | ITEM
26394_drw.pdf | 1 | 1 | SUB-ASSY, FRONT MOUNT, FRAME, LORAM QSX15 | 24627
26394_drw.pdf | 2 | 1 | SUB-ASSY, MOUNT, BRACKET, FRAME, LORAM QSX15 | 24629
26394_drw.pdf | 3 | 1 | SUB-ASSY, REAR MOUNT, FRAME, LORAM QSX15 | 24892
26394_drw.pdf | 4 | 1 | SUB-ASSY, SIDE CHANNEL, FRAME, LORAM QSX15 | 26395
26394_drw.pdf |  |  | SUB-ASSY, SIDE CHANNEL, FRAME, LORAM QSX15 | 26397
26394_drw.pdf |  |  | GEN-SET, LORAM QSX15 | 26398
26394_drw.pdf |  |  |  | 26400
26394_drw.pdf | 11 | 1 | BLOCK,
26394_drw.pdf | 12 | 2 | GUSSET, FRAME, LORAM QSX15
26394_drw.pdf | 13 | 4 | BRACE, FRAME, LORAM QSX15
26394_drw.pdf | 14 | 2 | GUSSET, FRAME, LORAM QSX15 | 24601
26394_drw.pdf | 15 | 1 | CROSS-MEMBER, FRAME, LORAM QSX15 | 24604
26395_drw.pdf | ITEM
26395_drw.pdf | 1 | 2 | PIN,RETAINER, - | 19596
26395_drw.pdf | 2 | 4 | NUT, WELD, 1/2"-13 UNC, SQUARE, STEEL | 24028
26395_drw.pdf | 3 | 9 | NUT, WELD, 5/8-UNC11, SQUARE, STEEL | 24029
26395_drw.pdf | 4 | 1 | CHANNEL, BASE, LONG, RIGHT | 24560
26395_drw.pdf |  |  | GUSSET, FRAME, LORAM QSX15 | 24601
26395_drw.pdf |  |  |  | 24602
26395_drw.pdf |  |  |  | 24626
26397_drw.pdf | ITEM
26397_drw.pdf | 1 | 2 | PIN,RETAINER, - | 19596
26397_drw.pdf | 2 | 5 | NUT, WELD, 1/2"-13 UNC, SQUARE, STEEL | 24028
26397_drw.pdf | 3 | 9 | NUT, WELD, 5/8-UNC11, SQUARE, STEEL | 24029
26397_drw.pdf | 4 | 1 | CHANNEL, BASE, LONG, LEFT | 24561
26397_drw.pdf |  |  | GUSSET, FRAME, LORAM QSX15 | 24601
26397_drw.pdf |  |  |  | 24605
26397_drw.pdf |  |  |  | 24626
26398_drw.pdf | ITEM
26398_drw.pdf | 1 | 2 | NUT, WELD, 1/2"-13 UNC, SQUARE, STEEL | 24028
26398_drw.pdf | 2 | 4 | NUT, WELD, 5/8-UNC11, SQUARE, STEEL | 24029
26398_drw.pdf | 3 | 1 | CROSS-MEMBER, FRAME, LORAM QSX15 | 26399
26400_drw.pdf | ITEM
26400_drw.pdf | 1 | 4 | NUT, WELD, 5/8-UNC11, SQUARE, STEEL | 24029
26400_drw.pdf | 2 | 4 | NUT,WELD,HEX, 1/4-20 | 25284_25-20
26400_drw.pdf | 3 | 1 | CROSS-MEMBER, ENGINE, LORAM QSX15 | 26401
26400_drw.pdf |  |  | (0.88)
26400_drw.pdf |  |  | (2.37)
26402_drw.pdf | ITEM
26402_drw.pdf | 1 | 1 | NUT, WELD, 1/2"-13 UNC, SQUARE, STEEL | 24028
26402_drw.pdf | 2 | 1 | PLATE, FRAME,LORAM QSX15 | 25122
26402_drw.pdf | 3 | 1 | BRACKET, SUPPORT | 26403
26407_drw.pdf | ITEM
26407_drw.pdf | 1 | 1 | HOSE, WATER TO CAC, CFP9E | 13579
26407_drw.pdf | 2 | 1 | ADAPTER, NPTM X JIC 37 DEG | 11587
26407_drw.pdf | 3 | 1 | ELBOW, 1" NPTM X #16 JIC 37 DEG | 11588
26407_drw.pdf | 4 | 1 | BRACKET, COOLING LOOP SUPPORT, LOWER1, CFP9E | 13581
26407_drw.pdf |  |  | WASHER,FLAT, M10 | 20020-M10
26407_drw.pdf |  |  | CFP9E | 26408
26407_drw.pdf |  |  |  | 3043T37
26409_drw.pdf | ITEM
26409_drw.pdf | 1 | 2 | WELDMENT, SHAFT GUARD, SAE 2, FIRE PUMP | 26410
26409_drw.pdf | 2 | 8 | WASHER, RETAINING, 7/16" | 16662-07
26409_drw.pdf | 3 | 4 | WASHER, RETAINING, M10 | 16662-13
26409_drw.pdf | 4 | 1 | ADHESIVE, EPOXY, HUNTSMAN ARALDITE 2011 | 17216
26409_drw.pdf |  |  | COVER, SHAFT GUARD, NON-SPARKING, SAE #3-X | 17433
26409_drw.pdf |  |  |  | 20020-M10
26409_drw.pdf |  |  |  | 20244-100
26410_drw.pdf | 1 | 1 | BACKPLATE, SPLIT SHAFT GUARD, TELESCOPING, SAE 2 | 26411
26410_drw.pdf | 2 | 1 | WITH SLOT, SPLIT BACKPLATE, SHAFT GUARD, TELESCOPING, SAE 2 | 26412
26410_drw.pdf |  |  | 1 2
26423_drw.pdf | 1 2 | 1 1 | GUARD,BEL;T KTA19SLB EXCHANGER,J;WROCORE CC-1224-D6-1 | 23799
26423_drw.pdf | 3 | 1 | FRAME, SG TAN;KKTA19 HX | 26424
26423_drw.pdf | 4 | 1 | HEAT EXCHANGER, A;CROCORE CC-1224-D6-4 | 26429
26424_drw.pdf | ITEM
26424_drw.pdf | 1 | 1 | TANK,SURGE, GTA855E HX | 23714
26424_drw.pdf | 2 | 2 | CHANNEL, SG TANK, KTA19 HX | 26425
26424_drw.pdf | 3 | 1 | CHANNEL, SG TANK, BASE, KTA19 HX | 26426
26424_drw.pdf |  |  | 1
26435_drw.pdf | ITEM
26435_drw.pdf | 1 | 2 | FLANGE, HORIZONTAL, RADIATOR, CFP15E | 26436
26435_drw.pdf | 2 | 2 | FLANGE, VERTICAL RADIATOR, CFP15E | 26437
26438_drw.pdf | ITEM
26438_drw.pdf | 1 | 1 | PLATE, CENTER SWIVEL, 802 DYNO - WALL MNT | 26222
26438_drw.pdf | 2 | 1 | TUBE, MECH, CENTER ROD SUPT, 802 DYNO - WALL MNT | 26393
26445_drw.pdf | ITEM
26445_drw.pdf | 1 | 1 | TUBE,EXHAUST MANIFOLD, GTA50,SOUND TEST | 26447
26445_drw.pdf | 2 | 2 | PIPE,EXHAUST,GTA19, W/CRITICAL SILENCER | 16033
26446_drw.pdf | ITEM
26446_drw.pdf | 1 | 1 | WYE PIPE, EXHAUST, GTA50, 16" FLANGES, 12x6x6 | 11945
26446_drw.pdf | 2 | 2 | CLAMP, EXHAUST, 6", RIKER TEC-600 | TEC-600
26447_drw.pdf | ITEM
26447_drw.pdf | 1 | 1 | TUBE,EXHAUST HEADER, GTA50,SOUND TEST | 26470
26447_drw.pdf | 2 | 2 | ANSI MOUNTING FLANGE, 8.00" | 41-800
26447_drw.pdf | 3 | 1 | ANSI MOUNTING FLANGE, 12.00" | 41-1200
26449_drw.pdf | 1 | 4 | PLATE, LIFTING BRACE, 5/16" A-36, 9.406 x 1.50 | 13867
26449_drw.pdf | 2 | 2 | NUT,HEX, 3/8"-16 | 20100-038
26449_drw.pdf | 3 | 1 | CHANNEL, SIDE | 25662
26449_drw.pdf | 4 | 1 | CHANNEL, END | 25663
26449_drw.pdf | 5 | 1 | CHANNEL, END | 25667
26449_drw.pdf | 6 | 2 | PLATE | 25843
26449_drw.pdf | 7 | 4 | PLATE | 25844
26449_drw.pdf | 8 | 4 | GUSSET, ENGINE BRACE | 26174
26449_drw.pdf | 9 | 6 | GUSSET, ENGINE MOUNT | 26175
26449_drw.pdf | 10 | 4 | ANGLE | 26211
26449_drw.pdf | 11 | 1 | SUPPORT, FRONT ENGINE | 26450
26449_drw.pdf | 12 | 1 | SUPPORT, REAR ENGINE | 26451
26449_drw.pdf | 13 | 1 | CHANNEL, SIDE | 26457
26452_drw.pdf | 1 | 1 | PLATE | 26453
26452_drw.pdf | 2 | 1 | MOUNT, RADIATOR | 26455
26452_drw.pdf | 3 | 1 | PLATE, RADIATOR MOUNTING | 26458
26456_drw.pdf | 1 | 2 | MOUNT, RADIATOR, CFP15E | 26452
26456_drw.pdf | 2 | 2 | CROSS MEMBER | 26454
26471_drw.pdf | 1 | 3 | RAIL,4 X 6 (NOMINAL) X 230.00 LG, - | 26471_01
26471_drw.pdf | 2 | 6 | XMBR,2 X 6 (NOMINAL) X 230.00LG, - | 26471_02
26471_drw.pdf | 3 | 8 | XMBR,2 X 6 (NOMINAL) X 72.00 LG, - | 26471_03
26472_drw.pdf | 1 | 1 | EXHAUST, 90 HALF MARMON, 4" TURBO OUT, 4" MALE NPT | 8780_01
26472_drw.pdf | 2 | 1 | ASSEMBLY, VALVE COVER MODIFICATION, FIREPUMP, CFP9E | 11917
26472_drw.pdf | 3 | 1 | ASSEMBLY, SHAFT GUARD, TELESCOPING, SIZE 3-X, 24" LONG | SHAFT14155
26472_drw.pdf | 4 | 1 | KIT, FUEL LINES, CFP9E, F10/20/30/40/50/60 - EXT ONLY | 15208
26472_drw.pdf | 5 | 1 | KIT, SENSOR & ADAPTER, CFP9E | 15602
26472_drw.pdf | 6 | 1 | ASSEMBLY, SECONDARY ECM, CFP9E | 15613
26472_drw.pdf | 7 | 1 | KIT, WIRE HARNESS, CFP9E | 21222
26472_drw.pdf | 8 | 1 | ASSEMBLY, CONTROL PANEL MOUNTING, CFP POWER UNITS | 21249
26472_drw.pdf | 9 | 1 | ASSEMBLY, DIGITAL CONTROL PANEL, ELECTRONIC CFP ENGINES | 22791
26472_drw.pdf | 10 | 1 | MOUNT, FRONT RIGHT ENGINE, CFP9E | 22880
26472_drw.pdf | 16 | 1 | ASSEMBLY, CONTROL PANEL, CFP9E | 26654
26472_drw.pdf | 17 | 1 | STRAP, GROUNDING, 4 AWG, 12", 1/2" STUD, WC90397-1 | 9757
26475_drw.pdf | 1
26475_drw.pdf | 2
26475_drw.pdf | 3
26475_drw.pdf | 4
26475_drw.pdf | 9
26475_drw.pdf | 10
26475_drw.pdf | 11 | 2 | CLAMP, WORM, .56-1.06 | 14990-10
26475_drw.pdf | 12 | 2 | CLAMP, WORM, .25 - .63 | 14992-04
26475_drw.pdf | 13 | 1 | TUBE,CLEAR TYGON, 3/16"ID,7"L | 21156_007
26475_drw.pdf | 14 | 1 | TUBE,CLEAR TYGON, 3/16"ID,20"L | 21156_020
26475_drw.pdf | 15 | 1 | GAUGE,SWITCH,DIFF PRESS, 0-20 INCH OF | 26473
26475_drw.pdf | 16 | 1 | BRKT,OIL LVL &, CRANKCASE PRESSURE | 26474
26475_drw.pdf | 17 | 1 | BREATHER,VENT, 3/8 NPT | 26476
26475_drw.pdf | 18 | 1 | HOSE,DAYCO 5/8" ID, 12"L
26475_drw.pdf | the receiver document as | in accepts in | confidence. by CUMMINS NPOWER LLC CORPORATE OFFICE | DESIGN UPFIT CENTER
26475_drw.pdf | ittrawdiellse(c1r)etnoitnfuosrematthieondotchuemreenitn,or(2a)nynoctopcyoptyhetrheeofdoocrumtehnet, or the | ittrawdiellse(c1r)etnoitnfuosrematthieondotchuemreenitn,or(2a)nynoctopcyoptyhetrheeofdoocrumtehnet, confidential | or trade WHITE BEAR LAKE, MN WWW.CUMMINSNPOWER.COM | DEPERE, WISCONSIN
26475_drw.pdf | aNlPlowceorpiLeLsC |  | andLUBE OIL,LEVEL & CRANKCASE PRESS
26475_drw.pdf | DIMENSION |  | AQRESK15
26475_drw.pdf | IMUPNEIRTISAL |  | DWG UNITS: DRAWN BY: RMJ | 11SEP2013
26477_drw.pdf | 1 | 1 | HOSE, 1-1/4" x 28" LONG SILICONE | 78125GL
26477_drw.pdf | 2 | 2 | CLAMP, WORM, .81 - 1.75 | 14990-20
26477_drw.pdf | 3
26477_drw.pdf | 4
26477_drw.pdf | 5 | 1 | BRACKET, LH COOLING LOOP, CFP15E | 26478
26477_drw.pdf | 6
26477_drw.pdf | 7 | 4 | U-BOLT, 1.75" | 517134
26483_drw.pdf | 1
26483_drw.pdf | 2 | 1 | FLEX TUBE, FLANGE EXH., STYLE 2, STNL STL | 6735_95
26483_drw.pdf | 3 | 1 | KIT,GASKET,NUT,BOLT, FULL FACE FIBER,5 | 23580_500
26483_drw.pdf | 4 | 1 | RAIN CAP, 8", GT EXHAUST 22-800 | 22-800
26483_drw.pdf | 5
26483_drw.pdf | 6 | 1 | WRAP,EXHAUST, KTA19 | 22444
26483_drw.pdf | 7 | 1 | PIPE,EXHAUST, KTA19,W/LOADBANK | 26484
26483_drw.pdf | 8 | 2 | CLAMP, EXHAUST, 5", RIKER TEC-500 | TEC-500
26488_drw.pdf | ITEM
26488_drw.pdf | 1 | 1 | BRACKET, SUPPORT, LOAD BANK/KTA19SLB | 26489
26488_drw.pdf | 2 | 3 | BRACKET,LOAD BANK, SUPPORT | 26490
26488_drw.pdf | 3 | 3 | BRACKET,LOAD BANK, SUPPORT | 26491
26488_drw.pdf |  | 3
26489_drw.pdf | ITEM
26489_drw.pdf |  |  | 1.94
26489_drw.pdf |  |  | R0.25
26490_drw.pdf | ITEM
26491_drw.pdf | ITEM
26492_drw.pdf | ITEM
26492_drw.pdf | 1 | 1 | LOAD BANK,150KW 480V, 3 PH 60 HZ SIMPLEX | 26482
26492_drw.pdf | 2 | 1 | HOOD, OUTLET, KTA19SLB/LOAD BANK | 26487
26492_drw.pdf | 3 | 1 | BRACKET, SUPPORT, LOAD BANK,KTA19SLB | 26488
26492_drw.pdf | 4 | 2 | BRACKET, LOAD BANK/8.8L | 25958
26492_drw.pdf |  |  | BRACKET, MOUNTING, LOAD BANK TO KTA19SLB ENCL | 26485
26492_drw.pdf |  |  | BANK TOKTA19SLB ENCL | 26486
26492_drw.pdf |  |  |  | 6
26493_drw.pdf | ITEM
26493_drw.pdf | 1 | 1 | CHANNEL, FRAME, LH, 8.3L | 26494
26493_drw.pdf | 2 | 1 | CHANNEL, FRAME, RH, 8.3L | 26495
26493_drw.pdf | 3 | 1 | CHANNEL, FRAME, BACK, 8.3L | 26496
26493_drw.pdf | 4 | 1 | CHANNEL, FRAME, FRONT, 8.3L | 26497
26493_drw.pdf |  |  | CHANNEL, FRAME, CROSSMEMBER, 8.3L, GENERATOR SUPPORT | 26498
26493_drw.pdf |  |  | GTA8.3, REAR ENGINE
26493_drw.pdf | 11 | 2 | PLATE,
26505_drw.pdf | ITEM
26505_drw.pdf | 1 | 4 | NUT,WELD,HEX, 3/8-16 | 25284_38-16
26505_drw.pdf | 2 | 1 | SUPPORT, TUBE | 26506
26505_drw.pdf | 3 | 1 | PLATE, SUPPORT | 26508
26505_drw.pdf | 4 | 2 | HANGER | 26509
26505_drw.pdf |  |  | STRAP | 26532
26505_drw.pdf |  |  | 4
26518_drw.pdf | ITEM
26518_drw.pdf | 1 | 1 | HEATER,ENGINE COOLANT, 1500W 240V 100-120F HOTSTART | 26519
26518_drw.pdf | 2
26518_drw.pdf | 3 | 4 | CLAMP, WORM, .81 - 1.50 | 14990-16
26518_drw.pdf | 4
26518_drw.pdf |  |  | BRACKET,GTA8.3 COOLANT, HTR HOTSTART CB SERIES | 21996
26518_drw.pdf |  |  |  | 71550
26535_drw.pdf | 1 | 2 | CABLE, BATTERY JUMPER, 4/0 x 6 | 10004
26535_drw.pdf | 2 | 2 | CABLE, BATTERY, POSITIVE, 4/0 X 197" | 26536
26535_drw.pdf | 3 | 2 | CABLE, BATTERY, NEGATIVE, 4/0 X 197" | 26537
26544_drw.pdf | 1 2 | 1 1 | BRACKET,MOUNTIN;GBATT DISCONNECT SWITCH PLATE,FACE,ON-OF;F- | EA50053
26544_drw.pdf | 3 | 1 | SWITCH,BATTER;Y - | EA50061
26549_drw.pdf |  |  | 0.13
26551_drw.pdf | ITEM
26553_drw.pdf | ITEM
26553_drw.pdf | 2 |  | CLAMP, T-BOLT, 4.28-4.59 | 13164-0450
26553_drw.pdf | 3 |  | CLAMP, T-BOLT, 5.28-5.59 | 13164-0550
26553_drw.pdf | 5 |  | WASHER,FLAT, M10 | 20020-M10
26553_drw.pdf | 6 |  | NUT,HEX, M10-1.50 | 20120-M10
26553_drw.pdf | 8 |  | HUMP HOSE REDUCER, 5.0" x 4.0" | 3316618-S
26553_drw.pdf |  |  |  | AH19220
26553_drw.pdf | 10 |  | RESTRICTION INDICATOR, 1/8" NPT | D-RAX00-2352
26555_drw.pdf | ITEM
26556_drw.pdf | ITEM
26556_drw.pdf | 1
26556_drw.pdf | 2
26556_drw.pdf | 3 | 1 | PIPE,EXHAUST,10", 10"L | 26555
26557_drw.pdf | ITEM
26557_drw.pdf | 1 | 1 | BATTERY ISOLATOR, FIRE PUMP | 8838
26557_drw.pdf | 2 | 1 | FACTORY SETTINGS TAG, FIREPUMP | 9526-02
26557_drw.pdf | 3 | 1 | FIELD SETTINGS TAG, FIREPUMP | 9526-03
26557_drw.pdf | 4 | 1 | DATA TAG, FIREPUMP | 9534
26557_drw.pdf |  |  | BRACE, KNEE | 15489
26557_drw.pdf |  |  |  | 21844
26557_drw.pdf |  |  |  | A042A085
26558_drw.pdf | ITEM
26559_drw.pdf | ITEM
26567_drw.pdf | 1 | 1 | BATTERY ISOLATOR, FIRE PUMP | 8838
26567_drw.pdf | 2 | 1 | FACTORY SETTINGS TAG, FIREPUMP | 9526-02
26567_drw.pdf | 3 | 1 | FIELD SETTINGS TAG, FIREPUMP | 9526-03
26572_drw.pdf | 1 | 1 | ASSEMBLY, SUPPORT, CFP15E FIRE PUMP | 10835
26572_drw.pdf | 2 | 1 | ASSEMBLY, COOLANT HEATER, 3KW ADJ VOLTAGE, CFP15E | 10849
26572_drw.pdf | 3 | 1 | ASSEMBLY, AIR CLEANER, CFP15E | 10856-02
26572_drw.pdf | 4 | 1 | MISC PIPING, CFP15 | 10913
26572_drw.pdf | 5 | 1 | ENGINE, QSX15-G9-755, SPEC CFP15 F50-F70 | 11712
26572_drw.pdf | 6 | 1 | ASSEMBLY, AIR STARTER, INGERSOLL-RAND 150TMPF AND | COMPONE1N4T0S89
26572_drw.pdf | 7
26572_drw.pdf | 8 | 1 | ASSEMBLY, FUEL PLUMBING, CFP15E | 15210
26572_drw.pdf | 9 | 1 | KIT, SENSOR & ADAPTER, CFP15E | 15604
26572_drw.pdf | 10 | 1 | ASSEMBLY, SECONDARY ECM, CFP15E | 15617
26572_drw.pdf | 11 | 1 | ASSEMBLY, GUARDING, CFP15E - OBSOLETE USE 16707 | 16708
26572_drw.pdf | 12 | 1 | DUPLEX FUEL FILTER, FF4093 | 17437
26572_drw.pdf | 13 | 1 | ASSEMBLY, FUEL VALVE AND BYPASS | 18501
26572_drw.pdf | 14 | 1 | ASSEMBLY, CFP15E, DUPLEX LUBE OIL FILTER | 21158
26572_drw.pdf | 15 | 1 | ASSEMBLY, CONTROL PANEL MOUNTING, CFP POWER UNITS | 21249
26572_drw.pdf | 16
26577_drw.pdf | ITEM
26577_drw.pdf | 1 | 16 | WELDNUT, 1/4"-20 NC, _ | 14520
26577_drw.pdf | 2 | 1 | SHEET,FLOOR, GGHJ | 26575
26578_drw.pdf | ITEM
26579_drw.pdf | 1 | 1 | EXHAUST, 90 HALF MARMON, 4" TURBO OUT, 5" 125LB ANSI | FLANGE8780_04
26579_drw.pdf | 2 | 1 | KIT, FUEL LINES, CFP9E, F10/20/30/40/50/60 - EXT ONLY | 15208
26579_drw.pdf | 3 | 1 | ASSEMBLY, SECONDARY ECM, CFP9E | 15613
26579_drw.pdf | 4 | 1 | ASSEMBLY, CONTROL PANEL MOUNTING, CFP POWER UNITS | 21249
26579_drw.pdf | 5 | 1 | ENGINE,QSL9,430 HP,TIER 3,RADIATOR COOLED | 22280
26579_drw.pdf | 6 | 1 | ASSEMBLY, DIGITAL CONTROL PANEL, ELECTRONIC CFP ENGINES | 22791
26579_drw.pdf | 7 | 1 | SUPPORT, LEFT, REAR ENGINE, CFP9E | 22876
26579_drw.pdf | 8 | 1 | MOUNT, FRONT RIGHT ENGINE, CFP9E | 22880
26579_drw.pdf | 9 | 1 | MOUNT, FRONT LEFT ENGINE, CFP9E | 22881
26579_drw.pdf | 10 | 1 | SUPPORT, RIGHT, REAR ENGINE, CFP9E | 22898
26579_drw.pdf | 16 | 1 | ASSEMBLY, STUB SHAFT, SAE 2 | A041Z932
26579_drw.pdf | 17 | 1 | STRAP, GROUNDING, 4 AWG, 12", 1/2" STUD, WC90397-1 | 9757
26583_drw.pdf | ITEM
26584_drw.pdf | ITEM
26585_drw.pdf | ITEM
26585_drw.pdf | 1 | 12 | WELDNUT, 1/4"-20 NC, _ | 14520
26585_drw.pdf | 2 | 1 | SHEET,FRNT,CONDUIT BOX, HCI5,14535 BOX | 26584
26585_drw.pdf |  |  | 12X
26592_drw.pdf | ITEM
26592_drw.pdf | 1 | 1 | RADIATOR, MULTI-FIT, W CAC, MARINE TRAVELIFT ISL40/50/70 | 11429
26592_drw.pdf | 2 | 1 | FRAME,QSB6.7, 33.34" x 58.00", MARINE TRAVEL LIFT | ISL50/7011463
26592_drw.pdf | 3 | 2 | SUPPORT,REAR,ENGINE,QSB6.7, MARINE TRAVELIFT ISL40/50/70 | 11464
26592_drw.pdf | 4 | 1 | TUBE,CAC,3"DIA,TURBO, MARINE TRAVELIFT ISL40/50/70 | 11510
26592_drw.pdf | 5 | 1 | DRIVE,2 PAD,1:1 RATIO PUMP, D-13T/D-13T (D13349) | 14573
26592_drw.pdf | 6 | 1 | TUBE,CAC,3"DIA,INTAKE, MARINE TRAVELIFT ISL40/50/70 | 26945
26592_drw.pdf | 7 | 1 | TUBE,RADIATOR,1-3/4"DIA, MARINE TRAVELIFT ISL40/50/70 | 26946
26592_drw.pdf | 8 | 1 | ENGINE,PACKAGE,QSB6.7, MARINE TRAVELIFT ISL50 215HP | 1304865
26592_drw.pdf | 9 | 4 | OIL, UNIT OF MEASURE-BY GALLON, MOBIL DELVAC ELITE 222 | 0W3026948
26592_drw.pdf | 10 | 1 | BRKT,FUEL,PRE-FILTER,FS9841, MARINE TRAVELIFT ISL40/50/70 | 11471
26592_drw.pdf | 11 | 1 | BRKT, MTG, OIL COOLER, MARINE TRAVELIFT, ISL40/50/70/SB70 | 11506
26592_drw.pdf | 12 | 2 | BRACE,RADIATOR,SUPPORT, MARINE TRAVELIFT ISL40/50/70 | 11516
26592_drw.pdf | 13 | 1 | ELBOW, 90 DEG 3" ID, TRIM TO LENGTH PN 11534 | 90-300-MK2
26592_drw.pdf | 14 | 1 | BRACKET, TUBE CLAMP MOUNTING | 11752
26592_drw.pdf | 15
26592_drw.pdf | 16 | 1 | HEAT-EXCHANGER,OIL-COOLER, GENERAL THERMODYNAMICS | 12973
26593_drw.pdf | ITEM
26593_drw.pdf | 1 | 1 | CRM,W/WELD NUTS, 150KW MOH | 25286
26593_drw.pdf | 2 | 1 | CHAN,FORMED,CRM, OPTIONS,150KW MOH | 26545
26593_drw.pdf |  |  | 1
26593_drw.pdf |  |  | 1
26593_drw.pdf |  |  | (4.25) 2
26593_drw.pdf |  |  | 1
26595_drw.pdf | ACOUSTICAL | ACOUSTICAL | FOAM WITH BLACK URETHANE FACING
26595_drw.pdf |  |  | FINISH FACING
26595_drw.pdf | URETHANE | URETHANE
26597_drw.pdf | ITEM | QTY
26597_drw.pdf | 1 | 2 | CONNECTOR, 3/8" STRAIGHT, SEALTITE
26597_drw.pdf | 3 | 1 | HARNESS, AC ENCLOSURE TO GENERATOR, AUTO CAD CONTROLLED | 18941
26597_drw.pdf | 4 | 2 | FRAME, ENCLOSURE MOUNTING | 19375
26597_drw.pdf | 5 | 1 | HARNESS, DC INTERFACE TO RADIATOR CONTROLS, AUTO CAD
26597_drw.pdf | 6 | 1 | GASKET, 1 1/4", SEALTITE
26597_drw.pdf | 8 | 1 | HARNESS, DC ENCLOSURE TO GENERATOR | 19584
26597_drw.pdf | 9 | 1 | SWITCH, BLOWER DISCONNECT, DS1 | 19615
26597_drw.pdf | 10 | 1 | SWITCH, BLOWER DISCONNECT, DS2 | 19616
26597_drw.pdf | 11 | 1 | SWITCH, BLOWER
26597_drw.pdf | 13 | 1 | SEALTITE, 3/8" BULK, 17" | 19706-013
26597_drw.pdf | 14 | 1 | SEALTITE, 3/8" BULK, 12" | 19706-014
26597_drw.pdf | 15 | 1 | SEALTITE, 3/8" BULK, 15" | 19706-015
26597_drw.pdf | 18 | 1 | SEALTITE, 3/8" BULK, 119" | 19706-018
26597_drw.pdf | 19 | 1 | SEALTITE, 3/8" BULK, 4" | 19706-019
26597_drw.pdf | 20 | 14 | ASSEMBLY, 1/2" RING AND RETAINER, SEALTITE | 19708
26597_drw.pdf | 23 | 1 | ENCLOSURE, AC CONTROLS, AUTO CAD CONTROLLED | 26761
26597_drw.pdf | 24 | 1 | ENCLOSURE, DC CONTROLS, AUTO CAD CONTROLLED | 26825
26597_drw.pdf | 25 | 1 | SEALTITE, 1 1/2" BULK, NON-METALIC, 156" LG | 26849_001
26598_drw.pdf | ITEM
26598_drw.pdf | 1 | 2 | TAB | 19379
26598_drw.pdf | 2 | 2 | PLATE, MOUNTING | 19380
26598_drw.pdf | 3 | 2 | SIDE | 19461
26598_drw.pdf | 4 | 1 | BRACE | 19467
26598_drw.pdf |  |  | LOWER | 19468
26598_drw.pdf |  |  |  | 26599
26601_drw.pdf | ITEM
26606_drw.pdf | 1 | 2 | GASKET, 12" ANSI FLAN;GE- | 48-CF-1200
26606_drw.pdf | 2 | 2 | FLEX, EXHAUS;T6" ID X 6"ID 18" LONG | 7833-08
26606_drw.pdf | 3 | 2 | PLUG,PIPE; EXT HEX -4 NPT,STEEL | 12210-4
26606_drw.pdf | 4 | 1 | RAINCAP, HEAVY DUTY, STAINLESS STEEL | 17522-1200
26606_drw.pdf | 5 | 1 | MOUNT,MUFFLE;R QST30 | 19162
26606_drw.pdf | 10 | 1 | SILENCER; QST30 | 19865
26606_drw.pdf | 11 | 1 | BLANKET,EXHAUST PIPI;NG(AUTOCAD CONTROLLED) | 21160
26606_drw.pdf | 12 | 1 | PIPE,EXHAUS;T LORAM QST30T2 | 26607
26606_drw.pdf | 13 | 1 | PIPE,EXHAUS;T LORAM QST30T2 | 26608
26606_drw.pdf | 14 | 1 | BLANKET,EXHAUST PIPI;NG(AUTOCAD CONTROLLED) | 26610
26606_drw.pdf | 15 | 1 | BLANKET,EXHAUST PIPI;NG(AUTOCAD CONTROLLED) | 26620
26606_drw.pdf | 16 | 2 | GASKET,EXHAUS;T6" FLOATING FLANGE | A063Z365
26606_drw.pdf | 17 | 4 | CLAMP, EXHAUST, 6;"EASYSEAL, 304SS | TEC600
26609_drw.pdf |  |  |  | 801-04_006
26609_drw.pdf | 1 2 | 1 1 | HOSE,PARKE;R 1/2"ID X 40"L 1/2"ID X 36.00"L | 801-04_007
26609_drw.pdf | 3 | 1 | TUBE, JACKET WATER UPP;ERGTA855 | 13789
26609_drw.pdf | 4 | 1 | TUBE, JACKET WATER LOW;ERGTA855 | 13911
26615_drw.pdf | ITEM
26615_drw.pdf | 1 | 1 | FRAME,QSB6.7, 33.34" x 58.00", MARINE TRAVEL LIFT | ISL50/7101463
26615_drw.pdf | 2 | 2 | SUPPORT,REAR,ENGINE,QSB6.7, MARINE TRAVELIFT ISL40/50/70 | 11464
26615_drw.pdf | 3 | 1 | HOSE, 3/4" ID, 29.5" LENGTH, - | 80232GL
26615_drw.pdf | 4 | 1 | ENGINE, 1306211, QSB6.7 T3, MARINE TRAVELIFT | A042A012
26615_drw.pdf | 5
26615_drw.pdf | 6 | 1 | OSP,MODIFY MUFFLER OUTLET, 86561,NELSON,MTI,4.5 & | A042C862
26615_drw.pdf | 7 | 1 | HOSE,3/8" I.D.,24.50" LENGTH, - | R-801-6
26615_drw.pdf |  |  | COOLANT, FC EG PM, 1 GALLON | CC2743
26615_drw.pdf |  |  | SWITCH, - | 7710
26615_drw.pdf |  |  | MARINE TRAVELIFT | 11429
26615_drw.pdf |  |  | TRAVELIFT
26615_drw.pdf |  |  |  | 11489
26618_drw.pdf | ITEM
26618_drw.pdf | 1 | 1 | ASSY,OIL LEVEL MAINTAINER, QSM11 | A042A821
26618_drw.pdf | 2 | 1 | ASSY,AIR SHUT-OFF, QSM11 | A042A832
26618_drw.pdf | 3 | 1 | GENSET,DIESEL,60HZ, 300KW,STANDBY-RENTAL | C300D6R
26618_drw.pdf | 4
26618_drw.pdf |  |  |  | 26800
26618_drw.pdf |  |  |  | A030K633
26621_drw.pdf | ITEM
26621_drw.pdf | 1 | 6 | NUT,HEX,WELD M8x1.25, - | 15983
26621_drw.pdf | 2 | 1 | PLATE,MOUNT, - | 26622
26621_drw.pdf | 3 | 1 | GUSSET,MOUNT, - | 26623
26621_drw.pdf | 4 | 2 | SPACER,MOUNT, - | A042A178
26621_drw.pdf |  |  | SPACER,MOUNT, - | A042A179
26625_drw.pdf | ITEM
26625_drw.pdf | 1 | 1 | PLATE,MOUNT, - | 26626
26625_drw.pdf | 2 | 1 | PLATE,MOUNT, - | 26627
26625_drw.pdf | 3 | 1 | GUSSET,MOUNT, - | 26628
26629_drw.pdf | ITEM
26629_drw.pdf | 1 | 1 | ENGINE,QSB6.7 TIER;4FE.D.ETNYRE COMPANY | 26630
26629_drw.pdf | 2 | 1 | CONNECTOR,QUICK DISC;ON-6 SAE J2044 | 26665
26629_drw.pdf | 3 | 1 | WOR;M 5/16" BAND | 14992-06
26629_drw.pdf | 4 | 1 | WASHER,SEALIN;G 5/16" BAND | 3963988
26629_drw.pdf |  |  | PLAIN HOSE | 5262633
26629_drw.pdf |  |  |  | PART NUMBER
26629_drw.pdf | 9 | 1
26629_drw.pdf | 10 | 1 | BAND,5 INC;HSTANDARD
26629_drw.pdf | 11 | 2 | GASKET; SPHERICAL MARMON,5"
26629_drw.pdf | 12 | 2 | CLAMP,T-BOL;T SPHERICAL MARMON,5" | A029E742
26629_drw.pdf | 13 | 1 | DEVICE, AFTERTREATME;NTSCR, EI, SO (90) | A052S075
26630_drw.pdf | ITEM | QTY
26630_drw.pdf | 2
26630_drw.pdf | 3
26630_drw.pdf | 4
26630_drw.pdf | 6
26630_drw.pdf | 7
26630_drw.pdf | 8
26630_drw.pdf | 10
26630_drw.pdf | 11
26630_drw.pdf | 12
26630_drw.pdf | 14
26630_drw.pdf | 15
26630_drw.pdf | 18
26630_drw.pdf | 19
26630_drw.pdf | 22
26630_drw.pdf | 23
26635_drw.pdf | ITEM
26635_drw.pdf | 1 | 2 | SPACER, GTA855 ISOLATOR | 13660
26635_drw.pdf | 2 | 1 | CHANNEL, GTA19 GENSET FRAME | 13907
26635_drw.pdf | 3 | 1 | CROSS MEMBER, FRONT ENGINE | 13909
26635_drw.pdf | 4 | 1 | CHANNEL, FRAME, REAR MEMBER, GTA/KTA 19 | 13910
26635_drw.pdf |  |  | GUSSET, GTA855 GENSET FRAME CROSS CHANNEL | 14143
26635_drw.pdf |  |  | GTA19/KTA19SLB | 16276
26635_drw.pdf |  |  |  | 16277
26635_drw.pdf | 11 | 1
26635_drw.pdf | 12 | 2 | CHANNEL,FRAME, KTA19SLB W/
26651_drw.pdf |  | 1 | FLANGE 5"
26651_drw.pdf |  | 1 | PIPE, 5" OD
26652_drw.pdf | ITEM
26652_drw.pdf | 1 | 1 | FLEX TUBE, FLANGE EXH., STYLE 2, STNL STL | 6735_87
26652_drw.pdf | 2 | 2 | KIT,GASKET,NUT,BOLT, FULL FACE FIBER,8 | 23580_800
26652_drw.pdf | 3 | 2 | ADAPTER, EXHAUST FLANGE, 12" LENGTH, 8" ANSI x 4" | TUB2E1250
26652_drw.pdf | 4 | 2 | BOSS, M12 X 1.25-6g, TEMP SENSOR | 4998277_CCR
26652_drw.pdf |  |  | CATALYST,EXH,AFT TRT, COMES W/ GTA855 ENGINE | 204509A_CCR
26652_drw.pdf |  |  | - | 43380F
26652_drw.pdf |  |  |  | TEC-400
26652_drw.pdf |  |  | 4
26652_drw.pdf |  |  | 5
26653_drw.pdf |  | MCMASTER-CARR | OR EQUAL
26653_drw.pdf |  |  | STEEL
26653_drw.pdf |  | STAINLESS
26654_drw.pdf | 1 | 2 | LEG, ENGINE SUPPORT, REAR, FIREPUMP, 6B/4B | 15428
26654_drw.pdf | 2 | 2 | GROMMET, 0.25 GRIP, 2.125 DIA HOLE OT 1.50 DIA X 0.94 | SLO1T5653
26654_drw.pdf | 3 | 2 | CONTACTOR, MANUAL OVERIDE, CFP | 8824
26654_drw.pdf | 4 | 1 | BATTERY ISOLATOR, FIRE PUMP | 8838
26654_drw.pdf | 5 | 1 | FACTORY SETTINGS TAG, FIREPUMP | 9526-02
26654_drw.pdf | 6 | 1 | FIELD SETTINGS TAG, FIREPUMP | 9526-03
26654_drw.pdf | 7 | 1 | DATA TAG, FIREPUMP | 9534
26654_drw.pdf | 8 | 2 | CLAMP, T-BOLT, 4.28-4.59 | 13164-0450
26654_drw.pdf | 9 | 1 | TUBE, AIR INTAKE | 15529
26654_drw.pdf | 10 | 1 | PLATE, CONTACTOR MOUNTING, CFP9E | 26655
26654_drw.pdf | 11 | 1 | HUMP HOSE, 4.0"DIA, - | 3316608S_CCR
26654_drw.pdf | 12 | 1 | RESTRICTION INDICATOR, 1/8" NPT | D-RAX00-2352
26654_drw.pdf | 13 | 1 | U-BOLT CLAMP, 4.0" | U-400
26669_drw.pdf |  |  | 0.25
26671_drw.pdf | ITEM
26671_drw.pdf | 1 | 1 | GAUGE,NG LOW PRESS, W/THROTTLE PLUG XTU | 17929
26671_drw.pdf | 2 | 1 | NIPPLE,PIPE,ASM BLK, WITH 2 .25" COUPLINGS | 22588
26671_drw.pdf | 3 | 4 | UNION,NPTF,BLACK, 2 INCH W/NUT | B150UK
26671_drw.pdf | 4 | 1 | STRAINER 2 IN NPT, ONAN | 149-0751
26671_drw.pdf | 11
26671_drw.pdf | 12
26671_drw.pdf | 13
26671_drw.pdf | 14
26671_drw.pdf | 15
26672_drw.pdf | 1 | 1 | ENGINE, QSX15-C665, SPEC CFP15E F10-F40 | 8742
26672_drw.pdf | 2 | 1 | EXHAUST,L 90 HALF MARMON, 6" 125# ANSI FLANGE | 9514-06
26672_drw.pdf | 3 | 1 | ASSEMBLY, SUPPORT, CFP15E FIRE PUMP | 10835
26672_drw.pdf | 4 | 1 | ASSEMBLY, COOLANT HEATER, 3KW ADJ VOLTAGE, CFP15E | 10849
26672_drw.pdf | 5 | 1 | MISC PIPING, CFP15 | 10913
26672_drw.pdf | 6 | 2 | DECAL, COOLING LOOP VALVES, VERTICAL MTG | 10965_01
26672_drw.pdf | 7
26672_drw.pdf | 8 | 1 | ASSEMBLY, FUEL PLUMBING, CFP15E | 15210
26672_drw.pdf | 9 | 1 | KIT, SENSOR & ADAPTER, CFP15E | 15604
26672_drw.pdf | 10 | 1 | ASSEMBLY, SECONDARY ECM, CFP15E | 15617
26672_drw.pdf | 11 | 1 | ASSEMBLY, GUARDING, CFP15E | 16707
26672_drw.pdf | 12 | 1 | KIT, DECAL, TAG, PAPER, SPANISH | 17020_01
26672_drw.pdf | 13 | 1 | KIT, DECAL, PLASTIC, W/ADHESIVE BACKING, SPANISH | 17021_01
26672_drw.pdf | 14 | 1 | ASSEMBLY, SHAFT GUARD, NON-SPARKING, SAE #1-X, LONG | 17436
26672_drw.pdf | 15 | 1 | ASSEMBLY, FUEL VALVE AND BYPASS | 18501
26672_drw.pdf | 16 | 1 | KIT, WIRE HARNESS, CFP5E | 21228
26674_drw.pdf | ITEM
26674_drw.pdf | 1 | 1 | CRM,W/WELD NUTS, 250KW MOH | 25577
26674_drw.pdf | 2 | 1 | CHAN,FORMED,CRM, OPTIONS,250KW MOH | 26673
26675_drw.pdf | ITEM
26675_drw.pdf | 1 | 1 | EXTENSION, FLANGED EXHAUST, KTA19 WITH FLANGED TURBO | OUTL1E3T049
26675_drw.pdf | 2 | 1 | FRAME, GENSET, EXTENDED, KTA19SLB W/43480F SILENCER | 26635
26675_drw.pdf | 3
26675_drw.pdf | 4 | 1 | EXTENSION, EXHAUST, 8" ANSI FLANGE, 8" OD TUBE | 26682
26675_drw.pdf | 5 | 1 | RAIN CAP, 8", GT EXHAUST 22-800 | 22-800
26675_drw.pdf | 6 | 1 | GASKET,EXHAUST,CERAMIC, ANSI 5" FLANGE | 48-CF-500
26675_drw.pdf | 7 | 2 | GASKET,EXHAUST,CERAMIC, ANSI 8" FLANGE | 48-CF-800
26675_drw.pdf |  |  | FLEX, EXHAUST, 5" ID X 5 "ID 12" LONG | 7833-22
26675_drw.pdf |  |  | KTA19 | 22224
26675_drw.pdf |  |  |  | 22444
26675_drw.pdf |  |  | TUBE | 26677
26675_drw.pdf |  |  |  | 26678
26679_drw.pdf | ITEM
26679_drw.pdf | 1 | 4 | ANGLE,2x2x.25x20"LG, HRPO STRUCTURAL ANGLE | 26680
26679_drw.pdf | 2 | 2 | ANGLE,3x3x.25x32"LG, HRPO STRUCTURAL ANGLE | 26681
26679_drw.pdf | 3 | 1 | MUFFLER,NELSON 300 SERIES, - | 43480F
26684_drw.pdf | ITEM
26684_drw.pdf | 1 | 4 | NUT,WELD,HEX, 3/8-16 | 25284_38-16
26684_drw.pdf | 2 | 1 | HANGER, LEFT | 26685
26684_drw.pdf | 3 | 1 | SUPPORT, TUBE | 26686
26684_drw.pdf | 4 | 1 | HANGER, RIGHT | 26690
26687_drw.pdf | ITEM
26687_drw.pdf | 1 | 4 | NUT,WELD,HEX, 3/8-16 | 25284_38-16
26687_drw.pdf | 2 | 1 | PLATE, SUPPORT | 26688
26687_drw.pdf | 3 | 1 | STRAP, BACKING | 26689
26687_drw.pdf |  | .13 | 1-3
26695_drw.pdf | ITEM
26696_drw.pdf | ITEM
26698_drw.pdf | ITEM
26700_drw.pdf | ITEM
26700_drw.pdf | 1 | 1 | BRACKET,AIR CLEANER, QSK19G | 26700_01
26700_drw.pdf | 2 | 1 | GUSSET,AIR CLEANER, QSK19G | 26700_02
26700_drw.pdf | 3 | 1 | GUSSET,AIR CLEANER, QSK19G | 26700_03
26700_drw.pdf |  |  | 1
26700_drw.pdf |  |  |  | 0.250
26702_drw.pdf | ITEM
26702_drw.pdf | 1 | 8 | WELDNUT, 1/4"-20 NC, _ | 14520
26702_drw.pdf | 2 | 1 | GUARD, PULLEY, CFP23E | 26703
26702_drw.pdf |  |  | 2
26707_drw.pdf | 1 | 1 | EXHAUST, 90 HALF MARMON, 4" TURBO OUT, 5" 125LB ANSI | FLANGE8780_04
26707_drw.pdf | 2 | 1 | ASSEMBLY, VALVE COVER MODIFICATION, FIREPUMP, CFP9E | 11917
26707_drw.pdf | 3 | 1 | KIT, FUEL LINES, CFP9E, F10/20/30/40/50/60 - EXT ONLY | 15208
26707_drw.pdf | 4 | 1 | KIT, SENSOR & ADAPTER, CFP9E | 15602
26707_drw.pdf | 5 | 1 | ASSEMBLY, SECONDARY ECM, CFP9E | 15613
26707_drw.pdf | 6 | 1 | KIT, WIRE HARNESS, CFP9E | 21222
26707_drw.pdf | 7 | 1 | ASSEMBLY, CONTROL PANEL MOUNTING, CFP POWER UNITS | 21249
26707_drw.pdf | 8 | 1 | ENGINE,QSL9,430 HP,TIER 3,RADIATOR COOLED | 22280
26707_drw.pdf | 9 | 1 | ASSEMBLY, DIGITAL CONTROL PANEL, ELECTRONIC CFP ENGINES | 22791
26707_drw.pdf | 10 | 1 | MOUNT, FRONT RIGHT ENGINE, CFP9E | 22880
26707_drw.pdf | 16 | 1 | RADIATOR, CFP9E, HERESITE COATING | 26708
26707_drw.pdf | 17 | 1 | STRAP, GROUNDING, 4 AWG, 12", 1/2" STUD, WC90397-1 | 9757
26708_drw.pdf | 1 | 1 | TUBE, UPPER CAC, CFP9E | 24779
26708_drw.pdf | 2 | 1 | COOLKIT | A041B865
26708_drw.pdf | 3 | 4 | SCREW,HH, M10-1.50x110, GR10.9 | 20510-110
26708_drw.pdf | 4 | 1 | OSP, HERESITE COATING | 25692
26708_drw.pdf | 5 | 1 | FAN SPACER,1 1/2", - | 3910129
26708_drw.pdf | 6 | 1 | FAN SPACER,2.00 INCH, - | 3910130
26708_drw.pdf | 7 | 1 | GUARD, STONE, CFP9E, RADIATOR COOLED | A042A991
26709_drw.pdf | ITEM
26709_drw.pdf | 1 | 1 | BRACKET, UPPER DPEM, CFP9E | 26710
26709_drw.pdf | 2 | 1 | BRACKET, LOWER DPEM, CFP9E | 26711
26712_drw.pdf |  | 1 | FLANGE 5"
26712_drw.pdf |  | 1 | PIPE, 5" OD
26713_drw.pdf |  | 1 | FLANGE 5"
26713_drw.pdf |  | 1 | PIPE, 5" OD
26714_drw.pdf | ITEM
26714_drw.pdf | 1 | 1 | TOP,OIL TANK MOUNT, GEN END,250KW MOH | 26715
26714_drw.pdf | 2 | 2 | LEG,OIL TANK MOUNT, GEN END,250KW MOH | 26716
26714_drw.pdf | 3 | 2 | LEG,OIL TANK MOUNT, ENG END,250KW MOH | 26717
26714_drw.pdf | 4 | 4 | PLATE,BOTTOM, OIL TANK MOUNT,250KW MOH | 26718
26714_drw.pdf |  |  | SUPPORT,OIL TANK MOUNT, 250KW MOH | 26719
26714_drw.pdf |  |  | END,250KW MOH | 26720
26714_drw.pdf |  |  | 3
26714_drw.pdf | BOTH |  | 2
26714_drw.pdf |  |  | 5
26718_drw.pdf |  |  | 0.69
26734_drw.pdf | 1 | 1 | BRKT,GAS TRAIN, KTA19GC | 24921
26734_drw.pdf | 2 | 1 | NIPPLE W/3/8" PORT, KTA19CG, FUEL TRAIN | 26743
26734_drw.pdf | 3 | 1 | CONTROL, FUEL, - | 4090265
26734_drw.pdf | 4
26734_drw.pdf | 5 | 1 | NIPPLE, 1 1/2" NPT x 6", BLK STEEL | 14082
26734_drw.pdf | 6 | 1 | U-BOLT, 2.50 DIA, PLATED | 16530
26734_drw.pdf | 7 | 2 | ELBOW,90D X -24FMNPT, BLK STL | 24738
26734_drw.pdf | 8 | 1 | NIPPLE, 1-1/2" NPT CLOSE, BLACK IRON | 71513
26734_drw.pdf | 9 | 1 | STREET, 2" 90, - | 71569
26734_drw.pdf |  |  | 24V | 8215B80-24VDC
26735_drw.pdf | ITEM
26735_drw.pdf | 1 | 1 | PLATE,RADIATOR-SPRT, 0.38"THK,855 & 19LITER | 22356
26735_drw.pdf | 2 | 1 | PLATE, RADIATOR BRACE, KTA19GC | 26736
26735_drw.pdf |  |  | 1
26739_drw.pdf | ITEM
26743_drw.pdf | ITEM
26743_drw.pdf | 1 | 1 | NIPPLE, 2"NPT X 5.50"LG, KTA19CG, FUEL TRAIN | 26744
26743_drw.pdf | 2 | 1 | COUPLING,3/8" NPT, - | LTL-C38_OBS
26743_drw.pdf |  |  | 2
26745_drw.pdf | 1 | 1 | HOSE,PARKE;R 3/8" ID X 48.00" LG | 801-06
26745_drw.pdf | 2 | 1 | HOSE,PARKE;R 3/8" ID X 43.00" LG | 801-06
26745_drw.pdf | 3 | 1 | HOSE,PARKE;R 3/8" ID X 44.00" LG | 801-06
26745_drw.pdf | 4 | 1 | HOSE,PARKE;R 3/8" ID X 51.00" LG | 801-06
26745_drw.pdf | 5 | 1 | HOSE,PARKE;R 3/8" ID X 50.00" LG | 801-06
26745_drw.pdf | 6 | 1 | HOSE,PARKE;R 3/8" ID X 120.00" LG | 801-06
26745_drw.pdf | 7 | 1 | HOSE,PARKE;R 3/8" ID X 66.00" LG | 801-06
26745_drw.pdf | 8 | 1 | 3/8" ID X 64.00" LG | 801-06
26745_drw.pdf | 9 | 1 | 3/8" ID X 28.00" LG | 801-06
26745_drw.pdf |  |  | FLAN;GE- | 19167
26749_drw.pdf | ITEM
26751_drw.pdf |  |  |  | 12195-12-12
26751_drw.pdf | 1 2 | 1 2 | ELBOW,PLAIN STREET PI;PE90DEG -12 NPT X -12 FNPT,S BLK, 3/4x1-1;/2 | LTL-CPN34
26751_drw.pdf | 3 | 1 | CONNECTOR,FEMAL;E1" NPTX1.75-18 UNS-2A | A059H859
26751_drw.pdf | 4 | 1 | SEAL,O-RING,CEC;O- | 145540
26751_drw.pdf |  |  |  | LTL-SRB134
26752_drw.pdf | ITEM
26752_drw.pdf | 1 | 1 | PLATE,MOUNT, - | 26753
26752_drw.pdf | 2 | 1 | GUSSET,MOUNT, - | 26754
26762_drw.pdf | 1 | 1 | ASSEMBLY, DIGITAL CONTROL PANEL, MECHANICAL CFP ENGINES | 22793
26762_drw.pdf | 2 | 1 | COVER, DOOR PANEL | 16889
26762_drw.pdf | 3 | 1 | DECAL, MANUAL START/STOP, MECHANICAL (AUTOCAD
26762_drw.pdf |  |  | 3
26763_drw.pdf | 1 | 1 | ASSEMBLY, DIGITAL CONTROL PANEL, 316 SS, MECHANICAL, CFP ENGINES | 22794
26763_drw.pdf | 2 | 1 | COVER, DOOR PANEL | 16889
26763_drw.pdf | 3 | 1 | DECAL, MANUAL START/STOP, MECHANICAL ENGINES | 16960
26763_drw.pdf |  |  | 3
26763_drw.pdf |  |  | This document contains confidential and trade secret information, is the property of Cummins NPower LLC and is given to the receiver CUMMINS FIRE POWER LLC in confidence. The receiver, by receiving and retaining of the document accepts the document in confidence and agrees that, CORPORATE OFFICE | CUSTOM DESIGN
26763_drw.pdf |  |  | extcheeptdoacsumaeuntthoorrizaendy icnopwyritthienrgeobfyoCrumtmhienscoNnPfoiwdeern,tiiatl woirlltr(a1d)e nsoetcrueste 1600 BUERKLE ROAD infootrhmeartsioenitthheerretihne,d(o2c)umneonttcoorpythtehecodnofciudmeenntti,al(3o)rntortaddeisscelcorseetto WHITE BEAR LAKE, MN 875 | UPFIT CENTER LAWRENCE DRIVE WISCONSIN
26763_drw.pdf |  |  | and all material copied therefrom. COPYRIGHT Cummins NPower LLC WWW.CUMMINSFIREPOWER.COM
26763_drw.pdf |  |  | ANGULAR DIMENSIONS # 1 $ FPDP MECHANICAL 316SS
26763_drw.pdf |  |  | MSAUCRHFIANCEEDS IMUPNEIRTISAL MUENTIRTISC DWG UNITS: DRAWN BY: PBS | 30OCT2013
26763_drw.pdf |  |  | MA.CXHINE= TO#LER0A.N0C6ESMACXHINE= TO#LER1A.N5CES
26764_drw.pdf | 1 | 1 | ASSEMBLY, DIGITAL CONTROL PANEL, ELECTRONIC CFP ENGINES | 22791
26764_drw.pdf | 2 | 1 | COVER, DOOR PANEL | 16889
26764_drw.pdf | 3 | 1 | DECAL, MANUAL START/STOP, ELECTRONIC (AUTOCAD
26764_drw.pdf |  |  | 3
26765_drw.pdf | 1 | 1 | ASSEMBLY, DIGITAL CONTROL PANEL, 316 SS, ELECTRONIC CFP ENGINES | 22792
26765_drw.pdf | 2 | 1 | DECAL, MANUAL START/STOP, ELECTRONIC ENGINES | 15749
26765_drw.pdf | 3 | 1 | COVER, DOOR PANEL | 16889
26765_drw.pdf |  |  | 2
26765_drw.pdf |  |  | This document contains confidential and trade secret information, is the property of Cummins NPower LLC and is given to the receiver CUMMINS FIRE POWER LLC in confidence. The receiver, by receiving and retaining of the document accepts the document in confidence and agrees that, CORPORATE OFFICE | CUSTOM DESIGN
26765_drw.pdf |  |  | extcheeptdoacsumaeuntthoorrizaendy icnopwyritthienrgeobfyoCrumtmhienscoNnPfoiwdeern,tiiatl woirlltr(a1d)e nsoetcrueste 1600 BUERKLE ROAD infootrhmeartsioenitthheerretihne,d(o2c)umneonttcoorpythtehecodnofciudmeenntti,al(3o)rntortaddeisscelcorseetto WHITE BEAR LAKE, MN 875 | UPFIT CENTER LAWRENCE DRIVE WISCONSIN
26765_drw.pdf |  |  | and all material copied therefrom. COPYRIGHT Cummins NPower LLC WWW.CUMMINSFIREPOWER.COM
26765_drw.pdf |  |  | ANGULAR DIMENSIONS # 1 $ FPDP ELECTRONIC 316SS
26765_drw.pdf |  |  | MSAUCRHFIANCEEDS IMUPNEIRTISAL MUENTIRTISC DWG UNITS: DRAWN BY: PBS | 30OCT2013
26765_drw.pdf |  |  | MA.CXHINE= TO#LER0A.N0C6ESMACXHINE= TO#LER1A.N5CES
26766_drw.pdf | 1 | 1 | ASSEMBLY, ENGINE, QSB4.5 | 13211
26766_drw.pdf | 2 | 1 | OSP, MODIFIED VALVE COVER, CFP5E | 13852
26766_drw.pdf | 3 | 12 | PREMIUM BLUE 15W40, (QUART) | V705290
26766_drw.pdf | 4
26766_drw.pdf | 5 | 1 | PLUG, COMMON RAIL FUEL CONNECTION, M20-1.5 | 13998
26766_drw.pdf | 6 | 1 | ADAPTER, "Y"-COMMON RAIL FUEL CONNECTION, M18-1.5 X | M18-1.514198
26766_drw.pdf | 7 | 1 | MANUAL, CFP5E-7E, WITH DIGITAL PANEL UPDATES | 24808
26766_drw.pdf | 8 | 2 | CLAMP, LOOM, 1.00 ID | 26963-16
26766_drw.pdf | 9 | 1 | VALVE, PRESSURE RELIEF, | 3947799
26766_drw.pdf | 10 | 2 | FITTING, QUICK DISCONNECT | 133042.000
26766_drw.pdf | 11 | 1 | PLUG, HEX HEAD, M12 X 1.5 | A042C149
26767_drw.pdf | 1 | 1 | ASSEMBLY, ENGINE, 24 VOLT QSB4.5 | 13211-24
26767_drw.pdf | 2 | 1 | OSP, MODIFIED VALVE COVER, CFP5E | 13852
26767_drw.pdf | 3 | 12 | PREMIUM BLUE 15W40, (QUART) | V705290
26767_drw.pdf | 4
26767_drw.pdf | 5 | 1 | PLUG, COMMON RAIL FUEL CONNECTION, M20-1.5 | 13998
26767_drw.pdf | 6 | 1 | ADAPTER, "Y"-COMMON RAIL FUEL CONNECTION, M18-1.5 X | M18-1.514198
26767_drw.pdf | 7 | 1 | MANUAL, O&M, CFP5E-7E | 15496
26767_drw.pdf | 8 | 1 | MANUAL, CFP5E-7E, WITH DIGITAL PANEL UPDATES | 24808
26767_drw.pdf | 9 | 2 | CLAMP, LOOM, 1.00 ID | 26963-16
26767_drw.pdf | 10 | 1 | VALVE, PRESSURE RELIEF, | 3947799
26767_drw.pdf | 11 | 2 | FITTING, QUICK DISCONNECT | 133042.000
26767_drw.pdf | 12 | 1 | PLUG, HEX HEAD, M12 X 1.5 | A042C149
26768_drw.pdf | 1 | 1 | ENGINE, 6BTA5.9G3 | 8724
26768_drw.pdf | 2 | 16 | PREMIUM BLUE 15W40, (QUART) | V705290
26768_drw.pdf | 3 | 1 | CLAMP, LOOM, 0.75 ID | 26964-12
26768_drw.pdf | 4 | 1 | MANUAL, O&M CFP5.9 | A042F446
26768_drw.pdf | 5 | 1 | GOVERNOR CONTROL,COVER,STANADYNE P/N: 21681 | 9691
26768_drw.pdf | 6 | 1 | RETAINING,RING,STANADYNE P/N: 15185 | 9692
26768_drw.pdf | 7 | 1 | GUIDE,WASHER,STANADYNE P/N: 15084 | 9693
26768_drw.pdf | 8 | 1 | GUIDE,MECH.OVER-RIDE,STANADYNE P/N: 15085 | 9694
26768_drw.pdf | 9 | 1 | MECH.OVER-RIDE,ROD,STANADYNE P/N: 15081 | 9695
26768_drw.pdf | 10 | 1 | THROTTLE SHAFT,SEAL,STANADYNE P/N: 17438 | 9696
26768_drw.pdf | 11 | 2 | FIBER,WASHER,STANADYNE P/N: 12500 | A042C497
26768_drw.pdf | 12 | 2 | INSULATING,TUBE,STANADYNE P/N: 23190 | A042C498
26768_drw.pdf | 13 | 1 | COVER,GASKET,STANADYNE P/N: 27244 | A042C499
26768_drw.pdf | 14 | 1 | O-RING,SEAL,STANADYNE P/N: 27607 | A042C500
26769_drw.pdf | 1 | 1 | LINKAGE | 8585-01-06
26769_drw.pdf | 2 | 1 | ENGINE, 6BTA-C165, FIREPUMP | 8725
26769_drw.pdf | 3 | 1 | THROTTLE CABLE, TURN LOCKING | R09D3-5X06
26769_drw.pdf | 4 | 16 | PREMIUM BLUE 15W40, (QUART) | V705290
26769_drw.pdf | 5 | 1 | BRACKET, THROTTLE POSITION, FIREPUMP | 8586
26769_drw.pdf | 6 | 1 | DECAL, FUEL SOLENOID OVERIDE (NOT SHOWN), FIREPUMP | 9526-12
26769_drw.pdf | 7 | 1 | BRACKET, HANDLE, SOLENOID OVERIDE, FIREPUMP | 9835
26769_drw.pdf | 8 | 1 | CLAMP, LOOM, 0.75 ID | 26964-12
26769_drw.pdf | 9 | 1 | MANUAL, O&M CFP5.9 | A042F446
26769_drw.pdf | 10 | 1 | CHAIN, CONNECTING (NOT SHOWN) P/N 1250, FIREPUMP | CHAIN-1250
26770_drw.pdf | 1 | 1 | LINKAGE | 8585-01-06
26770_drw.pdf | 2 | 1 | ASSEMBLY, ENGINE, 6BTA-C174, FIREPUMP | 8726
26770_drw.pdf | 3 | 1 | THROTTLE CABLE, TURN LOCKING | R09D3-5X06
26770_drw.pdf | 4 | 16 | PREMIUM BLUE 15W40, (QUART) | V705290
26770_drw.pdf | 5 | 1 | BRACKET, THROTTLE POSITION, FIREPUMP | 8586
26770_drw.pdf | 6 | 1 | DECAL, FUEL SOLENOID OVERIDE (NOT SHOWN), FIREPUMP | 9526-12
26770_drw.pdf | 7 | 1 | BRACKET, HANDLE, SOLENOID OVERIDE, FIREPUMP | 9835
26770_drw.pdf | 8 | 1 | CLAMP, LOOM, 0.75 ID | 26964-12
26770_drw.pdf | 9 | 1 | MANUAL, O&M CFP5.9 | A042F446
26770_drw.pdf | 10 | 1 | CHAIN, CONNECTING (NOT SHOWN) P/N 1250, FIREPUMP | CHAIN-1250
26771_drw.pdf | 1 | 1 | ASSEMBLY, ENGINE, QSB6.7 | 13208
26771_drw.pdf | 2 | 1 | OSP, MODIFIED VALVE COVER, CFP7E | 13853
26771_drw.pdf | 3 | 19 | PREMIUM BLUE 15W40, (QUART) | V705290
26771_drw.pdf | 4
26771_drw.pdf | 5 | 1 | PLUG, COMMON RAIL FUEL CONNECTION, M20-1.5 | 13998
26771_drw.pdf | 6 | 1 | ADAPTER, "Y"-COMMON RAIL FUEL CONNECTION, M18-1.5 X | M18-1.514198
26771_drw.pdf | 7 | 1 | MANUAL, CFP5E-7E, WITH DIGITAL PANEL UPDATES | 24808
26771_drw.pdf | 8 | 1 | VALVE, PRESSURE RELIEF, | 3947799
26771_drw.pdf | 9 | 1 | FITTING, QUICK DISCONNECT | 133042.000
26771_drw.pdf | 10 | 1 | PLUG, HEX HEAD, M12 X 1.5 | A042C149
26772_drw.pdf | 1 | 1 | ASSEMBLY, ENGINE, 24V, QSB6.7 | 13208-24
26772_drw.pdf | 2 | 1 | OSP, MODIFIED VALVE COVER, CFP7E | 13853
26772_drw.pdf | 3 | 19 | PREMIUM BLUE 15W40, (QUART) | V705290
26772_drw.pdf | 4
26772_drw.pdf | 5 | 1 | PLUG, COMMON RAIL FUEL CONNECTION, M20-1.5 | 13998
26772_drw.pdf | 6 | 1 | ADAPTER, "Y"-COMMON RAIL FUEL CONNECTION, M18-1.5 X | M18-1.514198
26772_drw.pdf | 7 | 1 | MANUAL, CFP5E-7E, WITH DIGITAL PANEL UPDATES | 24808
26772_drw.pdf | 8 | 1 | VALVE, PRESSURE RELIEF, | 3947799
26772_drw.pdf | 9 | 1 | FITTING, QUICK DISCONNECT | 133042.000
26772_drw.pdf | 10 | 1 | PLUG, HEX HEAD, M12 X 1.5 | A042C149
26773_drw.pdf | 1 | 1 | ASSEMBLY, ENGINE, 6CTAC8.3-G2 | 8738
26773_drw.pdf | 2 | 1 | THROTTLE CABLE, TURN LOCKING | R09D3-5X06
26773_drw.pdf | 3 | 20 | PREMIUM BLUE 15W40, (QUART) | V705290
26773_drw.pdf | 4 | 1 | DECAL, FUEL SOLENOID OVERIDE (NOT SHOWN), FIREPUMP | 9526-12
26773_drw.pdf | 5 | 1 | BRACKET, MTG, FUEL SOLENOID OVERIDE, FIRPUMP | 9831
26773_drw.pdf | 6 | 1 | MANUAL, O&M CFP5.9/CFP8.3 | 24809
26773_drw.pdf | 7 | 1 | CLAMP, LOOM, 0.75 ID | 26964-12
26773_drw.pdf | 8 | 1 | CHAIN, CONNECTING (NOT SHOWN) P/N 1250, FIREPUMP | CHAIN-1250
26775_drw.pdf | ITEM
26775_drw.pdf | 1 | 1 | ASSEMBLY, ENGINE, QSL9 | 8739
26775_drw.pdf | 2 | 1 | VALVE COVER MODIFICATION, CFP9E, FIREPUMP | 14454
26775_drw.pdf | 3 | 22 | PREMIUM BLUE 15W40, (QUART) | V705290
26775_drw.pdf | 4 | 1 | BRKT,ENGINE LIFTING, CFP9E | 15853
26775_drw.pdf |  |  | MANUAL, O&M, CFP9E | 24807
26775_drw.pdf |  |  |  | 3947799
26775_drw.pdf |  |  | 6 CHANGE OUT
26776_drw.pdf | ITEM
26776_drw.pdf | 1 | 1 | ASSEMBLY, ENGINE, QSL9,24V | 8739-24
26776_drw.pdf | 2 | 1 | VALVE COVER MODIFICATION, CFP9E, FIREPUMP | 14454
26776_drw.pdf | 3 | 22 | PREMIUM BLUE 15W40, (QUART) | V705290
26776_drw.pdf | 4 | 1 | BRKT,ENGINE LIFTING, CFP9E | 15853
26776_drw.pdf |  |  | MANUAL, O&M, CFP9E | 24807
26776_drw.pdf |  |  |  | 3947799
26776_drw.pdf |  |  | CHANGE OUT FACTORY
26776_drw.pdf |  |  | VALVE WITH 3947799
26779_drw.pdf | ITEM
26779_drw.pdf | 1 | 1 | ENGINE, QSX15-C665, SPEC CFP15E F10-F40 | 8742
26779_drw.pdf | 2 | 44 | PREMIUM BLUE 15W40, (QUART) | V705290
26779_drw.pdf | 3 | 1 | MANUAL, O&M, CFP15E | 24806
26780_drw.pdf | ITEM
26780_drw.pdf | 1 | 1 | ENGINE, QSX15-G9-755, SPEC CFP15 F50-F70 | 11712
26780_drw.pdf | 2 | A/R | PREMIUM BLUE 15W40, (QUART) | V705290
26780_drw.pdf | 3 | 1 | MANUAL, O&M, CFP15E | 24806
26780_drw.pdf | 4 | 1 | GASKET, CONNECTION, - | 3102173
26780_drw.pdf |  |  | CONNECTION,AIR INTAKE, _ | 4026517
26781_drw.pdf | 1 | 1 | BRKT, LIFTING, CFP23E | 13124
26781_drw.pdf | 2 | 1 | ENGINE, QSK23, 1470 RPM, 968 HP, HEAT EXCHANGER COOLED | 15397
26781_drw.pdf | 3 | 108 | PREMIUM BLUE 15W40, (QUART) | V705290
26781_drw.pdf | 4 | 1 | MANUAL, CFP23E | 24805
26781_drw.pdf | 5 | 1 | GASKET, 6" EXHAUST FLANGE | 106322
26781_drw.pdf |  |  | 1
26782_drw.pdf |  |  | RPM, 950 HP, INDUSTRIAL,
26782_drw.pdf |  |  | (QUART)
26782_drw.pdf |  | EXHAUST | FLANGE
26783_drw.pdf | 1 | 1 | ENGINE, QST30, 1500HP, 1800RPM | 13207
26783_drw.pdf | 2 | 80 | PREMIUM BLUE 15W40, (QUART) | V705290
26783_drw.pdf | 3 | 1 | MANUAL, FIREPUMP, CFP30E | 22484
26783_drw.pdf | 4 | 2 | GASKET, 6" EXHAUST FLANGE | 106322
26786_drw.pdf | ITEM
26786_drw.pdf | 1 | 1 | MOUNT, GTA19 REAR ENGINE, LH | 13918
26786_drw.pdf | 2 | 1 | MOUNT, GTA19 REAR ENGINE, RH | 13923
26786_drw.pdf | 3 | 1 | FRONT ENGINE SUPPORT, KTA19SLB | 16433
26786_drw.pdf | 4 | 1 | FRAME, GENSET, KTA19GC, NO FLOOR | 26787
26786_drw.pdf |  |  |  | 875362
26786_drw.pdf |  |  |  | 0184
26786_drw.pdf | 11 | 1 | STRAP,
26786_drw.pdf | 12 | 2 | ISOLATOR,UNIVERSAL, 60045,
26786_drw.pdf | 13 | 2 | ISOLATOR, 51512-4
26786_drw.pdf | 14 | 1 | CLAMP, WORM, .81 - 1.75 | 14990-20
26786_drw.pdf | 15 | 2 | WSHR, SNUBBING, 2-1/2" OD | 15127
26787_drw.pdf | ITEM
26787_drw.pdf | 1 | 2 | SPACER, GTA855 ISOLATOR | 13660
26787_drw.pdf | 2 | 1 | CHANNEL, GTA19 GENSET FRAME | 13907
26787_drw.pdf | 3 | 1 | CROSS MEMBER, FRONT ENGINE | 13909
26787_drw.pdf | 4 | 1 | CHANNEL, FRAME, REAR MEMBER, GTA/KTA 19 | 13910
26787_drw.pdf |  |  | GUSSET, GTA855 GENSET FRAME CROSS CHANNEL | 14143
26787_drw.pdf |  |  |  | 16331
26787_drw.pdf |  |  |  | 17395
26789_drw.pdf | ITEM
26789_drw.pdf | 1 | 1 | NUT-WELD 5/16-18 | 0870-0141
26789_drw.pdf | 2 | 1 | SHEET,AIR DAM, - | 26790
26791_drw.pdf | ITEM
26791_drw.pdf | 1 | 10 | WELDNUT, 1/4"-20 NC, _ | 14520
26791_drw.pdf | 2 | 1 | SHEET,AIR DAM, - | 26792
26793_drw.pdf | ITEM
26793_drw.pdf | 1 | 1 | ENGINE, QSX15, 575HP,TIER 3, RADIATOR COOLED | 18142
26793_drw.pdf |  |  | This document contains confidential and trade secret information, is the property of Cummins NPower LLC and is given to the receiver CUMMINS FIRE POWER LLC in confidence. The receiver, by receiving and retaining of the document accepts the document in confidence and agrees that, | DESIGN
26793_drw.pdf |  |  | extcheeptdoacsumaeuntthoorrizaendy icnopwyritthienrgeobfyoCrumtmhienscoNnPfoiwdeern,tiiatl woirlltr(a1d)e nsoetcrueste 1600 BUERKLE ROAD AND infootrhmeartsioenitthheerretihne,d(o2c)umneonttcoorpythtehecodnofciudmeenntti,al(3o)rntortaddeisscelcorseetto WHITE BEAR LAKE, MN 875 | UPFIT CENTER LAWRENCE DRIVE
26793_drw.pdf |  |  | infdoorcmuamteinotn,tohreruepionn,deamnadnd(,4)reutpuornnctohmepldeotciuomnenotf,tahlelnceoepdietsotrheetraeionf,the and all material copied therefrom. COPYRIGHT Cummins NPower LLC WWW.CUMMINSFIREPOWER.COM
26794_drw.pdf | ITEM
26794_drw.pdf | 1 | 1 | ENGINE,QSX15-G9,755HP,TIER 3, RAD. COOLER, CFP15 F50-F70 | 18197
26794_drw.pdf |  |  | This document contains confidential and trade secret information, is the property of Cummins NPower LLC and is given to the receiver CUMMINS FIRE POWER LLC in confidence. The receiver, by receiving and retaining of the document accepts the document in confidence and agrees that, | DESIGN
26794_drw.pdf |  |  | extcheeptdoacsumaeuntthoorrizaendy icnopwyritthienrgeobfyoCrumtmhienscoNnPfoiwdeern,tiiatl woirlltr(a1d)e nsoetcrueste 1600 BUERKLE ROAD AND infootrhmeartsioenitthheerretihne,d(o2c)umneonttcoorpythtehecodnofciudmeenntti,al(3o)rntortaddeisscelcorseetto WHITE BEAR LAKE, MN 875 | UPFIT CENTER LAWRENCE DRIVE
26794_drw.pdf |  |  | infdoorcmuamteinotn,tohreruepionn,deamnadnd(,4)reutpuornnctohmepldeotciuomnenotf,tahlelnceoepdietsotrheetraeionf,the and all material copied therefrom. COPYRIGHT Cummins NPower LLC WWW.CUMMINSFIREPOWER.COM
26799_drw.pdf | ITEM
26799_drw.pdf | 1 | 1 | HOSE,PARKER, 0.63 ID X 20.50" LG | 801-10
26799_drw.pdf | 2 | 1 | VALVE,BL -8 TEE HDL, BRASS,NPTFxNPTF | 18855-8
26799_drw.pdf | 3 | 1 | BRKT,OIL TANK MOUNT, LORAM RG400 | 24926
26799_drw.pdf | 4 | 1 | HOSE,FLEXIBLE, - | 4068319
26799_drw.pdf |  |  | HOSE,FLEXIBLE, - | 4068321
26799_drw.pdf |  |  | QST30T2 | A042A370
26799_drw.pdf |  |  |  | A042A435
26799_drw.pdf | 11
26799_drw.pdf | 12
26799_drw.pdf | 13
26799_drw.pdf | 14
26799_drw.pdf | 15
26802_drw.pdf | 1 | 2 | BATTERY RAC;K - | 6138
26802_drw.pdf | 2 | 1 | KIT, 24V BATTERY CAB;LECFP15E, CFP23E, CFP30E | 14852
26802_drw.pdf | 3 | 4 | BATTERY, GROUP 8;DCOMMERCIAL | 8D-3 DRY
26802_drw.pdf |  |  | POSITIVE | BATTERY CABLE2
26802_drw.pdf |  |  | TO CRANK | SOLENOID "A"
26802_drw.pdf |  | 2 | 20.25
26802_drw.pdf |  |  | 22.50
26802_drw.pdf |  |  | 2
26804_drw.pdf | 1 | 1 | BATTERY RACK, REALLY OLD, - | 6138
26804_drw.pdf | 2 | 1 | EXHAUST, 90° HALF MARMON, 3" TURBO OUT, 4" 125LB ANSI | FLANG8E550_07
26804_drw.pdf | 3 | 1 | ASSEMBLY, SHAFT GUARD, NON-SPARKING, SAE #3 | 17429
26804_drw.pdf | 4 | 1 | ASSEMBLY, OIL/AIR TEMPERATURE | 21477
26804_drw.pdf | 5
26804_drw.pdf | 6 | 1 | ASSEMBLY, DPEM AND HARNESS, GEN I | 21662
26804_drw.pdf | 7 | 2 | SHIELD, 4.5" RAIN | 22388
26804_drw.pdf | 8 | 1 | ASSEMBLY, COOLANT LEVEL GAUGE, CFP59 | 22513
26804_drw.pdf | 9 | 1 | ASSEMBLY, FUEL INLET PRESSURE, CFP59 | 22518
26804_drw.pdf | 10 | 1 | ASSEMBLY, FUEL FILTER RESTRICTION GAUGE, CFP59 | 22622
26804_drw.pdf | 16 | 1 | FRAME, CFP59 | 26805
26804_drw.pdf | 17 | 2 | BRACKET, SILENCER | Q27241
26805_drw.pdf | 1 | 1 | SIDE, FRAME LH, CFP59 | 26806
26805_drw.pdf | 2 | 1 | SIDE, FRAME RH, CFP59 | 26807
26805_drw.pdf | 3 | 3 | MEMBER, END CROSS, CFP59 | 26809
26805_drw.pdf | 4 | 1 | MOUNT, FRONT ENGINE, CFP59 | 26810
26805_drw.pdf | 5 | 1 | MOUNT, REAR ENGINE, CFP59 | 26811
26805_drw.pdf | 6 | 4 | GUSSET, ENGINE MOUNT, CFP59 | 26812
26805_drw.pdf | 7 | 1 | PLATE, CONTROLLER, CFP59 | 26813
26805_drw.pdf | 8 | 1 | MEMBER, ENCLOSURE REAR CROSS, CFP59 | 26814
26805_drw.pdf | 9 | 2 | MOUNT, PUMP, CFP59 | 26815
26805_drw.pdf | 10 | 4 | HOOK, LIFTING, CFP59 | 26816
26805_drw.pdf | 11 | 2 | GUSSET, PUMP MOUNT, CFP59 | 26817
26805_drw.pdf | 12 | 1 | MEMBER, ENCLOSURE FRONT CROSS, CFP59 | 26818
26805_drw.pdf |  |  | 11
26808_drw.pdf | 1 | 2 | CLAMP,PIPE,25.4mm DIA, - | 19790
26808_drw.pdf | 2 | 2 | CLAMP,PIPE,TWIN,25.4mm DIA, - | 19791
26808_drw.pdf | 3 | 1 | HOSE,FUEL, SUPPLY TO PUMP | 19797
26808_drw.pdf | 4 | 1 | HOSE,FUEL, PUMP TO LINE | 19798
26808_drw.pdf | 5 | 1 | HOSE,FUEL, LINE TO FILTER IN | 19799
26808_drw.pdf | 6 | 1 | HOSE,FUEL, PRESSURE RELIEF | 19801
26808_drw.pdf | 7 | 1 | HOSE,FUEL, ENGINE OUT TO RETURN | 19802
26808_drw.pdf | 8 | 1 | TUBE,FUEL,1.00 OD, SUPPLY TO PUMP | 19803
26808_drw.pdf | 9
26808_drw.pdf | 10
26808_drw.pdf | 11 | 1 | BRKT,FUEL FILTER MOUNT, QST30T2 | A042A024
26808_drw.pdf | 12
26808_drw.pdf | 15
26832_drw.pdf | 1 | 1 | TANK,10 GALLON,VERT ; ROUND ALUM | 26738
26832_drw.pdf | 2 | 1 | STANDPIPE,VENT; OIL LEVEL MAINTAINER | 26888
26832_drw.pdf | 3 | 1 | STICKER, ENGINE OIL ONLY ; OIL MAINTAINER TANK | A042D245
26832_drw.pdf | 4 | 1 | HOSE, 801 , PARKER; PUSH-LOK | 801-16
26832_drw.pdf | 5 | 1 | HOSE,PUSH-LOK; 1/2"ID X | 801-8
26832_drw.pdf | 6 | 1 | NIPPLE,PLAIN HEXAGON ; -8 NPT X -6 NPT,STEEL | 12164-8-6
26832_drw.pdf | 7 | 1 | BUSHING,REDUCING PIPE; -16 NPT X -12 FNPT,STEEL
26832_drw.pdf | 12 | 2 | COUPLING,PLAIN HOSE ; -16 BARB X -12 NPT,BRASS | 12548-16-12
26832_drw.pdf | 13 | 1 | COUPLING,PLAIN HOSE ; -6 BARB X -8 NPT,BRASS | 12548-6-8
26832_drw.pdf | 14 | 2 | COUPLING,PLAIN HOSE ; -8 BARB X -8 NPT,BRASS | 12548-8-8
26832_drw.pdf | 15 | 3 | CLAMP,HOSE; .56-1.06 WORM | 14990-10
26832_drw.pdf | 16 | 2 | CLAMP,HOSE; .81 - 1.50 WORM | 14990-16
26832_drw.pdf | 17 | 1 | OIL MAINTAINER; MURPHY LM301 | 26705
26832_drw.pdf | 18 | 1 | PLATE,MOUNT,; VERTICAL OIL TANK | 26739
26832_drw.pdf | 19 | 1 | PLATE,MOUNT,; VERTICAL OIL TANK | 26748
26832_drw.pdf | 20 | 1 | BRKT,FORMED,MNT; OIL TANK | 26822
26832_drw.pdf | 21 | 1 | BRACKET,SIGHT GAUGE ; GTA38,OIL,KIT | A060P992
26832_drw.pdf | 22 | 1 | VALVE, 1/2" FNPT ; WATTS | FA60204
26834_drw.pdf | 1 | 1 | TANK,10 GALLON,VER;TROUND ALUM | 26738
26834_drw.pdf | 2 | 1 | LEVEL MAINTAINER | 26888
26834_drw.pdf | 4 | 1 | HOSE, 801 , PARKE;RPUSH-LOK | 801-16
26836_drw.pdf | ITEM
26836_drw.pdf | 1 | 1 | VALVE COVER MODIFICATION, CFP9E, FIREPUMP | 14454
26836_drw.pdf | 2 | 1 | ENGINE,QSL9,430 HP,TIER 3,RADIATOR COOLED, 1760-2300 | R2P2M280-02
26836_drw.pdf | 3 | 22 | PREMIUM BLUE 15W40, (QUART) | V705290
26836_drw.pdf | 4 | 1 | BRKT,ENGINE LIFTING, CFP9E | 15853
26836_drw.pdf |  |  | MANUAL, O&M, CFP9E | 24807
26836_drw.pdf |  |  |  | 3947799
26836_drw.pdf |  |  | 6 CHANGE OUT FACTORY | RELIEF
26838_drw.pdf | ITEM
26838_drw.pdf | 1 | 1 | OSP, MODIFIED VALVE COVER, CFP7E | 13853
26838_drw.pdf | 4 | 1 | SWITCH, PROXIMITY, 2M CABLE, 12-24V | 12865
26838_drw.pdf | 5 | 1 | WASHER, PRESSURE SEALING WASHER, - | 13769
26838_drw.pdf | 6 | 1 | PLUG, COMMON RAIL FUEL CONNECTION, M20-1.5 | 13998
26838_drw.pdf | 7 | 1 | ADAPTER, "Y"-COMMON RAIL FUEL CONNECTION, M18-1.5 X M18-1.5 | 14198
26838_drw.pdf | 8 | 1 | MANUAL, CFP5E-7E, WITH DIGITAL PANEL UPDATES | 24808
26838_drw.pdf |  |  |  | A042C149
26838_drw.pdf | 5
26838_drw.pdf | SOCKET | REQUIRED
26838_drw.pdf | INSTALLATION | INSTALLATION
26843_drw.pdf | 1 | 1 | BRACKET, DPEM LOWER MTG, CFP15E | 19850
26843_drw.pdf | 2 | 1 | BRACKET, DPEM TOP MOUNT, CFP15E | 14093
26845_drw.pdf | 1 | 1 | BRACKET, RH DPEM, CFP30E | 22190
26845_drw.pdf | 2 | 1 | BRACKET, LH DPEM, CFP30E | 22191
26846_drw.pdf | ITEM
26846_drw.pdf | 1 | 1 | ENCLOSURE, THIRD BATTERY | 21382
26846_drw.pdf | 2 | 1 | BOARD, 3 BATTERY DIODE | 21316
26846_drw.pdf | 3 | 1 | ISOLATOR, 3 BATTERY, FIRE PUMP | 21317
26846_drw.pdf | 4 | 1 | HARNESS, POWER, 3 BATTERY SYSTEM, CFP9E | 24555