## Sheet1
a059j458_drw.pdf | ITEM
a059j458_drw.pdf | 1 | 2 | GASKET, 6" EXHAUST FLANGE | 106322
a059j458_drw.pdf | 2 | 1 | MANUAL, FIREPUMP USER'S GUI;DREADIATOR COOLED W/ DIGITAL PANEL | A042J567
a059j458_drw.pdf | 3 | 1 | BRACKET, THROTTLE CONTR;OLCFP50 | A062Z709
a059j458_drw.pdf | 4 | 1 | ENGINE, CFP50-F10/20/30;/4K0TA50-G8 1500RPM - 1915HP
a059j458_drw.pdf |  |  | 1
a059j458_drw.pdf |  |  | 1
a059j459_drw.pdf | 1 | 1 | PLUG,PIPE; EXT HEX -12 NPT,STEEL | 12210-12
a059j459_drw.pdf | 2 | 1 | PLUG,PIPE; EXT HEX -16 NPT,STEEL | 12210-16
a059j459_drw.pdf | 3 | 1 | UNION,MAL;E -16 JIC X -12 ORB,STEEL | 12235-16-12
a059j459_drw.pdf | 4 | 1 | CONNECTOR,FEMAL;E-12 JIC X -12 FNPT,STEEL | 12240-12-12
a059j459_drw.pdf | 5 | 1 | CONNECTOR,FEMAL;E-16 JIC X -16 FNPT,STEEL | 12240-16-16
a059j459_drw.pdf | 6 | 1 | ELBOW,MALE UNIO;N90DEG -16 JIC X -12 ORB,S | 12268-16-12
a059j459_drw.pdf | 7 | 1 | ELBOW,MALE UNIO;N90DEG -16 JIC X -16 ORB,S | 12268-16-16
a059j459_drw.pdf | 8 | 1 | TEE,BRANC;H MMF
a059j459_drw.pdf |  |  |  | A042A959
a059j459_drw.pdf | 13 | 1 | HOSE, FUEL | A042A962
a059j459_drw.pdf | 14 | 1 | BRACKET, DUPLEX FU;ELCFP50 | A042B076
a059j459_drw.pdf | 15 | 1 | BRACE, KNEE | A042B079
a059j459_drw.pdf | 16 | 4 | SEPARATOR, FUEL WATER | FS1013
a059j462_drw.pdf | 1 | 4 | BRKT,LIFTIN;G GTA28/38/50 | 16505
a059j462_drw.pdf | 2 | 6 | GUSSET, ENGINE CROSSMEMBER | A042A829
a059j462_drw.pdf | 3 | 1 | PLATE, RH | A042B064
a059j462_drw.pdf | 4 | 1 | PLATE, RH | A042B065
a059j462_drw.pdf | 5 | 4 | GUSSET | A042B066
a059j462_drw.pdf | 6 | 8 | GUSSET | A042B067
a059j462_drw.pdf | 7 | 1 | CHANNEL, END | A042B071
a059j462_drw.pdf | 8 | 2 | CROSSMEMBER,
a059j462_drw.pdf |  |  | 2X
a059j466_drw.pdf | ITEM
a059j466_drw.pdf | 1 | 4 | WASHER,PLAIN; 1.56" OD,0.39" ID, 0.09" THK | 0181
a059j466_drw.pdf | 2 | 1 | ADAPTER,REDUCING PIPE; -12 FNPT X -8 NPT,BRASS | 12526-12-8
a059j466_drw.pdf | 3 | 1 | POWER MODULE ECM , DIGITAL PANEL ; ELECTRONIC | 15155
a059j466_drw.pdf | 4 | 1 | EXHAUST WYE PIPE, STAINLESS STEEL ; CFP50 | 17044
a059j466_drw.pdf | 5 | 1 | WELDMENT, REAR MOUNT ; CFP50 | 17055
a059j466_drw.pdf | 6 | 1 | WELDMENT, FRONT MOUNT ; CFP50 | 17056
a059j466_drw.pdf | 7 | 1 | ASSEMBLY, COOLING PACKAGE ; SHELL & TUBE, CFP50 | 17057
a059j466_drw.pdf | 8 | 1 | ASSEMBLY, EXPANSION TANK & VENTS ; CFP50, W/O BASE | 17063
a059j466_drw.pdf | 9 | 1 | EXPANSION TANK STABILIZER ; CFP50 | 17067
a059j466_drw.pdf | 10 | 1
a059j466_drw.pdf | 17 | 1 | GUARDS ; CFP50 | 17098
a059j466_drw.pdf | 18 | 2 | FRONT ; CFP50 | 17105
a059j466_drw.pdf | 19 | 1 | EARTH BONDING WIRES ; CFP50 | 17107
a059j466_drw.pdf | 20 | 1 | BRACKET, CONTACTOR PANEL | 17121
a059j466_drw.pdf | 21 | 1 | BRACKET, CONTACTOR PANEL | 17122
a059j466_drw.pdf | 22 | 1 | CHANNEL, SHIPPING, C6 X 10.5# ; - | 17170
a059j466_drw.pdf | 23 | 2 | KIT, GASKET & BOLT, 12" SS ANSI ; - | 17185
a059j466_drw.pdf | 24 | 1 | ASSEMBLY, BREATHER VENT FILTER ; CFP50, W/O BASE | 17438
a059j466_drw.pdf | 25 | 1 | MUFFLER; 14" FLG, CRITICAL, SPARK, 316SS | 17806
a059j466_drw.pdf | 26 | 1 | BRACKET, FRONT SUPPORT BRACE ; CFP50D | 18034
a059j466_drw.pdf | 27 | 1 | BRACKET, FRONT SUPPORT BRACE ; CFP50 | 18035
a059j466_drw.pdf | 28 | 1 | BRACE, FRONT SUPPORT ; CFP50 | 18036
a059j466_drw.pdf | 29 | 4 | WASHER, 3/4" BOLT FENDER ; McMASTER-CARR 97416A142 | 19723
a059j466_drw.pdf | 30 | 423 | URETHANE, CLEAR COAT | 26867
a059j466_drw.pdf | 31 | 4 | MOUNT, ISOLATOR, 2-PIECE ; TECH PRODUCTUCTS 60011 | 60011
a059j466_drw.pdf | 32 | 1 | WASHER,PLAIN | 67946
a059j466_drw.pdf | 33 | 1 | FTG,ST,ADAPTER 1.00-18 X 1/2 NPTF ; _ | 123824
a059j466_drw.pdf | 34 | 2 | BRACKET, CAST IRON | 3051793
a059j466_drw.pdf | 35 | 1 | COVER; CUMMINS OIL FILTER | 3626803
a059j466_drw.pdf | 36 | 1 | COVER; CUMMINS OIL FILTER | 3626965
a059j466_drw.pdf |  |  | NIPPLE | A042D567
a059j466_drw.pdf | 44 | 141 | CLEAR COAT | A042E529
a059j466_drw.pdf | 45 | 141 | CLEAR COAT | A042E530
a059j466_drw.pdf | 46 | 1 | HOSE,HEATER EPDM ; 3/4"IDX36.00" LONG | A042F382
a059j466_drw.pdf | 47 | 1 | ASSEMBLY, OPERATOR STATION ; CFP50 | A042F920
a059j466_drw.pdf | 48 | 1 | ASM, COOLING SYSTEM ; CFP50, COOLING LOOP, SEA WATER | A042G142
a059j466_drw.pdf | 49 | 1 | ASSEMBLY, SEA WATER PIPING ; CFP50 | A042G153
a059j466_drw.pdf | 50 | 1 | FLEX PIPE, 12" ANSI FLANGE ; CFP50 | A042G155
a059j466_drw.pdf | 51 | 1 | CONTROL ASSEMBLY ; FPDP, MECHANICAL, STAINLESS STEEL | A042H779
a059j466_drw.pdf | 52 | 1 | BOX, JUNCTION; ECM POWER, CFP50 | A058L943
a059j466_drw.pdf | 53 | 1 | BRACKET, ENCLOSURE ; BOX, ECM POWER | A058L947
a059j467_drw.pdf | ITEM
a059j467_drw.pdf | 1 | 4 | WASHER,PLAIN; 1.56" OD,0.39" ID, 0.09" THK | 0181
a059j467_drw.pdf | 2 | 1 | ADAPTER,REDUCING PIPE ; -12 FNPT X -8 NPT,BRASS | 12526-12-8
a059j467_drw.pdf | 3 | 1 | POWER MODULE ECM , DIGITAL PANEL ; ELECTRONIC | 15155
a059j467_drw.pdf | 4 | 1 | EXHAUST WYE PIPE, STAINLESS STEEL ; CFP50 | 17044
a059j467_drw.pdf | 5 | 1 | WELDMENT, REAR MOUNT ; CFP50 | 17055
a059j467_drw.pdf | 6 | 1 | WELDMENT, FRONT MOUNT ; CFP50 | 17056
a059j467_drw.pdf | 7 | 1 | ASSEMBLY, EXPANSION TANK & VENTS ; CFP50, W/O BASE | 17063
a059j467_drw.pdf | 8 | 1 | EXPANSION TANK STABILIZER ; CFP50 | 17067
a059j467_drw.pdf | 9 | 1 | FUEL BREAK TANK ; CFP50 | 17069
a059j467_drw.pdf | 10 | 1
a059j467_drw.pdf | 17 | 2 | FRONT ; CFP50 | 17105
a059j467_drw.pdf | 18 | 1 | EARTH BONDING WIRES ; CFP50 | 17107
a059j467_drw.pdf | 19 | 1 | BRACKET, CONTACTOR PANEL | 17121
a059j467_drw.pdf | 20 | 1 | BRACKET, CONTACTOR PANEL | 17123
a059j467_drw.pdf | 21 | 1 | ASSEMBLY, COOLING PACKAGE, LH ; SHELL & TUBE, CFP50 | 17132
a059j467_drw.pdf | 22 | 1 | CHANNEL, SHIPPING, C6 X 10.5# ; - | 17170
a059j467_drw.pdf | 23 | 2 | KIT, GASKET & BOLT, 12" SS ANSI ; - | 17185
a059j467_drw.pdf | 24 | 1 | ASSEMBLY, BREATHER VENT FILTER ; CFP50, W/O BASE | 17438
a059j467_drw.pdf | 25 | 1 | MUFFLER; 14" FLG, CRITICAL, SPARK, 316SS | 17806
a059j467_drw.pdf | 26 | 1 | BRACKET, FRONT SUPPORT BRACE ; CFP50D | 18034
a059j467_drw.pdf | 27 | 1 | BRACKET, FRONT SUPPORT BRACE ; CFP50 | 18035
a059j467_drw.pdf | 28 | 1 | BRACE, FRONT SUPPORT ; CFP50 | 18036
a059j467_drw.pdf | 29 | 4 | WASHER, 3/4" BOLT FENDER ; McMASTER-CARR 97416A142 | 19723
a059j467_drw.pdf | 30 | 423 | URETHANE, CLEAR COAT | 26867
a059j467_drw.pdf | 31 | 4 | MOUNT, ISOLATOR, 2-PIECE ; TECH PRODUCTUCTS 60011 | 60011
a059j467_drw.pdf | 32 | 1 | WASHER,PLAIN | 67946
a059j467_drw.pdf | 33 | 1 | FTG,ST,ADAPTER 1.00-18 X 1/2 NPTF ; _ | 123824
a059j467_drw.pdf | 34 | 2 | BRACKET, CAST IRON | 3051793
a059j467_drw.pdf | 35 | 1 | COVER; CUMMINS OIL FILTER | 3626803
a059j467_drw.pdf | 36 | 1 | COVER; CUMMINS OIL FILTER | 3626965
a059j467_drw.pdf |  |  | NIPPLE | A042D567
a059j467_drw.pdf | 44 | 141 | CLEAR COAT | A042E529
a059j467_drw.pdf | 45 | 141 | CLEAR COAT | A042E530
a059j467_drw.pdf | 46 | 1 | HOSE,HEATER EPDM ; 3/4"IDX36.00" LONG | A042F382
a059j467_drw.pdf | 47 | 1 | ASSEMBLY, OPERATOR STATION ; CFP50 | A042F920
a059j467_drw.pdf | 48 | 1 | FLEX PIPE, 12" ANSI FLANGE ; CFP50 | A042G155
a059j467_drw.pdf | 49 | 1 | CONTROL ASSEMBLY ; FPDP, MECHANICAL, STAINLESS STEEL | A042H779
a059j467_drw.pdf | 50 | 1 | BOX, JUNCTION; ECM POWER, CFP50 | A058L943
a059j467_drw.pdf | 51 | 1 | BRACKET, ENCLOSURE ; BOX, ECM POWER | A058L947
a059j467_drw.pdf | 52 | 1 | HARNESS, ENGINE INTERFACE ; CFP50 FPDP RIGHT CONN, ASO | A058L951
a059j467_drw.pdf | 53 | 1 | ASM, NON ENG DRIVEN EQP ; CFP50, OIL PRE-LUBE SYSTEM | A059J633
a059j469_drw.pdf | ITEM
a059j469_drw.pdf | 1 | 1 | ENGINE HEATER; 400W/115 VOLTS | A059J389
a059j470_drw.pdf | 1 | 1 | SENSOR,PRS TEMPERATURE | 2897332
a059j470_drw.pdf | 2 | 2 | CLAMP,T-BOLT; STANDARD MARMON,5" | A035R793
a059j470_drw.pdf | 3 | 1 | COOLANT CONTROL VALVE, 12V | A047U821
a059j470_drw.pdf | 4 | 1 | DEVICE,AFTERTREATMENT ; HORIZONTAL SISO,145/0 | A056M498
a059j470_drw.pdf | 5 | 1 | DECAL, INFORMATION; ISGAA12-E A059J470 | A058M556
a059j470_drw.pdf | 6 | 1 | MODULE, DOSER FLUID SUPPLY ; UL | A060X250
a059j470_drw.pdf | 7 | 1 | ENGINE,BASE; X12,FR20753,500HP@1900RPM | BE100069
a059j470_drw.pdf |  |  | 4
a059j470_drw.pdf |  |  | 1
a059j476_drw.pdf | ITEM | QTY
a059j476_drw.pdf | 1 | 2 | SCREW,HEXFLANGEHEADCAP;M12X1.75-25 | SCREW
a059j476_drw.pdf |  |  | DIMENSIONS ARE IN: INCHES CMI | CLASSIFICATION
a059j476_drw.pdf |  |  | DO NOT SCALE PRINT [ ] ARE IN: . | Cummins Confidential
a059j476_drw.pdf |  |  | DRAWING TOLERANCES UNLESS SCALE .500 DWN OTHERWISE SPECIFIED | S.PERTZBORN PJ857
a059j476_drw.pdf |  |  | X.XX:: .11IINNOORR40.m7mmm CKD | C.AMUNDSON OL678
a059j476_drw.pdf |  |  | X.XX: .030 IN OR 0.25 mm APVD | T.LINCOLN DL515
a059j476_drw.pdf |  |  | ANGULAR TOLERANCE: 1 DATE | 15MAY19
a059j476_drw.pdf |  |  | CONFIDENTIAL AND PROPRIETARY AND SHALL NOT BE DISCLOSED TO OTHERS DIMENSIONING IN HARD COPY OR ELECTRONIC FORM, REPRODUCED BY ANY MEANS, OR | AND TOLERANCING,
a059j476_drw.pdf |  |  | USED FOR ANY PURPOSE WITHOUT WRITTEN CONSENT OF CUMMINS INC. | ASME Y14.5-2009
a059j494_drw.pdf | ITEM
a059j494_drw.pdf | 1 | 1 | DOOR,KIT,WPE; GTA855/E,KTA19,STEEL | 25386
a059j494_drw.pdf | 2 | 1 | LOUVER,INLET ; GTA855E/GTA855/KTA19SLB,STEEL | 25492
a059j494_drw.pdf | 3 | 1 | PLENUM,OUTLET; KTA19SLB,STEEL,UL2200 | A042C333
a059j494_drw.pdf | 4 | 2 | MAT,24"x24" ; HP HEATSHIELD MAT,NON-ADHESIVE | A042C778
a059j495_drw.pdf | ITEM
a059j495_drw.pdf | 1 | 1 | DOOR,KIT,WPE; GTA855/E,KTA19,STEEL | 25388
a059j495_drw.pdf | 2 | 1 | LOUVER,INLET ; GTA855E/GTA855/KTA19SLB,STEEL | 25494
a059j495_drw.pdf | 3 | 2 | MAT,24"x24" ; HP HEATSHIELD MAT,NON-ADHESIVE | A042C778
a059j495_drw.pdf | 4 | 1 | PLENUM,OUTLET; KTA19SLB,STEEL,UL2200 | A042G100
a059j496_drw.pdf | ITEM
a059j496_drw.pdf | 1 | 1 | DOOR,KIT,LVL1/LVL 2 ; GTA855/E,KTA19,STEEL | 25389
a059j496_drw.pdf | 2 | 1 | HOOD,INLET; GTA855E/GTA855,STEEL | 25495
a059j496_drw.pdf | 3 | 1 | INSULATION, KIT,BODY & DOORS ; UL2200 ENCLOSURES | A042B982
a059j496_drw.pdf | 4 | 1 | ; KTA19SLB,STEEL,UL2200 | A042C335
a059j496_drw.pdf |  |  |  | BE
a059j525_drw.pdf | 1 | 1 | BRACKET, DOWNPIPE; BRACKET, DOWNPIPE | A059J525-1 | A
a059j525_drw.pdf | 2 | 1 | BRACKET,EXH CONNECTION; BRACKET,DOWNPIPE | A059J525-2 | A
a059j526_drw.pdf | 1 | 1 | BRACKET,FILTER; BRACKET,FILTER | A059J526-1 | A
a059j526_drw.pdf | 2 | 1 | BRACKET,FILTER; GUSSET | A059J526-3 | A
a059j534_drw.pdf |  |  |  |  | REV
a059j534_drw.pdf | 1 | 1 | TUBE, TAILPIPE; TUBE, TAILPIPE | A059J534-1 | A
a059j534_drw.pdf | 2 | 1 | TUBE,EXHAUST TRANSFER ; FLANGE, TAILPIPE | A059J534-2 | A
a059j535_drw.pdf | 1 | 1 | TUBE, AIR TRANSFER | A058V332
a059j535_drw.pdf |  | 1
a059j535_drw.pdf |  |  |  | .41
a059j535_drw.pdf |  |  | (2X 2.01) | DEBURR
a059j535_drw.pdf |  |  |  | HALF
a059j535_drw.pdf |  |  | 2X7.10 | .13
a059j535_drw.pdf |  |  | (12.41)
a059j536_drw.pdf | ITEM
a059j536_drw.pdf | 1 | 2 | ADAPTER,REDUCING PIPE ; -6 NPT X -8 FNPT,STEEL | 12149-6-8
a059j536_drw.pdf | 2 | 1 | TANK, FUEL; 480 GAL, SUB-BASE | A059C919
a059j536_drw.pdf |  |  | 2
a059j537_drw.pdf | ITEM
a059j537_drw.pdf | 1 | 1 | PLATE,BASE; 3470 X 445 X 40 THK | A059J537-1
a059j537_drw.pdf | 2 | 1 | PLATE,BASE; 3470 X 335 X 25 THK | A059J537-2
a059j537_drw.pdf | 3 | 2 | PLATE,BASE; 3405 X 310 X 12 THK | A059J537-3
a059j537_drw.pdf | 4 | 8 | 574 X 308 X 16 THK | A059J537-4
a059j537_drw.pdf | 5 | 14
a059j537_drw.pdf |  |  |  | A059J537-8
a059j537_drw.pdf | 9 | 1 | 3470 X 445 X 40 THK | A059J537-9
a059j537_drw.pdf | 10 | 2 | PLATE,BASE; 365 X 220 X 16 THK | A059J537-10
a059j537_drw.pdf | 11 | 8 | PLATE,BASE; 220 X 160 X 16 THK | A059J537-11
a059j537_drw.pdf | 12 | 2 | PLATE,BASE; 339.5 X 198 X 16 THK | A059J537-12
a059j537_drw.pdf | 13 | 2 | PLATE,BASE; 260 X 198 X 16 THK | A059J537-13
a059j537_drw.pdf | 14 | 2 | PLATE,BASE; 450 X 198 X 16 THK | A059J537-14
a059j537_drw.pdf | 15 | 2 | PLATE,BASE; 400 X 198 X 16 THK | A059J537-15
a059j537_drw.pdf | 16 | 2 | PLATE,BASE; 148 X 198 X 16 THK | A059J537-16
a059j537_drw.pdf | 17 | 4 | PLATE,BASE; 365 X 198 X 16 THK | A059J537-17
a059j537_drw.pdf | 18 | 2 | 620 X 198 X 16 THK | A059J537-18
a059j537_drw.pdf | 22 | 2 | 386 X 310 X 16 THK | A059J537-22
a059j537_drw.pdf | 23 | 2 | PLATE,BASE; 145 X 117.5 X 2 THK | A059J537-24
a059j537_drw.pdf | 24 | 2 | TUBE,OIL FILLER; 32 OD X 28 ID X 105 LG | A059J537-25
a059j537_drw.pdf | 25 | 2 | FLANGE; 120 OD X 32 ID X 16 THK | A059J537-26
a059j537_drw.pdf | 26 | 4 | PLATE,MOUNTING; 445 X267 X 6 THK | A059J537-27
a059j537_drw.pdf | 27 | 4 | PLATE,MOUNTING; 467.4X335X X 6 THK | A059J537-28
a059j537_drw.pdf | 28 | 4 | PLATE,MOUNTING; 445 X267 X 6 THK | A059J537-29
a059j537_drw.pdf | 29 | 1 | PLATE,BASE; 3470 X 335 X 25 THK | A059J537-30
a059j537_drw.pdf |  |  | 73.7
a059j541_drw.pdf | ITEM | QTY |  |  | REV
a059j541_drw.pdf | 1 | 1 | TRAY, BATTERY; POWER UNIT, QSL9 ASTM | A059J541-01 | A
a059j541_drw.pdf | 2 | 1 | PLATE, MOUNTING; REAR END ASTM | A059J541-02 | A
a059j541_drw.pdf | 3 | 1 | PLATE, MOUNTING; FRONT END | A059J541-03 | A
a059j546_drw.pdf | ITEM
a059j546_drw.pdf | 1 | 1 | CAP, 8"; GT EXHAUST 22-800 | 22-800
a059j546_drw.pdf | 2 | 6 | KIT,GASKET,NUT,BOLT; FULL FACE FIBER,5 | 23580_500
a059j546_drw.pdf | 3 | 1 | KIT,GASKET,NUT,BOLT; FULL FACE FIBER,8 | 23580_800
a059j546_drw.pdf | 4 | 4 | -4 NPT,316 STAINLESS | 26961-4
a059j546_drw.pdf | 5 | 1
a059j546_drw.pdf |  |  |  | A059J550
a059j546_drw.pdf | 9 | 1 | MUFFLER ; KIT, GTA28E | A059J551
a059j546_drw.pdf | 10 | 2 | EXHAUST, 4" ; RIKER TEC-400 | TEC-400
a059j546_drw.pdf |  |  | 11.52 (58.27)
a059j546_drw.pdf |  |  | (8.00)
a059j546_drw.pdf |  |  | (54.06)
a059j551_drw.pdf | ITEM
a059j551_drw.pdf | 1 | 1 | BLANKET,MUFFLER ; GTA28E | A059J552
a059j551_drw.pdf | 2 | 2 | BLANKET,STV CAT RDT ; GTA28E | A059J553
a059j551_drw.pdf | 3 | 1 | BLANKET,EXHAUST TUBE ; GTA28E | A059J554
a059j551_drw.pdf | 4 | 2 | BLANKET,EXHAUST TUBE ; GTA28E | A059J555
a059j551_drw.pdf | 5 | 2
a059j551_drw.pdf |  |  | 42.00
a059j557_drw.pdf | 1 | 2 | CHANNEL, SIDE | A042A345
a059j557_drw.pdf | 2 | 2 | CHANNEL, END | A042A346
a059j557_drw.pdf | 3 | 2 | MOUNT, ENGINE | A042A347
a059j557_drw.pdf | 4 | 4 | GUSSET, ENGINE MOUNT | A042A348
a059j557_drw.pdf | 5 | 6 | GUSSET, ENGINE MOUNT | A042A349
a059j557_drw.pdf | 6 | 4 | BRACKET, LIFTIN;G10" CHANNEL | A042G991
a059j557_drw.pdf | 7 | 2 | MOUNT; PUMP | A059C509
a059j557_drw.pdf | 8 | 2 | GUSSET; PUMP
a059j557_drw.pdf |  |  | 2X 12.00
a059j557_drw.pdf |  |  | 2X 12.00
a059j557_drw.pdf |  |  |  | 2X
a059j558_drw.pdf | ITEM | QTY
a059j558_drw.pdf | 1 | 1 | PLATE,MOUNTING; SPARK ARRESTOR,8OD | A059J558-01 | A
a059j558_drw.pdf | 2 | 1 | BRACE,SUPPORT; SPARK ARRESTOR,8OD | A059J558-02 | A
a059j558_drw.pdf |  |  | 2. | EXCEED ISO
a059j558_drw.pdf |  |  | 3. | TO AWS | CONFORM
a059j558_drw.pdf |  |  | 4. |  | BLACK
a059j565_drw.pdf | 1 | 1 | PLATE,MOUNTIN;G REAR,ENGINE,QSB4.5 | A059J597
a059j565_drw.pdf | 2 | 2 | PLATE,MOUNTING; SIDE,SUPPORT | A063A055
a059j565_drw.pdf | 3 | 1 | PLATE,ENGINE SUPPO;RTREAR,QSB4.5 | A063A064
a059j565_drw.pdf |  |  |  | NO WELD
a059j565_drw.pdf |  | THIS |  | IN THIS
a059j569_drw.pdf | ITEM
a059j569_drw.pdf | 1 | 1 | TUBE, RADIATOR OUTLET | A057V877
a059j569_drw.pdf |  |  | (13.78)
a059j569_drw.pdf |  |  | 1
a059j570_drw.pdf | ITEM
a059j570_drw.pdf | 1 | 1 | TUBE,RADIATOR INLET ; | A057W235
a059j570_drw.pdf |  |  | .07 | 2.4
a059j570_drw.pdf |  |  | .07 2.4
a059j570_drw.pdf |  |  | 2X 2.25 .13
a059j570_drw.pdf |  |  | 1
a059j571_drw.pdf | 1 | 4 | CHANNEL,FORMED | 10733_EIC | ---
a059j571_drw.pdf | 2 | 2 | BRACKET,AFTERTREATME; GUSSET | A059J571-1 | A
a059j583_drw.pdf |  |  |  |  | REV
a059j583_drw.pdf | 1 | 1 | COVER, PROTECTIVE ; DEF ENCLOSURE | A059J583-01 | A
a059j583_drw.pdf | 2 | 4 | SPACER, MOUNTING ; DEF ENCLOSURE | A059J583-02 | A
a059j583_drw.pdf | 3 | 4 | WASHER, PLAIN; MOUNTING RING | A059J583-03 | A
a059j583_drw.pdf | 4 | 3 | NUT,SELF-CLINCHING ; 1/4-20, STEEL, ZINC COATED | S-0420-0ZI | ---
a059j586_drw.pdf | ITEM
a059j586_drw.pdf | 1 | 1 | INSTRUMENT PANEL ASSEMBLY ; PV380 | IN11400
a059j586_drw.pdf |  |  | 2-3/4
a059j586_drw.pdf |  |  | 1-3/8
a059j586_drw.pdf |  |  | 7/8
a059j586_drw.pdf |  |  | 3-1/2
a059j586_drw.pdf |  |  | 1-5/8
a059j586_drw.pdf |  |  | 1/8
a059j586_drw.pdf |  |  | 1/4 1/4
a059j586_drw.pdf |  |  | 1/4 1/4
a059j586_drw.pdf |  |  | SOME ITEMS NOT SHOWN FOR CLARITY
a059j587_drw.pdf | ITEM
a059j587_drw.pdf | 1 | 1 | ALTERNATOR | 5332604
a059j587_drw.pdf | 2 | 1 | CONNECTOR,ELECTRICAL ; ALT,AVI147,24V,120A | A058M644
a059j587_drw.pdf |  |  | 1
a059j594_drw.pdf | 1 | 2 | CONTACTOR, MANUAL OVERIDE, ;24PVN:535-0098, FIREPUMP | 8824-24
a059j594_drw.pdf | 2 | 1 | ENGINE OR VERT FRA;MECFP23E | 12418
a059j594_drw.pdf | 5 | 1 | DPEM AND HARNE;SS | 21662
a059j594_drw.pdf | 6 | 1 | SYSTEM, COOLING ASSEMB;LYCFP23E | 23762
a059j594_drw.pdf | 7 | 1 | ASSEMBLY, GUARDIN;GCFP23E-F15-35 | 23784
a059j594_drw.pdf | 8 | 1 | RESTRICTION INDICAT;OR | 3946329S
a059j594_drw.pdf | 9 | 1 | FUEL LIN;E CFP23E | A042A380
a059j594_drw.pdf | 10 | 1 | DPE;M CFP23E | A042A743
a059j594_drw.pdf |  |  |  | A042C868
a059j594_drw.pdf | 13 | 7 | DESICCAN;TSTRING, SEWN | A042C958
a059j594_drw.pdf | 14 | 58 | ROLL, 6FT WID;EVCI FILM | A042C959
a059j594_drw.pdf | 15 | 1 | ASSEMBLY, ENGINE SUPPO;RTCFP23E, ISOLATORS | A042E241
a059j594_drw.pdf | 16 | 1 | FLEX, 8" FLANGE EXHAU;STCFP23E | A042E964
a059j594_drw.pdf | 17 | 1 | ASSEMBLY, FUEL INLET PRESSU;RCEFP23E | A042F181
a059j630_drw.pdf | ITEM
a059j630_drw.pdf | 1 | 6 | KIT,GASKET,NUT,BOLT; FULL FACE FIBER,5 | 23580_500
a059j630_drw.pdf | 2 | 1 | KIT,GASKET,NUT,BOLT ; FULL FACE FIBER,8 | 23580_800
a059j630_drw.pdf | 3 | 4 | PLUG,PIPE; -4 NPT,316 STAINLESS | 26961-4
a059j630_drw.pdf | 4 | 1 | GTA28E, CRITICAL GRADE | A059J547
a059j630_drw.pdf | 5 | 2
a059j630_drw.pdf |  |  |  | TEC-400
a059j630_drw.pdf |  |  | 66.54
a059j630_drw.pdf |  |  | 58.99
a059j630_drw.pdf |  |  |  | 8"
a059j630_drw.pdf |  |  | 5.29
a059j632_drw.pdf | ITEM
a059j632_drw.pdf | 1 | 2 | GASKET, 6" EXHAUST FLANGE | 106322
a059j632_drw.pdf | 2 | 1 | MANUAL, CFP50 | A042J566
a059j632_drw.pdf | 3 | 1 | BRACKET, THROTTLE CONTROL ; CFP50 | A062Z709
a059j632_drw.pdf | 4 | 1 | ENGINE, CFP50-F50/60/70/80 ; KTA50-G9, 1800RPM - 2220HP | CFP50F50-F80OGRB_DAV
a059j632_drw.pdf | 5 | 188 | BLUE 15W40; (QUART) | V705290
a059j632_drw.pdf |  |  | 2 1
a059j632_drw.pdf |  |  |  | DIMENSIONS
a059j632_drw.pdf |  |  |  | [ ] ARE
a059j632_drw.pdf |  |  |  | X.XX:
a059j632_drw.pdf |  |  |  | IN HARD USED FOR
a059j633_drw.pdf | ITEM
a059j633_drw.pdf | 1 | 1 | UNION,MALE; -16 JIC X -16 ORB,STEEL | 12235-16-16
a059j633_drw.pdf | 2 | 1 | UNION,MALE; -20 JIC X -16 ORB,STEEL | 12235-20-16
a059j633_drw.pdf | 3 | 1 | UNION,MALE; -20 JIC X -20 ORB,STEEL | 12235-20-20
a059j633_drw.pdf | 4 | 1 | CONNECTOR,MALE; -16 JIC X -8 NPT,STEEL | 12238-16-8
a059j633_drw.pdf | 5 | 1
a059j633_drw.pdf |  |  |  | 17251
a059j633_drw.pdf | 9 | 1 | SUCTION, PRELUBE RIGHT ; CFP50 | 17252
a059j633_drw.pdf | 10 | 1 | CONTROL, PRE-LUBE | 17441
a059j633_drw.pdf | 11 | 4 | ISOLATOR, VIBRATION ; TECH PRODUCTS 60163-2 | A059J634
a059j633_drw.pdf | 12 | 1 | BRACKET, MOUNTING ; OIL PRE-LUBE SYSTEM | A059J750
a059j633_drw.pdf |  |  | 10
a059j635_drw.pdf | ITEM
a059j635_drw.pdf | 1 | 1 | PLUG,PIPE; EXT HEX -12 NPT,STEEL | 12210-12
a059j635_drw.pdf | 2 | 1 | PLUG,PIPE; EXT HEX -16 NPT,STEEL | 12210-16
a059j635_drw.pdf | 3 | 1 | CONNECTOR,FEMALE ; -12 JIC X -12 FNPT,STEEL | 12240-12-12
a059j635_drw.pdf | 4 | 1 | CONNECTOR,FEMALE ; -16 JIC X -16 FNPT,STEEL | 12240-16-16
a059j635_drw.pdf | 5 | 1
a059j635_drw.pdf |  |  | NEEDED. RE-USE PLUG IF FUEL
a059j635_drw.pdf |  |  | INLET FITTING IS RELOCATED
a059j635_drw.pdf |  |  | 6
a059j635_drw.pdf |  |  | 3
a059j635_drw.pdf |  |  |  | 5
a059j635_drw.pdf |  |  | 1
a059j635_drw.pdf |  |  | 2
a059j635_drw.pdf |  |  | 7 | DIMENSIONS
a059j635_drw.pdf |  |  | 4 | [ ] ARE
a059j635_drw.pdf |  |  | DETAIL
a059j635_drw.pdf |  |  | SCALE .150
a059j635_drw.pdf |  |  |  | IN HARD USED FOR
a059j637_drw.pdf | 1 | 10 | WELD NUT, 3 PROJ, 3/8-16 SHORT PILOT | 80001364
a059j637_drw.pdf | 2 | 1 | CROSS MEMBER,RADIATOR ; . | A059J637-01
a059j637_drw.pdf | 3 | 2 | GUSSET; . | A059J637-02
a059j637_drw.pdf | 4 | 1 | SUPPORT; FRONT ENGINE | A059J637-03
a059j637_drw.pdf | 5 | 1 | WASHER,PLAIN; . | A059J637-04
a059j637_drw.pdf | 6 | 2 | GUSSET; . | A059J637-05
a059j643_drw.pdf | ITEM
a059j643_drw.pdf | 1 | 12 | NUT, 3 PROJ, 3/8-16 SHORT PILOT | 80001364
a059j643_drw.pdf | 2 | 1 | CROSS MEMBER,RADIATOR ; . | A059J643-01
a059j643_drw.pdf | 3 | 2 | PLATE,END; . | A059J643-02
a059j643_drw.pdf | 4 | 2 | PLATE,BRACE; . | A059J643-03
a059j643_drw.pdf |  |  | (3.82 )
a059j643_drw.pdf |  |  | [96.9]
a059j643_drw.pdf |  |  | .00
a059j643_drw.pdf |  |  | [0]
a059j643_drw.pdf |  |  | [0]
a059j643_drw.pdf |  |  | .00
a059j643_drw.pdf |  |  | .25
a059j644_drw.pdf | ITEM
a059j644_drw.pdf | 1 | 1 | BUSHING,REDUCING PIPE ; -16 NPT X -2 FNPT,STEEL | 12176-16-2
a059j644_drw.pdf | 2 | 1 | UNION; FNPT, STEEL | 12205-16
a059j644_drw.pdf | 3 | 1 | PLUG,PIPE; EXT HEX -16 NPT,STEEL | 12210-16
a059j644_drw.pdf | 4 | 1 | EXT HEX -2 NPT,STEEL | 12210-2
a059j644_drw.pdf | 5 | 1
a059j644_drw.pdf |  |  |  | 3009330
a059j644_drw.pdf | 9 | 4 | FLANGE HEAD CAP | 3903112
a059j644_drw.pdf | 10 | 1 | FUEL FILTER | 3959568
a059j644_drw.pdf | 11 | 1 | SPACER, DPEM; CFP23E | A042D888
a059j644_drw.pdf | 12 | 1 | HOSE,FUEL; CHECK VALVE TO DRAIN | A059D940
a059j644_drw.pdf | 13 | 1 | BRACKET,FILTER; DUPLEX FUEL,CFP23E HHP | A059J408
a059j644_drw.pdf | 14 | 1 | BRACKET,FILTER; DUPLEX FUEL,CFP23E HHP | A059J640
a059j644_drw.pdf | 15 | 2 | SEPARATOR, FUEL WATER | FS1013
a059j645_drw.pdf | ITEM
a059j645_drw.pdf | 1 | 1 | MOUNT,ENGINE; . | A059J645-01
a059j645_drw.pdf | 2 | 1 | PLATE,BASE; . | A059J645-02
a059j645_drw.pdf |  |  | 2.38
a059j645_drw.pdf |  |  | .00
a059j645_drw.pdf |  |  | .50
a059j645_drw.pdf |  |  | 2X
a059j647_drw.pdf | 1 | 1 | ASM,AIR INTAKE; QSF2.8 T4F | AA100041
a059j647_drw.pdf | 2 | 1 | ENGINE,BASE; QSF2.8 T4F, 74HP@2500RPM | BE100072
a059j647_drw.pdf | 3 | 1 | QSF2.8 T4F; ARRANGEMENT,DECAL | DE100027
a059j647_drw.pdf | 4 | 1 | ASM,COOLING FAN; QSF2.8 T4F | FN100017
a059j647_drw.pdf | 5 | 1 | ASM,FUEL SYSTEM; QSF2.8 T4F | FS100036
a059j647_drw.pdf | 6 | 1 | ASM,ELECTRICAL GENERAL; QSF2.8 T4F | GE100041
a059j647_drw.pdf | 7 | 1 | ASM,ENGINE MOUNT; QSF2.8 T4F | MM100040
a059j647_drw.pdf |  |  |  | 10
a059j652_drw.pdf | 1 | 2 | HOSE,PLAIN; 2"ID,3-1/8"LG | 364-200-3125
a059j652_drw.pdf | 2 | 1 | SENSOR,ENGINE SPEED | 4327239
a059j652_drw.pdf | 3 | 2 | CLAMP, AIR CLEANER | 3918223S
a059j652_drw.pdf | 4 | 1 | CLAMP, ACCUSEAL 3.0" | 90873A
a059j652_drw.pdf | 5 | 1 | TUBE,EXHAUST TRANSFER ; STR,3"ID/OD,9.75"LONG | A058M136
a059j652_drw.pdf | 6 | 1 | TUBE,AIR TRANSFER; INLET,AIR CLEANER,2" | A059J501
a059j652_drw.pdf | 7 | 1 | TUBE,AIR TRANSFER; INLET,TURBO,2" | A059J502
a059j652_drw.pdf | 14 | 1 | HARNESS,WIRING; CONTROLLER,VR SENSOR | C20594
a059j652_drw.pdf | 15 | 1 | HARNESS,EXTENSION; BUTTON,21 FEET | C20679
a059j652_drw.pdf | 16 | 1 | VALVE,AIR SHUTOFF; PH3,NO,2" | C50088
a059j652_drw.pdf | 17 | 1 |  | SCHWING19_010
a059j652_drw.pdf | 18 | 4 | CLAMP,T-BOLT; 2.19" - 2.50" | TB213
a059j652_drw.pdf |  |  | 10
a059j652_drw.pdf |  |  | 1
a059j652_drw.pdf |  |  | 16
a059j652_drw.pdf |  |  | 1
a059j654_drw.pdf | 1 | 6 | LUMBER, 1.88 x 4.00 x 178.00, HEAT TREATED & MARKED | A059J654-01
a059j654_drw.pdf | 2 | 8 | LUMBER, 3.00 x 3.63 x 89.00, HEAT TREATED & MARKED | A059J654-02
a059j654_drw.pdf | 3 | 2 | LUMBER, 3.63 x 6.00 x 89.00, HEAT TREATED & MARKED | A059J654-03
a059j654_drw.pdf | 4 | 6 | LUMBER, 1.50 x 6.00 x 178.00, HEAT TREATED & MARKED | A059J654-04
a059j654_drw.pdf | 5 | 12 | LUMBER, 1.75 x 4.00 x 12.00, HEAT TREATED & MARKED | A059J654-05
a059j654_drw.pdf | 6 | 42 | LUMBER, 1.75 x 4.00 x 6.00, HEAT TREATED & MARKED | A059J654-06
a059j654_drw.pdf |  |  | 5.00
a059j655_drw.pdf | ITEM
a059j655_drw.pdf | 1 | 1 | SKID, CFP60E; 178.00" L x 87.00 W" | A059G919
a059j655_drw.pdf | 2 | 2 | PANEL, SIDE; FRONT/REAR | A059J656
a059j655_drw.pdf | 3 | 2 | SIDE; - | A059J657
a059j655_drw.pdf | 4 | 1 | TOP; - | A059J658
a059j655_drw.pdf |  |  | A
a059j655_drw.pdf |  |  | A 2
a059j655_drw.pdf |  |  |  | SCALE
a059j656_drw.pdf | 1 | 5 | LUMBER, 1.50 x 3.50 x 71.00, HEAT TREATED & MARKED | A059J656-01
a059j656_drw.pdf | 2 | 2 | LUMBER, 1.50 x 3.50 x 87.00, HEAT TREATED & MARKED | A059J656-02
a059j656_drw.pdf | 3 | 1 | PLYWOOD, 48.00 x 79.50 x 0.50 THICK, HEAT TREATED & | MAAR0K5E9DJ656-03
a059j656_drw.pdf | 4 | 1 | PLYWOOD, 39.00 x 79.50 x 0.50 THICK, HEAT TREATED & | MAAR0K5E9DJ656-04
a059j656_drw.pdf |  |  | A | 79.50
a059j657_drw.pdf | 1 | 8 | LUMBER, 1.50 x 3.50 x 71.00, HEAT TREATED & MARKED | A059J657-01
a059j657_drw.pdf | 2 | 2 | LUMBER, 1.50 x 3.50 x 171.00, HEAT TREATED & MARKED | A059J657-02
a059j657_drw.pdf | 3 | 3 | PLYWOOD, 48.00 x 79.50 x 0.50 THICK, HEAT TREATED & | MAAR0K5E9DJ657-03
a059j657_drw.pdf | 4 | 1 | PLYWOOD, 34.00 x 79.50 x 0.50 THICK, HEAT TREATED & | MAAR0K5E9DJ657-04
a059j658_drw.pdf | 1 | 2 | LUMBER, 1.50 x 3.50 x 87.00, HEAT TREATED & MARKED | A059J658-01
a059j658_drw.pdf | 2 | 2 | LUMBER, 1.50 x 3.50 x 175.00, HEAT TREATED & MARKED | A059J658-02
a059j658_drw.pdf | 3 | 3 | PLYWOOD, 48.00 x 88.00 x 0.50 THICK, HEAT TREATED & | MAAR0K5E9DJ658-03
a059j658_drw.pdf | 4 | 1 | PLYWOOD, 35.00 x 88.00 x 0.50 THICK, HEAT TREATED & | MAAR0K5E9DJ658-04
a059j658_drw.pdf | 5 | 6 | LUMBER, 1.50 x 3.50 x 84.00, HEAT TREATED & MARKED | A059J658-05
a059j658_drw.pdf |  |  |  | 5
a059j658_drw.pdf |  |  | 88.00
a059j658_drw.pdf |  |  | 87.00
a059j664_drw.pdf | 1 | 1 | TUBE, AIR INLET | A058N426
a059j664_drw.pdf |  |  | (16.14)
a059j667_drw.pdf | 1 | 6 | NUT,SQUARE; 0.531" PILOTED (3/8-16 THREAD) | 2008
a059j667_drw.pdf | 2 | 1 | TOP PANEL; . | A059J667-1
a059j667_drw.pdf |  |  | 2
a059j667_drw.pdf |  |  | 0
a059j667_drw.pdf |  |  | 0
a059j667_drw.pdf |  |  | 2
a059j668_drw.pdf | 1 | 1 | PLATE,MOUNTING; AT MOUNT | A059J668-1
a059j668_drw.pdf | 2 | 4 | BRACKET,AFTERTREATMENT ; WASHER, ISOLATOR | A059J668-2
a059j668_drw.pdf |  |  | 1
a059j669_drw.pdf | 1 | 5 | NUT,SQUARE; 0.531" PILOTED (3/8-16 THREAD) | 2008
a059j669_drw.pdf | 2 | 1 | REAR PANEL ; . | A059J669-1
a059j669_drw.pdf | 3 | 1 | PANEL,BACK; SUPPORT BAR | A059J669-2
a059j669_drw.pdf |  |  | 0.25
a059j669_drw.pdf |  |  |  | 17.55
a059j669_drw.pdf |  |  | 135 $
a059j679_drw.pdf |  |  |  |  | REV
a059j679_drw.pdf | 1 | 1 | CHANNEL; . | A059J679-01 | 0
a059j679_drw.pdf | 2 | 1 | SUPPORT,BRACKET; RAD STRUT MOUNT | A059J679-02 | 0
a059j680_drw.pdf |  |  |  |  | REV
a059j680_drw.pdf | 1 | 1 | CHANNEL; . | A059J680-01 | 0
a059j680_drw.pdf | 2 | 1 | SUPPORT,BRACKET; RAD STRUT MOUNT | A059J680-02 | 0
a059j681_drw.pdf |  |  |  |  | REV
a059j681_drw.pdf | 1 | 1 | CHANNEL; MAIN | A059J681-01 | 0
a059j681_drw.pdf | 2 | 2 | PLATE; END | A059J681-02 | 0
a059j681_drw.pdf | 3 | 1 | PLATE; TOP | A059J681-03 | 0
a059j682_drw.pdf |  |  |  |  | REV
a059j682_drw.pdf | 1 | 1 | CHANNEL; MAIN | A059J682-01 | 0
a059j682_drw.pdf | 2 | 2 | PLATE; END | A059J682-02 | 0
a059j682_drw.pdf | 3 | 1 | PLATE; TOP | A059J682-03 | 0
a059j683_drw.pdf |  |  |  |  | REV
a059j683_drw.pdf | 1 | 1 | CHANNEL; MAIN | A059J683-01 | 0
a059j683_drw.pdf | 2 | 2 | PLATE; END | A059J683-02 | 0
a059j683_drw.pdf | 3 | 2 | SUPPORT,ACCESSORY; RAD SEAT | A059J683-03 | 0
a059j684_drw.pdf |  |  |  |  | REV
a059j684_drw.pdf | 1 | 1 | PLATE; MATING | A059J684-01 | 0
a059j684_drw.pdf | 2 | 1 | SUPPORT,BRACKET; OUT | A059J684-02 | 0
a059j684_drw.pdf | 3 | 1 | SUPPORT,BRACKET; MID | A059J684-03 | 0
a059j685_drw.pdf |  |  |  |  | REV
a059j685_drw.pdf | 1 | 1 | MAIN; BLOCK MOUNT | A059J685-01 | 0
a059j685_drw.pdf | 2 | 1 | BASE; . | A059J685-02 | 0
a059j685_drw.pdf | 3 | 1 | TOP; MOUNTING PAD | A059J685-03 | 0
a059j686_drw.pdf |  |  |  |  | REV
a059j686_drw.pdf | 1 | 1 | MAIN; BLOCK MOUNT | A059J686-01 | 0
a059j686_drw.pdf | 2 | 1 | BASE; MOUNTING | A059J686-02 | 0
a059j686_drw.pdf | 3 | 1 | TOP; MOUNTING PAD | A059J686-03 | 0
a059j687_drw.pdf |  |  |  |  | REV
a059j687_drw.pdf | 1 | 4 | WELD NUT, 3 PROJ, 1/4-20 LONG PILOT | 80001371 | 0
a059j687_drw.pdf | 2 | 1 | MAIN,SUPPORT,A/T STRUCTURE; A/T STRUCTURE | A059J687-01 | 0
a059j687_drw.pdf | 3 | 2 | GUSSETT; A/T SUPPORT | A059J687-02 | 0
a059j687_drw.pdf |  |  | .00
a059j688_drw.pdf |  |  |  |  | REV
a059j688_drw.pdf | 1 | 1 | MAIN; A/T STRUCTURE | A059J688-01 | 0
a059j688_drw.pdf | 2 | 2 | GUSSET; A/T STRUCTURE | A059J688-02 | 0
a059j689_drw.pdf |  |  |  |  | REV
a059j689_drw.pdf | 1 | 2 | WELD NUT, 3 PROJ, 1/4-20 LONG PILOT | 80001371 | 0
a059j689_drw.pdf | 2 | 1 | SUPPORT; A/T STRUCTURE | A059J689-01 | 0
a059j690_drw.pdf |  |  |  |  | REV
a059j690_drw.pdf | 1 | 2 | WELD NUT, 3 PROJ, 1/4-20 LONG PILOT | 80001371 | 0
a059j690_drw.pdf | 2 | 1 | SUPPORT; A/T STRUCTURE | A059J690-01 | 0
a059j691_drw.pdf | 1 | 13 | WELD NUT, 3 PROJ, 1/4-20 LONG PILOT | 80001371
a059j691_drw.pdf | 2 | 1 | MAIN; A/T ISOLATOR MOUNT | A059J691-01
a059j691_drw.pdf |  |  | 2
a059j691_drw.pdf |  |  | .00
a059j691_drw.pdf |  |  | SECTION
a059j691_drw.pdf |  |  | .00
a059j691_drw.pdf |  |  | .00
a059j692_drw.pdf |  |  |  |  | REV
a059j692_drw.pdf | 1 | 10 | WELD NUT, 3 PROJ, 3/8-16 SHORT PILOT | 80001364 | 0
a059j692_drw.pdf | 2 | 1 | MAIN; A/T BASE | A059J692-01 | 0
a059j693_drw.pdf |  |  |  |  | REV
a059j693_drw.pdf | 1 | 1 | MAIN; AIR CLEANER MOUNTING | A059J693-01 | 0
a059j693_drw.pdf | 2 | 2 | BRACE,SUPPORT; SIDE | A059J693-02 | 0
a059j693_drw.pdf | 3 | 1 | PLATE; REAR MOUNT,RH | A059J693-03 | 0
a059j693_drw.pdf | 4 | 1 | PLATE; REAR MOUNT,LH | A059J693-04 | 0
a059j693_drw.pdf |  |  |  | 2X
a059j696_drw.pdf | 1 | 1 | EXHAUST PIPE; ELBOW | A059J696-01
a059j696_drw.pdf | 2 | 1 | BELLOWS; TUBE | A059J696-02
a059j696_drw.pdf | 3 | 2 | TUBE; MARMON END | A059J696-03
a059j696_drw.pdf |  |  | (26 )
a059j696_drw.pdf |  |  | 10.53
a059j697_drw.pdf |  |  |  |  | REV
a059j697_drw.pdf | 1 | 4 | WELD NUT, 3 PROJ, 3/8-16 SHORT PILOT | 80001364 | 0
a059j697_drw.pdf | 2 | 1 | WELD NUT, 3 PROJ, 1/4-20 LONG PILOT | 80001371 | 0
a059j697_drw.pdf | 3 | 1 | GUARD,TOP RIGHT; RH,TOP | A059J697-01 | 0
a059j698_drw.pdf | 1 | 1 | BRACKET; . | A059J698-01
a059j698_drw.pdf | 2 | 1 | BRACKET; . | A059J698-02
a059j698_drw.pdf |  |  | .00
a059j698_drw.pdf |  |  | 1-2
a059j698_drw.pdf |  |  | 1-2
a059j698_drw.pdf |  |  | 7.42
a059j698_drw.pdf |  |  | .00 2.92 | [ ] ARE
a059j698_drw.pdf |  |  |  | THIS
a059j698_drw.pdf |  |  |  | IN HARD USED FOR
a059j698_drw.pdf |  |  | 4 | 3
a059j699_drw.pdf |  |  |  |  | REV
a059j699_drw.pdf | 1 | 3 | WELD NUT, 3 PROJ, 1/4-20 LONG PILOT | 80001371 | 0
a059j699_drw.pdf | 2 | 1 | WELD NUT, 3 PROJ, 5/16-18 LONG PILOT | 80001372 | 0
a059j699_drw.pdf | 3 | 1 | BRACKET,CABLE; ROUTING | A059J699-01 | 0
a059j700_drw.pdf |  |  |  |  | REV
a059j700_drw.pdf | 1 | 4 | WELD NUT, 3 PROJ, 1/2-13 SHORT PILOT | 80001368 | 0
a059j700_drw.pdf | 2 | 4 | WELD NUT, 3 PROJ, 1/4-20 LONG PILOT | 80001371 | 0
a059j700_drw.pdf | 3 | 1 | BRACKET,MOUNTING; MAIN | A059J700-01 | 0
a059j700_drw.pdf |  |  | .00
a059j700_drw.pdf |  |  | ( 2.00 )
a059j701_drw.pdf |  |  |  |  | REV
a059j701_drw.pdf | 1 | 1 | SUPPORT,BRACKET; MAIN | A059J701-01 | 0
a059j701_drw.pdf | 2 | 4 | BRACKET,BRACE; GUSSETT | A059J701-02 | 0
a059j702_drw.pdf |  |  |  |  | REV
a059j702_drw.pdf | 1 | 3 | WELD NUT, 3 PROJ, 1/4-20 LONG PILOT | 80001371 | 0
a059j702_drw.pdf | 2 | 1 | WELD NUT, 3 PROJ, 5/16-18 LONG PILOT | 80001372 | 0
a059j702_drw.pdf | 3 | 1 | BRACKET; MAIN | A059J702-01 | 0
a059j704_drw.pdf | ITEM | QTY |  |  | REV
a059j704_drw.pdf | 1 | 1 | WELD NUT, 3 PROJ, 3/8-16 SHORT PILOT | 80001364 | 0
a059j704_drw.pdf | 2 | 1 | BRACKET, FILTER ; STAGE 1 MOUNTING | A059J704-01 | 3
a059j704_drw.pdf | 3 | 2 | SPACER, MOUNTING ; FUEL FILTER BRACKET | A059J704-02 | 1
a059j715_drw.pdf | ITEM
a059j715_drw.pdf | 1 | 1 | TUBE,EXHAUST TRANSFER ; DOWNPIPE | A059J205
a059j715_drw.pdf | 2 | 1 | INSULATION,TUBE ; DOWNPIPE | A059J518
a059j720_drw.pdf | 1 | 2 | CONTACTOR, MANUAL OVERIDE, ;24PVN:535-0098, FIREPUMP | 8824-24
a059j720_drw.pdf | 2 | 1 | SKID, 60 x 19;2CFP23E HORIZONTAL FRAME | 12420
a059j720_drw.pdf | 3 | 1 | DRIVESHAFT, APT225 SHORT COUP;LEUD3200 SERIES | 13508
a059j720_drw.pdf | 4 | 1 | COMPANION FLANGE, U3200;SF65MM x 18MM | 13509-14
a059j720_drw.pdf | 5 | 1 | ADAPTER, U-JOINT, SAE #1, APT;22C5FP23E | 16599
a059j720_drw.pdf | 6 | 1 | SYSTEM, AIR CLEANE;RCFP23E | 17669
a059j720_drw.pdf | 7 | 1 | ASSEMBLY, CONTROL PANEL MOUNT;INCGFP POWER UNITS | 21249
a059j720_drw.pdf | 8 | 1 | ASSEMBLY,
a059j720_drw.pdf |  |  |  | A042A569
a059j720_drw.pdf | 13 | 1 | ENCLOSURE, INTERFA;CEBATTERY CHARGER FIRE PUMP | A042C868
a059j720_drw.pdf | 14 | 1 | ASSEMBLY, ENGINE SUPPO;RTCFP23E, ISOLATORS | A042E241
a059j720_drw.pdf | 15 | 77 | HARDENER, CLEAR CO;AT | A042E529
a059j720_drw.pdf | 16 | 77 | REDUCER, CLEAR COA;T | A042E530
a059j720_drw.pdf | 17 | 1 | ASSEMBLY, SECONDARY E;CMCFP23E | A042G363
a059j720_drw.pdf | 18 | 1 | ASSEMBLY,SENSOR & HARNESSI;NCGFP23E | A042H300
a059j720_drw.pdf | 19 | 1 | COOLING LOOP, 1-1/4", 2;4VRAW WATER, CFP23E | A042H737
a059j720_drw.pdf | 20 | 1 | CONTROL ASSEMBL;YFPDP, ELECTRONIC, STAINLESS STEEL | A042H781
a059j720_drw.pdf | 21 | 1 | ASSEMBLY, ACCESSORY MOUNTI;NCGFP23E | A042J046
a059j720_drw.pdf | 22 | 1 | ASSEMBLY, COOLANT HEAT;ERCFP23E | A042J192
a059j720_drw.pdf | 23 | 1 | MANUAL, CFP23;E | A042J564
a059j720_drw.pdf | 24 | 1 | ASSEMBLY, 24VDC ENGI;NECFP23E-F10/20/30/40/50/60/70 | A042K087
a059j720_drw.pdf | 29 | 1 | ARRANGEMENT, DECA;LCFP23E, RUSSIAN | DE100025
a059j720_drw.pdf | 30 | 1 | PLUG, 1/2 NP;T | LTL-SCSP12
a059j721_drw.pdf | ITEM
a059j721_drw.pdf | 1 | 1 | MANUAL, CFP50 | A042J566
a059j721_drw.pdf | 2 | 1 | BRACKET, THROTTLE CONTROL ; CFP50 | A062Z709
a059j721_drw.pdf | 3 | 1 | ENGINE, CFP50-F50/60/70/80 ; KTA50-G9, 1800RPM - 2220HP | CFP50F50-F80OGLB_DAV
a059j721_drw.pdf | 4 | 188 | BLUE 15W40; (QUART) | V705290
a059j721_drw.pdf |  |  | 3
a059j721_drw.pdf |  |  |  | DIMENSIONS
a059j721_drw.pdf |  |  |  | [ ] ARE
a059j721_drw.pdf |  |  |  | ANGULAR
a059j721_drw.pdf |  |  |  | IN HARD USED FOR
a059j722_drw.pdf | ITEM
a059j722_drw.pdf | 1 | 1 | GAUGE, 0-100 PSI; 1/4" NPT STN STL | 13113
a059j722_drw.pdf | 2 | 1 | VALVE, BALL, 1/4" NPT,; APOLLO 77-100 (MARINE) | 15759-04
a059j722_drw.pdf | 3 | 1 | NIPPLE, NAVAL BRONZE, 1/4" X CLOSE | 15760
a059j722_drw.pdf | 4 | 3 | EXT HEX 1/4" NPT,BRONZE | 15793_4
a059j722_drw.pdf | 5 | 7
a059j722_drw.pdf |  |  |  | 16487
a059j722_drw.pdf | 9 | 10 | 2-1/2" PIPE X 0.12 THICK ; SEA WATER COMPATIBLE | 16488
a059j722_drw.pdf | 10 | 4 | VALVE LABEL; FLANGED BALL VALVE | 16524
a059j722_drw.pdf | 11 | 2 | DECAL, VALVE LABEL ; OPEN - NON-AUTOMATIC CLOSED | 16525
a059j722_drw.pdf | 12 | 2 | DECAL, VALVE LABEL; EMERGENCY OPEN - NORMALY CLOSED | 16526
a059j722_drw.pdf | 13 | 2 | BRACKET, MTG, COOLING LOOP ; CFP50 | 17924
a059j722_drw.pdf | 14 | 1 | WELDMENT, COOLING LOOP INFEED ; SEA WATER COMPATABLE | 17927
a059j722_drw.pdf | 15 | 1 | WELDMENT, COOLING LOOP DISCHARGE ; SEA WATER COMPATABLE | 17928
a059j722_drw.pdf | 16 | 1 | BRACKET, COOLING LOOP ; CFP50 | A042G133
a059j722_drw.pdf | 17 | 1 | BRACKET, COOLING LOOP ; CFP50 | A042G137
a059j722_drw.pdf | 18 | 1 | PIPING ; CFP50 | A042G138
a059j722_drw.pdf | 22 | 2 | ; 2 1/2" FLANGED, SEA WATER | A058M433
a059j722_drw.pdf | 23 | 1 | WATER TRANSFER; 2-1/2" PIPE,SEA WATER COMP | A059J723
a059j722_drw.pdf | 24 | 1 | BRACKET, MOUNTING ; CFP50, COOLING LOOP | A059J724
a059j741_drw.pdf | 1 | 1 | SPACER, FAN PILOT | 3628134
a059j741_drw.pdf | 2 | 1 | FAN,ENGINE; 56.00" DIA, SUCKER | A058Z482
a059j742_drw.pdf | 1 | 1 | PLATE,MOUNTING; ENGINE,REAR | A059J742-01
a059j742_drw.pdf | 2 | 1 | PLATE,MOUNTING; . | A059J742-02
a059j742_drw.pdf | 3 | 1 | GUSSET; . | A059J742-03
a059j742_drw.pdf |  |  | .00 [0]
a059j742_drw.pdf |  |  | (8.50 [215.9])
a059j743_drw.pdf | 1 | 5 | NUT,WELD; 3 PROJ,3/8-16 SHORT PILOT | 80001364
a059j743_drw.pdf | 2 | 1 | MOUNT,ENGINE; LEFT,REAR | A059J743-01
a059j743_drw.pdf | 3 | 1 | MOUNT,ENGINE; LEFT,REAR | A059J743-02
a059j743_drw.pdf | 4 | 1 | SPACER,MOUNTING; LEFT,REAR | A059J743-03
a059j743_drw.pdf |  |  |  | 2
a059j743_drw.pdf |  |  |  | WELDNUTS
a059j750_drw.pdf | ITEM
a059j750_drw.pdf | 1 | 1 | BRACKET, MOUNTING ; - | A059J751
a059j750_drw.pdf | 2 | 2 | PLATE, COVER; - | A059J752
a059j750_drw.pdf |  |  | (37.13 )
a059j761_drw.pdf | ITEM
a059j761_drw.pdf | 1 | 1 | SENDER, WATER TEMPERATURE ; 1/2" NPT (REF PRINT 8862) | 02025-00
a059j761_drw.pdf | 2 | 1 | SENDER, PRESURE; DATCON #02504-00 | 8863
a059j761_drw.pdf | 3 | 1 | BUSHING,REDUCING PIPE ; -4 NPT X -2 FNPT,BRASS | 14783-4-2
a059j761_drw.pdf | 4 | 1 | PICKUP,MAGNETIC | 3034572
a059j761_drw.pdf |  |  |  | DIMENSIONS
a059j761_drw.pdf |  |  |  | [ ] ARE
a059j761_drw.pdf |  |  | SEE DETAIL
a059j761_drw.pdf |  |  |  | IN HARD USED FOR
a059j767_drw.pdf | ITEM
a059j767_drw.pdf | 1 | 1 | ASM,AIR INTAKE; REAR, OPTIAIR | AA11585
a059j767_drw.pdf | 2 | 1 | ENGINE, B4.5 STAGE V ; B4.5 STAGE V | BE11004
a059j767_drw.pdf | 3 | 1 | DECALS, INFORMATION ; B4.5 STAGE V | DE11177
a059j767_drw.pdf | 4 | 1 | FAN ; 4.5" SPACERS,20" FAN,SUCKER | FN11007
a059j767_drw.pdf | 5 | 1
a059j767_drw.pdf |  |  |  | IN11400
a059j767_drw.pdf | 9 | 1 | MOUNT ; REAR PEDESTALS,SAE#3 | MM11557
a059j767_drw.pdf | 10 | 1 | ASM,ENGINE MOUNT ; FRONT PEDESTALS | MM11558
a059j767_drw.pdf | 11 | 1 | ASM,PRODUCT GUARD ; FAN & BELT GUARDING | PG11020
a059j767_drw.pdf | 12 | 1 | ASM,PRODUCT GUARD ; STONE GUARD | PG11021
a059j767_drw.pdf | 13 | 1 | ASM,COOLING SYSTEM ; HYDAC | RA11753
a059j767_drw.pdf | 14 | 1 | SHIPPING ACCESS ; SKID | SK11006
a059j767_drw.pdf | 15 | 1 | WIRING HARNESS ; DEF EXTENSION, 2M, 12V/24V | WH11019
a059j767_drw.pdf | 16 | 1 | WIRING HARNESS ; AFTERTREATMENT, 12V/24V | WH11022
a059j767_drw.pdf | 17 | 1 | WIRING HARNESS ; DEF SYSTEM, 12V | WH11023
a059j767_drw.pdf | 18 | 1 | WIRING HARNESS ; MAIN ENGINE, 12V/24V | WH11030
a059j767_drw.pdf | 22 | 1 | AT ACCESS; COOLANT LINES, 12.5 FT | XA11060
a059j767_drw.pdf | 23 | 1 | AFTERTREATMENT ; AFTERTREATMENT-12V/24V,SE-270,SO-270 | XH11451
a059j767_drw.pdf | 24 | 1 | ASM,EXHAUST SYSTEM ; MOUNTING, 9SS CANISTER | XH11516
a059j767_drw.pdf | 25 | 1 | EXHAUST SYSTEM, ; 90-DEG ELBOW | XH11577
a059j767_drw.pdf | 26 | 1 | ASM,DEF PRESSURE LINE ; 12V, EPDM, 3000MM, A058T899 | XP11053
a059j767_drw.pdf | 27 | 1 | ASM,DEF RETURN LINE ; 12V, EPDM, 500MM, A047Y473 (50002148) | XR11001
a059j767_drw.pdf | 28 | 1 | ASM,DEF SUCTION LINE ; 12V, EPDM, 500MM, A047U834 (50002149) | XS11001
a059j767_drw.pdf | 29 | 1 | ASM,DEF TANK; DEF TANK TRAY, 5 GAL LANDSCAPE | XT11001
a059j767_drw.pdf | 30 | 1 | ASM,DEF TANK; 5 GAL TANK, LANDSCAPE, BLACK | XT11015
a059j767_drw.pdf | DE11177,
a059j767_drw.pdf | WH11023,WH11030, | WH11023,WH11030, | WH11033, XA11037, XA11060,
a059j767_drw.pdf | XR11001 | XR11001 | AND XS11001 OMITTED FOR CLARITY.
a059j767_drw.pdf | NOTES:
a059j767_drw.pdf |  | (CUMMINS
a059j767_drw.pdf |  |  | MUST USE ULTRA LOW SULFUR DIESEL
a059j767_drw.pdf |  |  | SERVICE BULLETIN 3379001).
a059j767_drw.pdf |  |  | (LF OPTION) AND FUEL FILTER (FF | ARE
a059j767_drw.pdf | TO | BE | EVERY 500 HOURS OR 6 MONTHS.
a059j767_drw.pdf |  |  | INFORMATION:
a059j767_drw.pdf |  | FH9481: | SAE#3, M10 X 1.5 THREAD, 1.2" DEEP
a059j767_drw.pdf | 12 | HOLES | EQUALLY SPACED ON A 16.87" BOLT CIRCLE
a059j767_drw.pdf |  | FW9857: | SAE#3 3/8-16 UNC THREAD, 0.8" DEEP
a059j767_drw.pdf |  | HOLES
a059j767_drw.pdf |  |  | UP TO 0.25" FROM NOMINAL.
a059j769_drw.pdf | ITEM
a059j769_drw.pdf | 1 | 2 | PLYWOOD; 48X66.98X1/2 | A059J769-01
a059j769_drw.pdf | 2 | 4 | PLYWOOD; 48X90.50X1/2 | A059J769-02
a059j769_drw.pdf | 3 | 2 | PLYWOOD; 48X87.500X1/2 | A059J769-03
a059j769_drw.pdf | 4 | 2 | 18.89X87.50X1/2 | A059J769-04
a059j769_drw.pdf | 5 | 2
a059j769_drw.pdf |  |  | 3
a059j769_drw.pdf |  |  | 2
a059j769_drw.pdf |  |  | 2
a059j783_drw.pdf | ITEM
a059j783_drw.pdf | 1 | 1 | ALTERNATOR; QSK 50,C653A-1,260A | A059J595
a059j783_drw.pdf | 2 | 1 | CONTAINER,SHIPPING ; QSK50,EXPORT SKID | A059J769
a059j783_drw.pdf | 3 | 1 | GUARD,ALTERNATOR | 3643264
a059j783_drw.pdf | 4 | 4 |  | 5302985
a059j783_drw.pdf | 5 | 1
a059j783_drw.pdf |  |  |  | 3035084
a059j783_drw.pdf | 9 | 4 | ISOLATOR,VIBRATION | 3035083
a059j783_drw.pdf | 10 | 2 | WASHER,PLAIN | 3042329
a059j783_drw.pdf | 11 | 2 | SCREW,HEXAGON HEAD CAP | S117
a059j783_drw.pdf | 12 | 4 | WASHER,PLAIN | 3033800
a059j783_drw.pdf | 13 | 4 | NUT,LOCK | 3175239
a059j783_drw.pdf |  |  | SHIPPED LOOSE BILL OF MATERIALS
a059j783_drw.pdf | ITEM | QTY | DESCRIPTION | PART NUMBER
a059j783_drw.pdf | 17 | 4 | MOUNT ; - | A046S324
a059j783_drw.pdf | 18 | 2 | DEVICE,AFTERTREATMENT ; SCR,EIEO | A049B950
a059j783_drw.pdf | 19 | 4 | CONNECTOR,STRAIGHT ; NORMA PS3 NW8,FEMALE | A055A864
a059j783_drw.pdf | 20 | 1 | HEATER,FUEL; 24VDC,195W | SP1313
a059j783_drw.pdf | 21 | 2 | MODULE,DOSER FLUID SUPPLY ; 24V,COOLANT HEAT | A057S714
a059j783_drw.pdf | 22 | 1 | VALVE, RELIEF; -16 JIC | A042D756
a059j783_drw.pdf | 23 | 1 | PUMP,FUEL,4 GPM,24VDC ; QST30 | 19583
a059j783_drw.pdf | 24 | 1 | ASM,EXHAUST SYSTEM ; QSK50 | A064N290
a059j783_drw.pdf | 25 | 1 | ASM,EXHAUST SYSTEM ; QSK50 | A064N295
a059j783_drw.pdf |  |  | 22
a059j783_drw.pdf |  |  | 1
a059j783_drw.pdf |  |  | 1
a059j783_drw.pdf |  |  | 1 4
a059j783_drw.pdf |  |  | 4
a059n784_drw.pdf | ITEM
a059n784_drw.pdf | 1 | 1 | BRACKET,MOUNTING ; REAR ENGINE FOOT VERTICAL | A058J551
a059n784_drw.pdf | 2 | 1 | BRACKET,MOUNTING ; REAR ENGINE FOOT VERTICAL | A058J552
a059n784_drw.pdf | 3 | 1 | BRACKET,MOUNTING ; REAR ENGINE FOOT BASE | A059N783
a059n784_drw.pdf |  |  | 2.00
a059n784_drw.pdf |  |  | 2X 4.98
a059n784_drw.pdf |  |  | (6.25)
a059n784_drw.pdf |  |  | 3.70
a059n830_drw.pdf | 1 | 1 | DOOR, SWINGING; . | A059N831
a059n830_drw.pdf | 2 | 1 |  | FB-XXX
a059n848_drw.pdf | 1 | 2 | SUPPORT | 70038921E
a059n848_drw.pdf | 2 | 1 | DOOR,ACCESS;POWER UNIT ENCLOSURE | A060P898
a059n848_drw.pdf |  |  | REFERENCE EXPLODED | VIEW
a059n848_drw.pdf |  |  | SCALE 0.250
a059n848_drw.pdf |  |  | CLASS A SURFACE
a059n848_drw.pdf |  |  | HIGH COSMETIC VALUE
a059n853_drw.pdf | 1 | 3 | CLAMP, SPRING LOADED T-BOLT; 3.28-3.58 | 12975-0350
a059n853_drw.pdf | 2 | 1 | CLAMP, SPRING LOADED T-BOLT; 4.28-4.58 | 12975-0450
a059n853_drw.pdf | 3 | 3 | CLAMP, T-BOLT; 4.28-4.59 | 13164-0450
a059n853_drw.pdf | 4 | 1 | REDUCER,TUBE; INLET | 3316617-S
a059n853_drw.pdf | 5 | 1 | COUPLING,RUBBER,3"; CUMMINS FILTRATION,HOSE | 3316606S
a059n853_drw.pdf | 6 | 1 | AIR
a059n853_drw.pdf |  |  |  | AH19260
a059n853_drw.pdf | 9 | 1 | SENSOR, 3.00" | SP1254
a059n853_drw.pdf |  |  | 1
a059n853_drw.pdf |  |  | 3
a059n853_drw.pdf |  |  | 9
a059n853_drw.pdf |  |  | 1
a059n853_drw.pdf |  |  | 5
a059n853_drw.pdf |  |  | 1
a059n854_drw.pdf | 1 | 2 | CLAMP, SPRING LOADED T-BOLT; 3.28-3.58 | 12975-0350
a059n854_drw.pdf | 2 | 1 | CLAMP, SPRING LOADED T-BOLT; 4.28-4.58 | 12975-0450
a059n854_drw.pdf | 3 | 1 | CLAMP, SPRING LOADED T-BOLT; 4.78-5.08 | 12975-0500
a059n854_drw.pdf | 4 | 2 | CLAMP, T-BOLT; 4.28-4.59 | 13164-0450
a059n854_drw.pdf | 5 | 2 | T-BOLT; 4.78-5.09 | 13164-0500
a059n854_drw.pdf | 6 | 1
a059n854_drw.pdf |  |  |  | 3946456S_CCR
a059n854_drw.pdf | 9 | 1 | HUMP, REDUCER, 4.5" X 4.0"; MISSION RUBBER 45H4 | 45H4
a059n854_drw.pdf | 10 | 1 | W/SENSOR BOSS; AIR INTAKE, 1000 SERIES | A042J150
a059n854_drw.pdf | 11 | 1 | HOUSING, AIR CLEANER; FLEETGUARD AH19479 | AH19479_CCR
a059n854_drw.pdf |  |  | 2
a059n854_drw.pdf |  |  | 1
a059n854_drw.pdf |  |  | 6
a059n854_drw.pdf |  |  | 1
a059n854_drw.pdf |  |  | 10
a059n854_drw.pdf |  |  | 1
a059n854_drw.pdf |  |  | 1
a059n854_drw.pdf |  |  | 2
a059n855_drw.pdf | ITEM
a059n855_drw.pdf | 1 | 2 | CLAMP, SPRING LOADED T-BOLT ; 4.28-4.58 | 12975-0450
a059n855_drw.pdf | 2 | 3 | CLAMP, T-BOLT; 4.28-4.59 | 13164-0450
a059n855_drw.pdf | 3 | 1 | HOSE, 4.0"DIA ; - | 3316608S_CCR
a059n855_drw.pdf | 4 | 1 | AIR CLEANER ; - | 3918197S
a059n855_drw.pdf | 5 | 1
a059n855_drw.pdf |  |  | 1
a059n855_drw.pdf |  |  | 2
a059n855_drw.pdf |  |  | 3
a059n855_drw.pdf |  |  | 1
a059n856_drw.pdf | ITEM
a059n856_drw.pdf | 1 | 1 | CLAMP, SPRING LOADED T-BOLT ; 4.28-4.58 | 12975-0450
a059n856_drw.pdf | 2 | 1 | CLAMP, SPRING LOADED T-BOLT ; 4.78-5.08 | 12975-0500
a059n856_drw.pdf | 3 | 2 | T-BOLT; 4.28-4.59 | 13164-0450
a059n856_drw.pdf | 4 | 2 | T-BOLT; 4.78-5.09 | 13164-0500
a059n856_drw.pdf | 5 | 2
a059n856_drw.pdf |  |  | 2
a059n856_drw.pdf |  |  | 6
a059n864_drw.pdf | ITEM
a059n864_drw.pdf | 1 | 1 | BRACKET, EXPANSION TANK ; VENT LINE ROUTING | A059N865
a059n864_drw.pdf | 2 | 1 | GUSSET; EXPANSION TANK VENT | A060R708
a059n864_drw.pdf |  |  | REFERENCE EXPLODED VIEW
a059n864_drw.pdf |  |  |  | .25
a059n864_drw.pdf |  |  | C | C
a059n866_drw.pdf | 1 | 12 | NUT,WELD,HEX; 3/8-16 | 25284_38-16 | ---
a059n866_drw.pdf | 2 | 1 | BRACKET,MOUNTING; 15 GAL PORTRAIT DEF TANK | A059N843 | A
a059n869_drw.pdf | ITEM | QTY
a059n869_drw.pdf | 1 | 3 | CLAMP,V BAND,4 INCH; STANDARD MARMON | A029T534
a059n869_drw.pdf | 2 | 1 | VALVE,CONTROL; 24V | A047S305
a059n869_drw.pdf | 7 | 1 | DEVICE,AFTERTREATMENT ; EIEO, 24V | A058V628
a059n869_drw.pdf | 8 | 1 | MODULE, DOSER FLUID SUPPLY ; UL | A060X250
a059n869_drw.pdf | 9 | 1 | TUBE,DEF; SUCTION, 12V, EPDM, 1500MM (YELLOW TAPE) | A061T692
a059n869_drw.pdf | 10 | 1 | ENGINE,BASE; B6.7 STAGE V - 58025 | BE100138
a059n869_drw.pdf | 11 | 3 | GASKET,4"; STANDARD MARMON | Q312526
a059n869_drw.pdf | 12 | 1 | SWITCH,COOLANT LEVEL; SENSOR | S298/201
a059n879_drw.pdf | ITEM
a059n879_drw.pdf | 1 | 1 | BRACKET,AIR TUBE ; . | A059N879-1
a059n879_drw.pdf | 2 | 1 | GUSSET; . | A059N879-3
a059n879_drw.pdf |  |  | (6.10)
a059n879_drw.pdf |  |  | 4.72
a059n879_drw.pdf |  |  | .00
a059n879_drw.pdf |  |  |  | .00
a059z181_drw.pdf | 1 | 3 | NUT,SQUARE; 0.469" PILOTED (5/16-18 THREAD) | 2006
a059z181_drw.pdf | 2 | 9 | NUT,SQUARE; 0.531" PILOTED (3/8-16 THREAD) | 2008
a059z181_drw.pdf | 3 | 1 | CORNER PANEL; L/H | A059Z190
a059z181_drw.pdf |  |  | 2
a059z181_drw.pdf |  |  | 3
a059z181_drw.pdf |  |  |  | DIMENSIONS
a059z181_drw.pdf |  |  |  | [ ] ARE IN: .
a059z181_drw.pdf |  |  |  | X.XX:: ##
a059z181_drw.pdf |  |  |  | XX..XXXXX:: ##
a059z181_drw.pdf |  |  |  | IN HARD COPY OR
a059z182_drw.pdf | 1 | 3 | NUT,SQUARE; 0.469" PILOTED (5/16-18 THREAD) | 2006
a059z182_drw.pdf | 2 | 9 | NUT,SQUARE; 0.531" PILOTED (3/8-16 THREAD) | 2008
a059z182_drw.pdf | 3 | 1 | FRONT CORNER PANEL | A059Z191
a059z182_drw.pdf |  | (46.39 | )
a059z182_drw.pdf |  |  |  | DIMENSIONS
a059z182_drw.pdf |  |  |  | [ ] ARE IN: .
a059z182_drw.pdf |  |  | (3.00) (11.31
a059z182_drw.pdf |  |  |  | X.XX:: ##
a059z182_drw.pdf |  |  |  | XX..XXXXX:: ##
a059z182_drw.pdf |  |  |  | IN HARD COPY OR
a059z194_drw.pdf | 1 | 1 | UPPER BACK PANEL; 9L | A059Z195
a059z196_drw.pdf | 1 | 1 | FRONT FAN GAURD; 9L | A059Z199
a059z196_drw.pdf | 2 | 110 | ROD | ROD_3-16X32-5
a059z196_drw.pdf | 3 | 81 | ROD | ROD_3-16X40
a059z196_drw.pdf |  |  | (32.50 )
a059z196_drw.pdf |  | (40.00
a059z204_drw.pdf | 1 | 5 | NUT,SQUARE; 0.531" PILOTED (3/8-16 THREAD) | 2008
a059z204_drw.pdf | 2 | 1 | PANEL,SIDE; LR SIDE PANEL,9L | A059Z193 1
a059z204_drw.pdf |  |  | (7.31)
a059z204_drw.pdf |  |  | 1
a059z204_drw.pdf |  |  | (46.39 )
a059z204_drw.pdf |  |  | 1
a059z204_drw.pdf |  |  |  | DIMENSIONS
a059z204_drw.pdf |  |  |  | [ ] ARE IN: .
a059z204_drw.pdf |  |  |  | X.XX:: ##
a059z204_drw.pdf |  |  |  | XX..XXXXX:: ##
a059z204_drw.pdf |  |  |  | IN HARD COPY OR
a059z205_drw.pdf | 1 | 5 | NUT,SQUARE; 0.531" PILOTED (3/8-16 THREAD) | 2008
a059z205_drw.pdf | 2 | 1 | SIDE PANEL; RR | A059Z192 1
a059z205_drw.pdf |  |  | (3.00)
a059z205_drw.pdf |  |  | ALL WELD NUTS
a059z205_drw.pdf |  | (46.39
a059z205_drw.pdf |  |  | 2
a059z205_drw.pdf |  |  | 1
a059z205_drw.pdf |  |  |  | DIMENSIONS
a059z205_drw.pdf |  |  |  | [ ] ARE IN: .
a059z205_drw.pdf |  |  |  | X.XX:: ##
a059z205_drw.pdf |  |  |  | XX..XXXXX:: ##
a059z205_drw.pdf |  |  |  | IN HARD COPY OR
a060p880_drw.pdf |  |  |  | A A060P880_01
a060p880_drw.pdf | 3 | 2 | PLATE,BASE PLATE,MOUNTING | A A060P880_02
a060p887_drw.pdf | 1 | 1 | HARNESS,ENG CNT WIRING ; B6.7 STAGE V | A058L875
a060p887_drw.pdf | 2 | 1 | HARNESS,WIRING; AFTERTREATMENT B6.7 STAGE V | A058L878
a060p887_drw.pdf | 3 | 1 | HARNESS,WIRING; DEF EXTENSION, 2M | A058L915
a060p887_drw.pdf | 4 | 1 | ASM,AIR INTAKE; B6.7 STAGE V PU | AA100010
a060p887_drw.pdf | 5 | 1 | ENGINE,POWER SYSTEM ; B6.7 STAGE V FR95885 24V | BE100017
a060p887_drw.pdf | 6 | 1 | ASM, ENCLOSURE; B6.7 STAGE V PU | EN100003
a060p887_drw.pdf | 7 | 1 | VALVE, ENGINE OIL DRAIN | EZ2H
a060p887_drw.pdf | 8 | 1 | ASM,COOLING FAN; SUCKER | FN100001
a060p887_drw.pdf | 9 | 1 | ASM,ELECTRICAL GENERAL; A060P887 | GE100024
a060p887_drw.pdf | 10 | 1 | ADAPTER,O-RING | M4601-8-M18 NWO
a060p887_drw.pdf | 11 | 1 | ADAPTER,O-RING | M4604-10-M18-O-SHORT
a060p887_drw.pdf | 12 | 1 | FRAME,MOUNTING; 6.7L ENGINES | MAS34
a060p887_drw.pdf | 13 | 1 | BATTERY OPTION | MAS38
a060p887_drw.pdf | 14 | 1 | ASM,COOLING SYSTEM; B6.7 STAGE V PU | RA100005
a060p887_drw.pdf | 15 | 1 | ASM,EXH AT ACCESS; B6.7 STAGE V PU | XA100004
a060p887_drw.pdf | 16 | 1 | ASM,EXHAUST SYSTEM ; B6.7 STAGE V PU | XH100011
a060p887_drw.pdf |  | *ITEM
a060p887_drw.pdf |  | *ITEM
a060p890_drw.pdf |  |  |  |  | REV
a060p890_drw.pdf | 1 | 1 | BRACKET,MOUNTING ; ENGINE MOUNT | A060P890_01 | A
a060p890_drw.pdf | 2 | 1 | BRACKET,MOUNT; ENGINE MOUNT | A060P890_02 | A
a060p892_drw.pdf | ITEM
a060p892_drw.pdf | 1 | 1 | ENGINE,POWERSYSTEM ; QSX15 T4F, 535HP@2100RPM, 24V | A059H456
a060p892_drw.pdf | 2 | 1 | ASM,AIR INTAKE; QSX15 T4F | AA100018
a060p892_drw.pdf | 3 | 1 | ASM,ENGINE DRIVEN ACCESS ; REFRIGERANT COMPRESSOR | AD100006
a060p892_drw.pdf | 4 | 1 | WEATHER ACCESS ; QSX15 T4F | CW100002
a060p892_drw.pdf | 5 | 1
a060p892_drw.pdf |  |  |  | FS100015
a060p892_drw.pdf | 9 | 1 | MOUNT; QSX15 T4F | MM100016
a060p892_drw.pdf | 10 | 1 | ASM,OIL FILTER REM; LF1278 MOUNTING BRACKETS AND HARDWARE | OR100005
a060p892_drw.pdf | 11 | 1 | ASM,COOLING SYSTEM ; A060P892,QSX15 T4F | RA100022
a060p892_drw.pdf | 12 | 1 | ASM,WIRING HARNESS; QSX15 T4F 24V | WH100007
a060p892_drw.pdf | 13 | 1 | ASM,EXH AT ACCESS; A060P892,QSX15 T4F, 24V | XA100010
a060p892_drw.pdf | 14 | 1 | ASM,EXHAUST SYSTEM; A060P892,QSX15 T4F 24V | XH100024
a060p917_drw.pdf | 1 | 1 | ENGINE,POWERSYSTEM; QSB4.5,T3,LL-1189-785 | A060P916
a060p917_drw.pdf | 2 | 1 | CORD, 72" 120V HIGH HEAT | 3600048
a060p917_drw.pdf | 3 | 2 | SCREW,HEX FLANGE HEAD CAP | 3900629
a060p917_drw.pdf | 4 | 1 | CLAMP,SPRING HOSE | 3909395
a060p917_drw.pdf | 5 | 1 | OIL GAUGE | 3924347
a060p917_drw.pdf | 6 | 1
a060p917_drw.pdf |  |  |  | 4002001310F0050
a060p917_drw.pdf | 9 | 2 | CONNECTOR,QCK DISCONNECT; 90DEG, J2044 080, 5/16"HOSE | RCF9NV-080-05-10
a060p917_drw.pdf |  |  | 6 3 2 1
a060p917_drw.pdf |  |  | #:LL-1189-785
a060p917_drw.pdf |  |  | 201505170199 | 4
a060p917_drw.pdf |  | PRODUCT | ID: QSB4.5 130 HP @ 2200 RPM | 1
a060p917_drw.pdf |  | EMISSION | CERTIFICATION: TIER 3
a060p934_drw.pdf | ITEM
a060p934_drw.pdf | 1 | 4 | NUT; 3 PROJECTION, PILOTED | 80001361
a060p934_drw.pdf | 2 | 2 | NUT; 3 PROJECTION, PILOTED | 80001364
a060p934_drw.pdf | 3 | 1 | BRACKET,AFTERTREATMENT ; FRONT | A060P934-1
a060p934_drw.pdf | 4 | 2 | . | A060P934-3
a060p934_drw.pdf | 5 | 2
a060p934_drw.pdf |  |  | .00
a060p934_drw.pdf |  |  | FOR ALL GUSSET
a060p934_drw.pdf |  |  | 2X 3.77
a060p934_drw.pdf |  |  | 2X 7.62
a060p934_drw.pdf |  |  | 2 PLACES
a060p934_drw.pdf |  |  | 1
a060p936_drw.pdf | ITEM
a060p936_drw.pdf | 1 | 4 | NUT, 3 PROJ, 1/4-20 SHORT PILOT | 80001361
a060p936_drw.pdf | 2 | 1 | BRACKET,AFTERTREATMENT REAR ; . | A060P936-1
a060p936_drw.pdf | 3 | 2 | GUSSET; . | A060P936-2
a060p936_drw.pdf | 4 | 3 | . | A060P936-3
a060p936_drw.pdf | 5 | 2
a060p936_drw.pdf |  |  | 2X | 1
a060p936_drw.pdf |  |  | ..0000
a060p936_drw.pdf |  |  | G
a060p936_drw.pdf |  |  | (2X 10.33)
a060p936_drw.pdf |  |  |  | 5
a060p937_drw.pdf | 1 | 1 | PLUG,THREADED | 3902435
a060p937_drw.pdf | 2 | 1 | TUBE,EXHAUST OUTLET ; _ | 3903552
a060p937_drw.pdf | 3 | 1 | BAND | 3903652
a060p937_drw.pdf | 6 | 1 | OUTLET | 3928032
a060p937_drw.pdf | 7 | 2 | WASHER,SEALING | 3963988
a060p937_drw.pdf | 8 | 1 | HARNESS,ETR CNT MDL WRG | 5256262
a060p937_drw.pdf | 9 | 1 | O RING | 5257072
a060p937_drw.pdf | 10 | 2 | CONNECTOR,QCK DISCONNECT | 5262073
a060p937_drw.pdf | 11 | 1 | CONNECTION,WATER INLET | 5270241
a060p937_drw.pdf | 12 | 1 | ENGINE | 5320949
a060p937_drw.pdf | 15 | 1 | MALE, J2044 QUICK DISCONNECT ; 8MM TO 3/8" HOSE BARB | 80001495
a060p937_drw.pdf | 16 | 1 | DEVICE,AFTERTREATMENT ; DIESEL OXIDATION CATALYST | A040N916
a060p937_drw.pdf | 17 | 1 | KIT,HARDWARE; QSF2.8 T4F REFRIGERANT COMPRESSOR MOUNTING | A060R576
a060p937_drw.pdf | 18 | 2 | CLAMP,TUBE; 3" STAINLESS ACCUSEAL | A065V422
a060p937_drw.pdf | 19 | 2 | TEE,HOSE CONNECTOR ; 3/8X3/8X3/8,W/ 1/8ORFICE | A065V492
a060p937_drw.pdf | 20 | 1 | CLEANER, AIR W/ TBAP | AK55710VEJX
a060p937_drw.pdf | 21 | 1 | ENGINE,POWERSYSTEM; QSF 2.8 T4F NO CAC FR94988 | BE100001
a060p937_drw.pdf | 24 | 1 | LEVEL; QSF 2.8 T4F, 3 DEG POWER ANGLE | OL100001
a060p937_drw.pdf | 25 | 2 | CONNECTOR,QCK DISCONNECT ; J2044 QC 0°, 9.49mm, 3/8" HOSEBARB | RCF1NV-095-06-11
a060p937_drw.pdf | 26 | 1 | CONNECTOR,QCK DISCONNECT ; J2044 QC 0°, 9.89mm, 3/8" HOSEBARB | RCF1NV-100-06-16
a060p937_drw.pdf | 27 | 1 | CONNECTOR,QCK DISCONNECT ; J2044 FEMALE QC 90°, 7.89mm, 3/8" HOSEBARB | RCF9NV-080-06-11
a060p937_drw.pdf | 28 | 1 | CONNECTOR,QCK DISCONNECT ; J2044 FEMALE QC 90°, 9.49mm, 3/8" HOSEBARB | RCF9NV-095-06-11
a060p973_drw.pdf | 1 | 13 | NUT,SQUARE; 0.531" PILOTED (3/8-16 THREAD) | 2008
a060p973_drw.pdf | 2 | 2 | AT SIDE PANEL BRACE,9L; PANEL,SIDE | A060P984
a060p973_drw.pdf | 3 | 1 | AT SIDE PANEL,9L; . | A060P986
a060p973_drw.pdf |  |  | 2X
a060p973_drw.pdf |  |  | ALL WELD NUTS
a060p973_drw.pdf |  |  |  | DIMENSIONS
a060p973_drw.pdf |  |  |  | [ ] ARE IN:
a060p973_drw.pdf |  |  |  | X.XX:: ##
a060p973_drw.pdf |  |  |  | XX..XXXXX:: ##
a060p973_drw.pdf |  |  |  | IN HARD COPY OR
a060p974_drw.pdf | 1 | 1 | DOOR,COOLANT; . | 75052-409B
a060p974_drw.pdf | 2 | 1 | PANEL,AT COVER TOP; . | A059Z183
a060p974_drw.pdf | 3 | 4 | FLAT BAR .25" X .75" X 23.375"; . | A059Z184
a060p974_drw.pdf | 4 | 1 | LOCKING EYE; . | EYE-001
a060p974_drw.pdf | 5 | 1 | SURGE TANK DOOR HINGE; . | HG-001_HINGE_2X6
a060p974_drw.pdf |  |  | .17 1.55
a060p974_drw.pdf |  |  | (9.43)
a060p974_drw.pdf |  |  | 2X .19
a060p974_drw.pdf |  |  |  | 5
a060p974_drw.pdf |  | NOTES:
a060p974_drw.pdf |  | NOTES:
a060p974_drw.pdf |  |  |  | DIMENSIONS UNLESS
a060p974_drw.pdf |  |  |  | XX..XXXX::: ###
a060p974_drw.pdf |  |  |  | XA.NXGXUXL:AR
a060p974_drw.pdf |  |  |  | IN HARD COPY OR
a060p976_drw.pdf | 1 | 1 | DOOR PANEL; . | A059Z185
a060p976_drw.pdf | 2 | 1 | FLAT BAR .25" X .75" X 44"; . | A059Z186
a060p976_drw.pdf | 3 | 4 | ACCESS DOOR BACKER; BRACE,RETAINING | A059Z187
a060p976_drw.pdf |  |  | 2X
a060p976_drw.pdf |  |  | 2X | 19.67
a060p976_drw.pdf |  |  | 17.42
a060p976_drw.pdf |  |  |  | DIMENSIONS
a060p976_drw.pdf |  |  |  | [ ] ARE IN:
a060p976_drw.pdf |  |  |  | X.XX:: ##
a060p976_drw.pdf |  |  |  | XX..XXXXX:: ##
a060p976_drw.pdf |  |  |  | IN HARD COPY OR
a060p979_drw.pdf | 1 | 1 | ENCLOSURE TOP PANEL,9L ; PANEL,TOP | A059Z188
a060p979_drw.pdf | 2 | 2 | .; . | A059Z189
a060p979_drw.pdf |  |  |  | )
a060p979_drw.pdf |  |  |  | .11
a060p979_drw.pdf |  | (42.16)
a060p979_drw.pdf |  |  | .00
a060p979_drw.pdf |  |  |  | DIMENSIONS
a060p979_drw.pdf |  |  |  | [ ] ARE IN:
a060p979_drw.pdf |  |  |  | X.XX:: ##
a060p979_drw.pdf |  |  |  | X.XX: # XA.NXGXUXL:AR
a060p982_drw.pdf | 1 | 1 | TUBE, LOWER, COOLANT HEATER, QSX15-C | 18153
a060p982_drw.pdf | 2 | 1 | HOSE,1.00IN IDX36IN,SILICONE | A042F061
a060p982_drw.pdf | 3 | 1 | BRACKET, COOLANT HEATER, MULTI-UNIT | 8143
a060p982_drw.pdf | 4
a060p982_drw.pdf | 5
a060p982_drw.pdf | 11 | 2 | SCREW,HH, 0.25-20x1.00 | 20225-100
a060p982_drw.pdf | 12 | 2 | SCREW,HH, M10-1.50x70 | 20310-070
a060p982_drw.pdf | 13 | 1 | CLAMP, LOOM, 1.50 ID | 26963-24
a060p982_drw.pdf | 14 | 1 | HOSE,1.00 IN IDx36IN SILICONE, CUT TO 10.00 | LONAG042F061
a060p982_drw.pdf | 15 | 1 | HOSE,1.00 IN IDx36IN SILICONE, CUT TO 4.00 INCHES | LONGA042F061
a060p982_drw.pdf | 16 | 1 | HEATER, COOLANT, 4000W, ADJ. VOLTAGE, WATLOW | CPBPH7S1C2PBPH7S12
a060p983_drw.pdf | 1 | 1 | PL .25; ASTM A36 | A060P983-1
a060p983_drw.pdf | 2 | 4 | NUT, SELF-CLINCHING, 5/16-18 PEM | S-518-3-ZI
a060p988_drw.pdf | 1 | 2 | GUSSET | A059H748
a060p988_drw.pdf | 2 | 1 | BRACKET,MOUNTING | A059H749
a060p988_drw.pdf | 3 | 1 | BRACKET,LIFTING; LIFTING EYE | A060P987
a060p988_drw.pdf |  |  | 3
a060p988_drw.pdf |  |  | 1
a060p988_drw.pdf |  |  | 2
a060p988_drw.pdf |  |  | SCALE .375
a060p988_drw.pdf |  |  | MARK
a060p988_drw.pdf |  |  | SEE NOTE 6
a060p988_drw.pdf |  |  | .25 2.6
a060p991_drw.pdf | ITEM
a060p991_drw.pdf | 1 | 1 | TANK,10 GALLON,VERT ; ROUND ALUM | 26738
a060p991_drw.pdf | 2 | 1 | STICKER, ENGINE OIL ONLY ; OIL MAINTAINER TANK | A042D245
a060p991_drw.pdf | 3 | 1 | 801 , PARKER ; PUSH-LOK | 801-16
a060p991_drw.pdf | 4 | 1 | HOSE,PARKER; 12" LONG | R-801-6
a060p991_drw.pdf | 5 | 1
a060p991_drw.pdf |  |  |  | 12212-12
a060p991_drw.pdf | 9 | 1 | UNION; NPT | 12531-8
a060p991_drw.pdf | 10 | 2 | ELBOW,PLAIN STREET PIPE; 45D -6 NPT X -6 FNPT,B | 12532-6-6
a060p991_drw.pdf | 11 | 2 | COUPLING,PLAIN HOSE; -16 BARB X -12 NPT,BRASS | 12548-16-12
a060p991_drw.pdf | 12 | 3 | COUPLING,PLAIN HOSE ; -6 BARB X -8 NPT,BRASS | 12548-6-8
a060p991_drw.pdf | 13 | 2 | COUPLING,PLAIN HOSE ; -8 BARB X -8 NPT,BRASS | 12548-8-8
a060p991_drw.pdf | 14 | 3 | CLAMP,HOSE; .56-1.06 WORM | 14990-10
a060p991_drw.pdf | 15 | 2 | CLAMP,HOSE; .81 - 1.50 WORM | 14990-16
a060p991_drw.pdf | 16 | 2 | CLAMP, WORM; 5/16" BAND | 14992-06
a060p991_drw.pdf | 17 | 1 | MAINTAINER; MURPHY LM301 | 26705
a060p991_drw.pdf | 18 | 1 | VERTICAL OIL TANK | 26739
a060p991_drw.pdf | 22 | 1 | 1/2" FNPT ; WATTS | FA60204
a060p991_drw.pdf | 23 | 1 | PIPE; 1/2 X CLOSE BIP | LTL-CPN12
a060p991_drw.pdf |  |  | 18
a060r005_drw.pdf | ITEM
a060r005_drw.pdf | 1 | 3 | NUT, 3 PROJ, 3/8-16 SHORT PILOT | 80001364
a060r005_drw.pdf | 2 | 1 | SUPPORT,FRONT ENGINE | A060R005-1
a060r005_drw.pdf | 3 | 1 | SUPPORT,BRACKET | A060R005-2
a060r005_drw.pdf | 4 | 1 |  | A060R005-3
a060r005_drw.pdf | 5 | 2
a060r005_drw.pdf |  |  |  | A060R005-7
a060r005_drw.pdf | 9 | 1 | SUPPORT,RADIATOR; . | A060R005-8
a060r005_drw.pdf |  |  | .00
a060r005_drw.pdf |  |  | 2 PLACES
a060r005_drw.pdf |  |  | (16.02)
a060r005_drw.pdf |  |  | G
a060r005_drw.pdf |  | n | 1.18 AREA TO BE FREE OF
a060r005_drw.pdf |  | WELD | & SPATTER
a060r006_drw.pdf | ITEM
a060r006_drw.pdf | 1 | 3 | NUT, 3 PROJ, 3/8-16 SHORT PILOT | 80001364
a060r006_drw.pdf | 2 | 1 | SUPPORT,FRONT ENGINE | A060R006-1
a060r006_drw.pdf | 3 | 1 | SUPPORT,BRACKET | A060R006-2
a060r006_drw.pdf | 4 | 1 |  | A060R006-3
a060r006_drw.pdf | 5 | 2
a060r006_drw.pdf |  |  |  | A060R006-7
a060r006_drw.pdf | 9 | 1 | SUPPORT,RADIATOR | A060R006-8
a060r006_drw.pdf |  |  | 4X 1.64 AREA TO BE FREE OF
a060r006_drw.pdf |  |  | G
a060r006_drw.pdf |  |  | 2.18
a060r006_drw.pdf |  |  | 5.68
a060r006_drw.pdf |  |  | 3X
a060r010_drw.pdf | ITEM
a060r010_drw.pdf | 1 | 1 | TUBE, AIR TRANSFER ; SUB-PART | A060R010-1
a060r010_drw.pdf | 2 | 1 | TUBE,AIR TRANSFER ; COUPLING | A060R010-2
a060r010_drw.pdf |  |  | 1.27
a060r011_drw.pdf | ITEM
a060r011_drw.pdf | 1 | 2 | NUT, 3 PROJ, 3/8-16 LONG PILOT | 80001374
a060r011_drw.pdf | 2 | 1 | BRACE,BRACKET | A060R011-01
a060r011_drw.pdf | 3 | 1 |  | A060R011-02
a060r011_drw.pdf |  |  | (7.30)
a060r011_drw.pdf |  |  | 5.25
a060r011_drw.pdf |  |  |  | DIMENSIONS
a060r011_drw.pdf |  |  |  | [ ] ARE
a060r011_drw.pdf |  |  |  | IN HARD USED FOR
a060r013_drw.pdf | ITEM
a060r013_drw.pdf | 1 | 23 | RAIL, GUARD; .192 DIA X 31.48" | A060R013-1
a060r013_drw.pdf | 2 | 18 | RAIL, GUARD; .192 DIA X 37.87" | A060R013-2
a060r013_drw.pdf | 3 | 2 | BAR | A060R013-3
a060r013_drw.pdf | 4 | 1 | GUARD; .192 DIA X 24.25" | A060R013-4
a060r013_drw.pdf | 5 | 4
a060r013_drw.pdf |  |  |  | A060R013-8
a060r013_drw.pdf |  |  | 35.18
a060r013_drw.pdf |  |  | 31.99
a060r013_drw.pdf |  |  | 29.57
a060r013_drw.pdf |  |  | 2X 28.39
a060r013_drw.pdf |  |  | 27.20
a060r013_drw.pdf |  |  | 25.61
a060r013_drw.pdf |  |  | 24.01
a060r013_drw.pdf |  |  | 20.83
a060r013_drw.pdf |  |  | 17.64
a060r013_drw.pdf |  |  | 14.45
a060r013_drw.pdf |  |  | 11.26
a060r013_drw.pdf |  |  | 8.07
a060r013_drw.pdf |  |  | 4.88
a060r013_drw.pdf |  |  | 1.69
a060r013_drw.pdf |  |  | .00 .62
a060r014_drw.pdf | ITEM
a060r014_drw.pdf | 1 | 1 | PANEL, CONTROL CABINET ; PCC3300 | A060R015
a060r014_drw.pdf | 2 | 1 | BRACKET, CONTROL BOX; QST30 UPFIT PCC3300 | A060R016
a060r014_drw.pdf | 3 | 1 | BRACKET, CONTROL BOX; QST30 UPFIT PCC3300 | A060R017
a060r019_drw.pdf | ITEM
a060r019_drw.pdf | 1 | 1 | PLATE, ADAPTER; FUSE HOLDER | A058M129
a060r019_drw.pdf | 2 | 1 | LABEL, INFORMATION; QSK19G | A060R022
a060r019_drw.pdf |  |  |  | DIMENSIONS
a060r019_drw.pdf |  |  |  | [ ] ARE
a060r019_drw.pdf |  |  |  | ANGULAR
a060r019_drw.pdf |  |  |  | IN HARD USED FOR
a060r025_drw.pdf |  |  |  |  | REV
a060r025_drw.pdf | 1 | 2 | WELD NUT, 3 PROJ, 3/8-16 SHORT PILOT | 80001364 | 0
a060r025_drw.pdf | 2 | 1 | BRACKET,MOUNTING; MAIN | A060R025-01 | 1
a060r025_drw.pdf | 3 | 1 | BRACKET,MOUNTING; SIDE | A060R025-02 | 0
a060r025_drw.pdf | 4 | 2 | BRACKET,MOUNTING; FRONT SPACER | A060R025-03 | 0
a060r025_drw.pdf | 5 | 1 | BRACKET,MOUNTING; SUPPORT | A060R025-04 | 0
a060r025_drw.pdf | 6 | 2 | BRACKET, MOUNTING; RAD STAY ATTACH | A060R025-05 | 0
a060r025_drw.pdf |  |  |  | 1 | -3
a060r026_drw.pdf | 1 | 8 | WELD NUT; 3 PROJECTION, PILOTED | 80001364
a060r026_drw.pdf | 2 | 1 | BRACKET,RADIATOR; MAIN | A060R026-01
a060r026_drw.pdf | 3 | 2 | BRACKET,RADIATOR; ISOLATOR SEAT | A060R026-02
a060r026_drw.pdf | 4 | 2 | BRACKET,RADIATOR; SIDE | A060R026-03
a060r026_drw.pdf |  |  | 4 PLACES
a060r026_drw.pdf |  |  | SCALE | .500
a060r027_drw.pdf | ITEM
a060r027_drw.pdf | 1 | 1 | BRACKET,MOUNTING ; MAIN | A060R027-01
a060r027_drw.pdf | 2 | 2 | BRACKET,MOUNTING ; SUPPORT | A060R027-02
a060r027_drw.pdf |  |  | (15.85)
a060r027_drw.pdf |  |  | 7.50
a060r027_drw.pdf |  |  | 7.31 | 1.60
a060r027_drw.pdf |  |  |  | DIMENSIONS
a060r027_drw.pdf |  |  |  | [ ] ARE
a060r027_drw.pdf |  |  |  | IN HARD USED FOR
a060r028_drw.pdf | ITEM
a060r028_drw.pdf | 1 | 1 | BRACKET,MOUNTING ; FRONT,MAIN | A060R028-01
a060r028_drw.pdf | 2 | 2 | BRACKET,MOUNTING ; PLATE, SIDE | A060R028-02
a060r028_drw.pdf | 3 | 2 | BRACKET,MOUNTING ; SPACER, FRONT | A060R028-03
a060r028_drw.pdf | 4 | 1 | BRACKET,MOUNTING ; FRONT, SUPPORT | A060R028-04
a060r028_drw.pdf | 5 | 1
a060r028_drw.pdf |  |  |  | A060R028-08
a060r029_drw.pdf | ITEM
a060r029_drw.pdf | 1 | 1 | BRACKET, MOUNTING ; CHANNEL,SUPPORT | A060R029-01
a060r029_drw.pdf | 2 | 1 | BRACKET, MOUNTING ; STRUCTURE | A060R029-02
a060r029_drw.pdf |  |  | 2X 9.29
a060r029_drw.pdf |  |  |  | DIMENSIONS
a060r029_drw.pdf |  |  |  | [ ] ARE
a060r029_drw.pdf |  |  |  | IN HARD USED FOR
a060r030_drw.pdf | ITEM
a060r030_drw.pdf | 1 | 4 | NUT, 3 PROJ, 1/4-20 SHORT PILOT | 80001361
a060r030_drw.pdf | 2 | 2 | NUT, 3 PROJ, 3/8-16 SHORT PILOT | 80001364
a060r030_drw.pdf | 3 | 1 | BRACKET,AFTERTREATMENT REAR ; BASE | A060R030-01
a060r030_drw.pdf | 4 | 1 | BASE | A060R030-02
a060r030_drw.pdf | 5 | 1
a060r030_drw.pdf |  |  | (4.29)
a060r030_drw.pdf |  |  | .25 2X 3.86
a060r030_drw.pdf |  |  | 3.62
a060r030_drw.pdf |  |  | 3
a060r031_drw.pdf | ITEM
a060r031_drw.pdf | 1 | 4 | NUT, 3 PROJ, 3/8-16 SHORT PILOT | 80001364
a060r031_drw.pdf | 2 | 1 | BRACKET, MOUNTING ; BASE | A060R031-01
a060r031_drw.pdf | 3 | 1 | BRACKET, MOUNTING ; SUPPORT | A060R031-02
a060r031_drw.pdf | 4 | 1 | MOUNTING ; REAR BRACE | A060R031-03
a060r031_drw.pdf |  |  |  | G
a060r031_drw.pdf |  |  |  | ALL WELDNUTS
a060r031_drw.pdf |  |  | 3.98 | BETWEEN
a060r036_drw.pdf | ITEM
a060r036_drw.pdf | 1 | 1 | ELBOW,MALE ADAPTER; 90D -6 FLR X -12 NPT,BRS | 12550-6-12
a060r036_drw.pdf | 2 | 1 | ELBOW,MALE ADAPTER; 90D -6 FLR X -4 NPT,BRS | 12550-6-4
a060r036_drw.pdf | 3 | 1 | CONNECTOR,FEMALE; -6 FLR X -4 FNPT,BRASS | 12552-6-4
a060r036_drw.pdf | 4 | 1 | CONNECTOR,MALE; -6 FLR X -4 NPT,BRASS | 12553-6-4
a060r036_drw.pdf | 5 | 1
a060r036_drw.pdf |  |  |  | 17853-0400
a060r036_drw.pdf | 9 | 1 | PIPE ; -32NPT 9.50",BLACK STEEL | 17853_0950
a060r036_drw.pdf | 10 | 1 | NIPPLE,PLAIN PIPE ; -32NPT 10.56",BLACK STEEL | 17853_1056
a060r036_drw.pdf | 11 | 2 | COUPLING,PLAIN PIPE ; -32 FNPS, BLACK STEEL | 26755_32
a060r036_drw.pdf | 12 | 1 | NIPPLE,PIPE,STRAIGHT 1 1/2" ; 14.00" LONG | 26983_1400
a060r036_drw.pdf | 13 | 4 | CLAMP,U BOLT | 3394861
a060r036_drw.pdf | 14 | 4 | CONNECTOR,TUBE | 3395026
a060r036_drw.pdf | 15 | 1 | BUSHING,REDUCER ; 2-1/2" TO 2" NPT | A042C726
a060r036_drw.pdf | 16 | 1 | SOLENOID VALV,2-1/2" ; ASC0 8214 290 | A042D124
a060r036_drw.pdf | 17 | 2 | BRACKET, FUEL CONTROL VALVE ; 4100302, RH | A042G277
a060r036_drw.pdf | 18 | 2 | SUPPORT; PLATE | A059C858
a060r036_drw.pdf | 22 | 2 | RED 90 DEG; 2" NPT X 1-1/2" NPT | B90KJ
a060r036_drw.pdf | 23 | 1 | 2" NPT BLACK IRON | BTK
a060r045_drw.pdf | ITEM
a060r045_drw.pdf | 1 | 1 | TUBE,WATER TRANSFER ; . | A060R045-1
a060r045_drw.pdf | 2 | 1 | BOSS; . | A060R045-2
a060r047_drw.pdf | 1 | 2 | CONTACTOR, MANUAL OVERIDE, ;24PVN:535-0098, FIREPUMP | 8824-24
a060r047_drw.pdf | 2 | 1 | EXHAUST,L 90 HALF MARM;ON8" (13-1/2" OD) 125# ANSI FLANGE | 9514-07
a060r047_drw.pdf | 3 | 1 | COMP FLANGE, 2.125 / .500x.;2510810 / 3172 DRIVESHAFTS | 10015-13
a060r047_drw.pdf | 4 | 1 | ASSEMBLY, SUPPOR;TCFP15E FIRE PUMP | 10835
a060r047_drw.pdf | 5 | 1 | ASSEMBLY, HEAT EXCHANG;ERLOW HP, CFP15E | 11492-01
a060r047_drw.pdf | 6 | 1 | ADAPTER, U-JOINT, SAE#1 ;FW1710/1810/U3172/ DRIVESHAFTS | 12578
a060r047_drw.pdf | 7 | 1 | SKID, 60 x 10;8CFP15E, ENGINE ONLY OR 11957 | 12587
a060r047_drw.pdf | 8 | 1 | SHAFT, U3172,
a060r047_drw.pdf |  |  |  | 18501
a060r047_drw.pdf | 13 | 1 | ASSEMBLY, CONTROL PANEL MOUNT;INCGFP POWER UNITS | 21249
a060r047_drw.pdf | 14 | 1 | AIR CLEANER, MID MOU;NTHEAVY DUTY CFP15E | 21283
a060r047_drw.pdf | 15 | 1 | ASSEMBLY, DPEM AND HARNE;SSGEN I | 21662
a060r047_drw.pdf | 16 | 1 | ASSEMBLY, CFP15E DP;EM | 26843
a060r047_drw.pdf | 17 | 1 | MISC. PIPING, HX CFP1;5ESEA WATER LOOP/RAW WATER | A042C201
a060r047_drw.pdf | 18 | 1 | ENCLOSURE, INTERFA;CEBATTERY CHARGER FIRE PUMP | A042C868
a060r047_drw.pdf | 19 | 1 | ASSEMBLY,SENSORS & HARNESSI;NCGFP15E | A042H297
a060r047_drw.pdf | 20 | 1 | COOLING LOOP, 1", 2;4VSEA WATER COMPATIBLE | A042H735
a060r047_drw.pdf | 21 | 1 | CONTROL ASSEMBL;YFPDP ELECTRONIC CARBON STEEL | A042H780
a060r047_drw.pdf | 22 | 1 | ASSEMBLY, COOLANT HEAT;ERCFP15E | A042J191
a060r047_drw.pdf | 23 | 1 | ASSEMBLY, SECONDARY E;CMCFP15E | A042J761
a060r047_drw.pdf | 24 | 1 | ASSEMBLY, FUEL LIN;ECFP15E | A042J765
a060r047_drw.pdf | 29 | 1 | ASSEMBLY, FUEL INL;ETTEMPERATURE | A060R076
a060r047_drw.pdf | 30 | 1 | HARNESS, DPE;M | A060R174
a060r047_drw.pdf | 31 | 1 | PAINT, SPRAY BOM;BCUMMINS RED, ES044 RAL 3001 | A15730-A12
a060r047_drw.pdf | 32 | 1 | PLUG, 1/2 NP;T | LTL-SCSP12
a060r048_drw.pdf | 1 | 1 | COUPLING, HALF, 1/8" NPT ; . | 4513K271
a060r048_drw.pdf | 2 | 1 | TUBE, AIR TRANSFER ; TUBE, ASTM A787 ALUMINIZED | A060R048-1
a060r048_drw.pdf | 3 | 1 | BAR Ø1.0 ASTM A36 ; . | A060R048-2
a060r048_drw.pdf | 4 | 1 | MODIFICATION, 7753K259 | A060R048-3
a060r049_drw.pdf | 1 | 1 | COUPLING, HALF, 1/8" NPT ; . | 4513K271
a060r049_drw.pdf | 2 | 1 | TUBE; ASTM A787, ALUMINIZED | A060R049-1
a060r049_drw.pdf | 3 | 1 | BAR Ø1.0 ASTM A36 ; . | A060R049-2
a060r049_drw.pdf | 4 | 1 | MODIFICATION, 7753K259 | A060R049-3
a060r049_drw.pdf |  |  | 1.72
a060r050_drw.pdf | 1 | 1 | HOSE, FUEL INLET PRESSURE, CFP15E | A042F851
a060r050_drw.pdf | 2 | 1 | HOSE, OIL PRESSURE, CFP15E | A042G918
a060r050_drw.pdf | 3 | 1 | HOSE, OIL PRESSURE, CFP15E | A042G919
a060r050_drw.pdf | 4
a060r050_drw.pdf | 5
a060r050_drw.pdf | 6
a060r050_drw.pdf | 7
a060r050_drw.pdf | 8 | 1 | TEE, RUN, -10 JIC | 12281-10
a060r050_drw.pdf | 9
a060r050_drw.pdf | 10
a060r050_drw.pdf | 11 | 1 | GAUGE, DIFFERENTIAL PRESSURE SWITCH, FW MURPHY 20DP-50 | 22143
a060r050_drw.pdf | 12 | 1 | GAUGE, VACUUM AND PRESSURE | 25317
a060r050_drw.pdf | 13 | 6 | CLAMP, LOOM, 0.75 ID | 26963-12
a060r050_drw.pdf | 14 | 1 | BRACKET, GAUGE MOUNTING | A042A675
a060r050_drw.pdf | 15 | 3 | BRACKET, HOSE | A042G917
a060r050_drw.pdf | 16 | 1 | NIPPLE, PIPE, 1/8" NPT, SCH 40, BLACK | LTL-CPN18
a060r054_drw.pdf | 1 | 2 | CHANNEL,FRAME SID;ESEISMIC BASE,GTA855/19 | 24204
a060r054_drw.pdf | 2 | 4 | BRKT,LIFTIN;G GTA855/19,SEISMIC BASE | 24208
a060r054_drw.pdf | 3 | 2 | PANEL,BOTTO;M FLOOR,REAR | A059J097
a060r054_drw.pdf | 4 | 2 | PANEL,BOTTO;M FLOOR,SEAM | A059J098
a060r054_drw.pdf | 5 | 3 | ANGLE; SUPPORT | A059J117
a060r054_drw.pdf | 6 | 1 | PANEL,BOTTO;M FLOOR,MIDDLE | A059J365
a060r054_drw.pdf | 7 | 2 | CHANNEL,FRAM;E SEISMIC BASE,GTA855/19 | A060R083
a060r054_drw.pdf | 8 | 6 | ANGLE,FRAM;E
a060r054_drw.pdf |  |  | B B
a060r054_drw.pdf |  |  | B B
a060r054_drw.pdf |  |  | 8.00
a060r054_drw.pdf |  |  | 36.00 B
a060r054_drw.pdf |  |  | 72.00
a060r054_drw.pdf |  |  | 80.23
a060r056_drw.pdf | ITEM
a060r056_drw.pdf | 1 | 2 | SENSOR,TEMPERATURE ; 3/8 NPT | 0193-0529-02
a060r056_drw.pdf | 2 | 1 | LABEL, PUSH BUTTON; EMERGENCY STOP | 12081
a060r056_drw.pdf | 3 | 1 | STRAP, 1/4" WIDE ; 12" HOLE CENTERS | 15197
a060r056_drw.pdf | 4 | 1 | PRESSURE | 3408587
a060r056_drw.pdf | 5 | 1
a060r056_drw.pdf |  |  |  | A058G065
a060r056_drw.pdf | 9 | 1 | EMERGENCY STOP; 1NO & 3NC | A058M174
a060r056_drw.pdf | 10 | 1 | CONTROL; QST30 UPFIT PCC3300 | A058V255
a060r056_drw.pdf | 11 | 1 | DIODE; | A058Z294
a060r056_drw.pdf | 12 | 1 | DISPLAY, CONTROL ; HMI 114 | A059J302
a060r056_drw.pdf | 13 | 1 | DISPLAY,ENGINE DATA ; 1CO2NTROL SYSTEM | 1A3059J307
a060r056_drw.pdf | 14 | 1 | MODULE,ELECTRONIC CONTROL ; PCB ASSY (DIM EXP) | A059J308
a060r056_drw.pdf | 15 | 1 | CONTROL,ENGINE ; PCB ASSY (CNTRL 3300) MLD | A059J310
a060r056_drw.pdf | 16 | 1 | CONTROL; AUX 101 | A059J312
a060r056_drw.pdf | 17 | 1 | CONTROL,ENGINE ; AUX 105 CARD | A059J313
a060r056_drw.pdf | 18 | 2 | SHIPPING; PALLET COLLAR | A059J737
a060r056_drw.pdf | 22 | 2 | BRACKET | A065P206
a060r056_drw.pdf | 23 | 6 | ISOLATOR, VIBRATION ; STUD/PLATE MOUNT | A065P237
a060r056_drw.pdf | 5
a060r056_drw.pdf |  |  | 1
a060r056_drw.pdf | 9
a060r056_drw.pdf | 2
a060r063_drw.pdf | ITEM
a060r063_drw.pdf | 1 | 1 | PANEL, TOP; ENCLOSURE | A060R064
a060r063_drw.pdf | 2 | 2 | NUT,WELD,HEX; 5/16-18 | 25284_31-18
a060r063_drw.pdf |  |  |  | 3 PLACES 120 $
a060r063_drw.pdf |  |  | (6.00)
a060r063_drw.pdf |  |  | 2
a060r065_drw.pdf | ITEM
a060r065_drw.pdf | 1 | 1 | DOOR, ACCESS; - | A060R066
a060r065_drw.pdf | 2 | 2 | PLATE, SUPPORT, ENCL DOOR | A042K743
a060r067_drw.pdf | ITEM
a060r067_drw.pdf | 1 | 1 | DOOR, ACCESS; - | A060R068
a060r067_drw.pdf | 2 | 2 | PLATE, SUPPORT, ENCL DOOR | A042K743
a060r071_drw.pdf | ITEM
a060r071_drw.pdf | 1 | 1 | PANEL, SIDE; RH/BACK, ENCLOSURE | A058Z303
a060r071_drw.pdf | 2 | 1 | PANEL, SIDE; RH/FRONT, ENCLOSURE | A060R058
a060r071_drw.pdf | 3 | 1 | PANEL,SIDE ; LH/BACK, ENCLOSURE | A058Z304
a060r071_drw.pdf | 4 | 1 | SIDE; LH/FRONT, ENCLOSURE | A060R060
a060r071_drw.pdf | 5 | 2
a060r071_drw.pdf |  |  |  | A060R063
a060r071_drw.pdf | 9 | 1 | RADIATOR FILL ; - | A042H917
a060r071_drw.pdf | 10 | 1 | PIANO, 1.50" OPEN, STEEL | A060R070
a060r071_drw.pdf | 11 | 1 | DOOR, ACCESS; CONTROLS, ENCLOSURE | A060R069
a060r071_drw.pdf | 12 | 5 | LATCH, COMPRESSION ; SOUTHCO, C2-32-15 | 26979
a060r071_drw.pdf | 13 | 4 | BOLT, SHOULDER, 3/8 X 5/8, 5/16-18 THD | 80000196
a060r071_drw.pdf | 14 | 2 | DOOR, ACCESS; CM20-25 ENCLOSURE | A059C514
a060r071_drw.pdf | 15 | 2 | PLUG,HOLE,3"; HEYCO | 24523
a060r071_drw.pdf | 16 | 2 | DECAL, CAUTION; HOT | 6940-02
a060r071_drw.pdf | 17 | 1 | WARNING/DANGER ; LOCKOUT/TAGOUT | A042E929
a060r071_drw.pdf | 18 | 4 | LIFT POINT | A042K357
a060r071_drw.pdf | 22 | 1 | DATATAG, GENSET (IH) ; - | A057V873
a060r071_drw.pdf | 23 | 1 | DECAL,WEBSITE; GENSETS | A058N801
a060r071_drw.pdf |  |  | A 18
a060r071_drw.pdf |  |  | 1
a060r073_drw.pdf | ITEM
a060r073_drw.pdf | 1 | 2 | SLIDE; BOTTOM MOUNT, LOCKING, 24" LG | A060R072
a060r078_drw.pdf | 1 | 2 | CONTACTOR, MANUAL OVERIDE, ;24PVN:535-0098, FIREPUMP | 8824-24
a060r078_drw.pdf | 2 | 1 | 60 x 14;4CFP23E, ENGINE ONLY OR VERT FRAME | 12560
a060r078_drw.pdf | 5 | 1 | FLANGE, U3200 ;SF2.625 x .625 | 13509-19
a060r078_drw.pdf | 6 | 1 | ADAPTER, U-JOINT, SAE #1, APT;22C5FP23E | 16599
a060r078_drw.pdf | 7 | 1 | SYSTEM, AIR CLEANE;RCFP23E | 17669
a060r078_drw.pdf | 8 | 1 | ASSEMBLY, CONTROL PANEL MOUNT;INCGFP POWER UNITS | 21249
a060r078_drw.pdf | 9 | 1 | ASSEMBLY, DPEM AND HARNE;SSGEN I | 21662
a060r078_drw.pdf | 10 | 1 | COOLING ASSEMB;LYCFP23E | 23762
a060r078_drw.pdf |  |  |  | A042A380
a060r078_drw.pdf | 13 | 1 | ALUMINUM DRIVE SHA;FTSAE 0, 24.31 TO 34.69 | A042A569
a060r078_drw.pdf | 14 | 1 | ASSEMBLY, DPE;M CFP23E | A042A743
a060r078_drw.pdf | 15 | 1 | ASSEMBLY, COOLANT LEVEL GAU;GCEFP23E | A042A753
a060r078_drw.pdf | 16 | 1 | ENCLOSURE, INTERFA;CEBATTERY CHARGER FIRE PUMP | A042C868
a060r078_drw.pdf | 17 | 1 | 8" FLANGE EXHAU;STCFP23E | A042E964
a060r081_drw.pdf | ITEM
a060r081_drw.pdf | 1 | 1 | HOUSING,SIDE,H/J & P BREAKERS ; HCI634 | A042C184
a060r081_drw.pdf | 2 | 1 | HOUSING,SIDE,L BREAKERS ; HCI634 | A042C190
a060r081_drw.pdf | 3 | 1 | PLATE,COVER; 1 P BREAKER BOX,HC6 | A042C223
a060r081_drw.pdf | 4 | 1 | HOUSING,PLATE,TOP ; BREAKER SAME SIDE,HC6 | A042C224
a060r081_drw.pdf | 5 | 1
a060r081_drw.pdf |  |  |  | A060R101
a060r096_drw.pdf | ITEM
a060r096_drw.pdf | 1 | 3 | NUT, 3 PROJ, M8 | 80001441
a060r096_drw.pdf | 2 | 1 | GUARD,BELT; COVER,TOP (LH) | A060R096-1
a060r096_drw.pdf |  |  | ..0000
a060r100_drw.pdf | 1 | 1 | WELD NUT, TUBE END; 1/2"-20, 1" O.D. | 94640A220 | ---
a060r100_drw.pdf | 2 | 1 |  | 94902A104 | ---
a060r101_drw.pdf | ITEM
a060r101_drw.pdf | 1 | 1 | DISPLAY CONTROL (SYM,ENG TXT,NO CB BTN) ; MODEL HMI320 | 0300-6315-02
a060r101_drw.pdf | 2 | 1 | 103; AVR | 0327-1593
a060r101_drw.pdf | 3 | 1 | PCC3300 | 0327-1601-01
a060r101_drw.pdf | 4 | 1 | GROUNDING; 4 AWG, 20",ENGINE TO FRAME | 337-3587-01
a060r101_drw.pdf | 5 | 1
a060r101_drw.pdf |  |  |  | 17995
a060r101_drw.pdf | 9 | 2 | GASKET,FOAM,0.12 X 1-1/4" WIDE ; BULK (FOOT) | 26914
a060r101_drw.pdf | 10 | 8 | 0.62 ID, 3/8" HOLE, VINYL | 26963-10
a060r101_drw.pdf | 11 | 3 | CLIP; 0.75 ID, 3/8" HOLE, VINYL | 26963-12
a060r101_drw.pdf | 12 | 3 | CLIP; 1.00 ID, 3/8" HOLE, VINYL | 26963-16
a060r101_drw.pdf | 13 | 1 | MANUAL, OPERATOR | A029M414
a060r101_drw.pdf | 14 | 1 | DISPLAY,CONTROL ; MODEL HMI 114 | A029T102
a060r101_drw.pdf | 15 | 1 | KIT,AUX 101; - | A042E993
a060r101_drw.pdf | 16 | 1 | HARN,POWER & SENSOR ; GTA38/50 W/EICS | A042F750
a060r101_drw.pdf | 17 | 1 | HARN,ENG INTERFACE ; GTA38/50 W/EICS | A042F751
a060r101_drw.pdf | 18 | 1 | RTD & UEGO; GTA28/38/50 W/EICS | A042F764
a060r101_drw.pdf | 22 | 1 | ; EICS GTA38 | A042H625
a060r101_drw.pdf | 23 | 1 | BLOCK; 600V 1506 SC | A042J976
a060r101_drw.pdf | 24 | 1 | HOLDER, DEAD-FRONT ; LPSM | A042K044
a060r101_drw.pdf | 25 | 1 | MONITOR,3 PHASE | A042K326
a060r101_drw.pdf | 26 | 1 | HARNESS, CIRCUIT BREAKER INTERCONNECT ; GREAT CIRCLE | A042K334
a060r101_drw.pdf | 27 | 1 | HARNESS, UTILITY CT & SENSE ; GREAT CIRCLE | A042K335
a060r101_drw.pdf | 28 | 1 | HARNESS, FEEDER INTERCONNECT ; GREAT CIRCLE | A042K336
a060r101_drw.pdf | 29 | 3 | FUSE; ATQR1/2 | A042K485
a060r101_drw.pdf | 30 | 1 | WIRING HARNESS ; GREAT CIRCLE | A060R458
a060r102_drw.pdf | ITEM
a060r102_drw.pdf | 1 | 4 | BRKT,LIFTING; GTA28/38/50 | 16505
a060r102_drw.pdf | 2 | 2 | CHANNEL, SIDE | A060R103
a060r102_drw.pdf | 3 | 1 | CHANNEL, END | A060R104
a060r102_drw.pdf | 4 | 2 | MEMBER | A060R105
a060r102_drw.pdf |  |  | 19.21
a060r102_drw.pdf |  |  | 70.55
a060r102_drw.pdf |  |  | 16.13
a060r102_drw.pdf |  |  | 19.21
a060r102_drw.pdf |  |  | 17.70
a060r106_drw.pdf | ITEM
a060r106_drw.pdf | 1 | 1 | PLATE, MOUNT | A060R153
a060r106_drw.pdf | 2 | 4 | PLATE, MOUNT | A060R154
a060r106_drw.pdf | 3 | 2 | MOUNT | A060R155
a060r106_drw.pdf | 4 | 1 | BOTTOM | A060R271
a060r107_drw.pdf | ITEM
a060r107_drw.pdf | 1 | 1 | NUT, 3 PROJ, 1/4-20 SHORT PILOT | 80001361
a060r107_drw.pdf | 2 | 4 | NUT, 3 PROJ, 5/16-18 SHORT PILOT | 80001363
a060r107_drw.pdf | 3 | 2 | NUT, 3 PROJ, 1/2-13 SHORT PILOT | 80001368
a060r107_drw.pdf | 4 | 2 | SCR; . | A060R107-1
a060r107_drw.pdf | 5 | 1
a060r107_drw.pdf |  |  |  | A060R107-6
a060r107_drw.pdf |  |  | 3.87 .00
a060r110_drw.pdf | ITEM
a060r110_drw.pdf | 1 | 2 | NUT,REGULAR HEXAGON | 3235450
a060r110_drw.pdf | 2 | 1 | GUARD,BELT; COVER,FRONT (LH) | A060R110-1
a060r110_drw.pdf | 3 | 1 | BRACKET, BELT GUARD ; . | A060R110-2
a060r110_drw.pdf |  |  | .00
a060r110_drw.pdf |  |  | .00
a060r110_drw.pdf |  |  | 1
a060r111_drw.pdf | ITEM
a060r111_drw.pdf | 1 | 1 | NUT, 3 PROJ, 5/16-18 SHORT PILOT | 80001363
a060r111_drw.pdf | 2 | 1 | BRACKET, MOUNTING ; STONE GUARD | A060R111-1
a060r111_drw.pdf | 3 | 1 | GUSSET; STONE GUARD | A060R111-2
a060r111_drw.pdf |  |  | 1 2
a060r111_drw.pdf |  |  | 3 | EQUALLY SPACED
a060r111_drw.pdf | (6.38) | (6.38)
a060r111_drw.pdf |  |  | 3
a060r111_drw.pdf |  | .00
a060r111_drw.pdf |  |  | .00
a060r111_drw.pdf |  |  |  | DIMENSIONS
a060r111_drw.pdf |  |  |  | [ ] ARE
a060r111_drw.pdf |  |  |  | ANGULAR
a060r111_drw.pdf |  |  |  | IN HARD USED FOR
a060r112_drw.pdf | ITEM
a060r112_drw.pdf | 1 | 1 | NUT, 3 PROJ, 5/16-18 SHORT PILOT | 80001363
a060r112_drw.pdf | 2 | 1 | BRACKET, MOUNTING ; STONE GUARD | A060R112-1
a060r112_drw.pdf | 3 | 1 | GUSSET; . | A060R112-2
a060r112_drw.pdf |  |  | 3 | EQUALLY SPACED
a060r112_drw.pdf |  |  | 5.13
a060r112_drw.pdf |  |  | ..0000
a060r112_drw.pdf |  |  | ..0000
a060r112_drw.pdf |  |  |  | DIMENSIONS
a060r112_drw.pdf |  |  |  | [ ] ARE
a060r112_drw.pdf |  |  |  | IN HARD USED FOR
a060r113_drw.pdf | ITEM
a060r113_drw.pdf | 1 | 1 | NUT, 3 PROJ, 5/16-18 SHORT PILOT | 80001363
a060r113_drw.pdf | 2 | 1 | BRACKET, MOUNTING ; STONE GUARD | A060R113-1
a060r113_drw.pdf | 3 | 1 | GUSSET; . | A060R113-2
a060r113_drw.pdf |  |  |  | .00
a060r113_drw.pdf |  |  |  | (.63)
a060r113_drw.pdf |  |  |  | 2.63
a060r113_drw.pdf |  |  |  | .00
a060r113_drw.pdf |  |  | 1
a060r113_drw.pdf |  |  |  | DIMENSIONS
a060r113_drw.pdf |  |  |  | [ ] ARE
a060r113_drw.pdf |  |  |  | IN HARD USED FOR
a060r114_drw.pdf | ITEM
a060r114_drw.pdf | 1 | 1 | NUT, 3 PROJ, 5/16-18 SHORT PILOT | 80001363
a060r114_drw.pdf | 2 | 1 | BRACKET, MOUNTING ; STONE GUARD | A060R114-1
a060r114_drw.pdf | 3 | 1 | GUSSET; . | A060R114-2
a060r114_drw.pdf |  |  | 1.5
a060r114_drw.pdf |  |  | 2.65 2.63
a060r114_drw.pdf |  |  | .00
a060r114_drw.pdf |  |  |  | DIMENSIONS
a060r114_drw.pdf |  |  |  | [ ] ARE
a060r114_drw.pdf |  |  |  | IN HARD USED FOR
a060r117_drw.pdf | ITEM
a060r117_drw.pdf | 1 | 1 | PIPE,WATER INLET ; . | A060R117-1
a060r117_drw.pdf | 2 | 1 | BOSS; . | A060R117-2
a060r125_drw.pdf | ITEM
a060r125_drw.pdf | 1 | 2 | BRACKET, MOUNTING, TUBE SUPPORT ; FIREPUMP | 9834
a060r125_drw.pdf | 2 | 3 | ELBOW,PLAIN STREET PIPE ; 90DEG -8 NPT X -8 FNPT,S | 12195-8-8
a060r125_drw.pdf | 3 | 2 | COUPLING,PLAIN HOSE; -16 BEAD X -16 NPT,BRASS | 12545-16-16
a060r125_drw.pdf | 4 | 1 | COUPLING,PLAIN HOSE; -4 BARB X -2 NPT,BRASS | 12548-4-2
a060r125_drw.pdf | 5 | 1
a060r125_drw.pdf |  |  |  | 13911
a060r125_drw.pdf | 9 | 2 | BRKT,RADIATOR TUBE SUPPORT ; GTA 38/50 | 14108
a060r125_drw.pdf | 10 | 1 | TUBE,AFTERCOOLER UPPER ; GTA855 | 14184
a060r125_drw.pdf | 11 | 1 | TUBE, AFTERCOOLER LOWER ; GTA855 | 14212
a060r125_drw.pdf | 12 | 16 | CLAMP, WORM; 1/2" BAND | 14990-16
a060r125_drw.pdf | 13 | 4 | CLAMP, WORM; 5/16" BAND | 14992-04
a060r125_drw.pdf | 14 | 2 | SPACER,0.75OD X 0.38ID X 1.25LG ; - | 17238
a060r125_drw.pdf | 15 | 1 | ELBOW,1.00" RADIATOR 90 ; - | 21488
a060r125_drw.pdf | 16 | 1 | COUPLING,ELBOW HOSE; 45DEG -4 BARB X -2 NPT,BR | 23015-4-2
a060r125_drw.pdf | 17 | 1 | COUPLING,ELBOW HOSE; 45DEG -4 BARB X -4 NPT,BR | 23015-4-4
a060r125_drw.pdf | 18 | 2 | LOOM; 3/8" BOLT HOLE, VINYL | 26963-16
a060r125_drw.pdf | 22 | 1 | 2.50IN IDx4.00IN LONG | A042F057
a060r125_drw.pdf | 23 | 1 | HOSE,EPDM; 2.50IN IDx6.00IN LONG | A042F057
a060r125_drw.pdf | 24 | 2 | KIT,HARNESS; (LOW COOLANT) | A058G065
a060r125_drw.pdf | 25 | 1 | RADIATOR, GTA855E ; HYDAC | A059H280
a060r125_drw.pdf | 26 | 1 | GTA855E; FAN,ENGINE | A060P981
a060r125_drw.pdf | 27 | 1 | TUBE,WATER TRANSFER ; JW,UPPER,GTA855E | A060R126
a060r125_drw.pdf | 28 | 1 | TUBE, RADIATOR FILL ; JW,GTA855E | A060R127
a060r125_drw.pdf | 29 | 1 | TUBE,RADIATOR FILL ; AC,GTA855E | A060R128
a060r125_drw.pdf | 30 | 2 | BRACE,RADIATOR; GTA855E, HYDAC | A060R130
a060r125_drw.pdf | 31 | 36 | FC EG PM, 1 GALLON | CC2743
a060r125_drw.pdf | 32 | 3 | 1/2" FNPT ;
a060r125_drw.pdf |  |  |  | R-801-4
a060r125_drw.pdf | 36 | 1 | 1/4IN ID X 42.00IN LONG | R-801-4
a060r125_drw.pdf |  |  | 1
a060r125_drw.pdf |  |  | .65
a060r131_drw.pdf | ITEM
a060r131_drw.pdf | 1 | 4 | NUT, 3 PROJ, M8 | 80001441
a060r131_drw.pdf | 2 | 1 | GUARD,BELT; COVER,TOP (LH) | A060R131-1
a060r131_drw.pdf | 3 | 1 | GUARD,BELT; COVER,SIDE (RH) | A060R131-2
a060r131_drw.pdf |  | ALL
a060r132_drw.pdf | ITEM
a060r132_drw.pdf | 1 | 1 | GUARD,BELT; COVER,SIDE (RH) | A060R132-1
a060r132_drw.pdf | 2 | 1 | BRACKET, BELT GUARD ; . | A060R132-2
a060r132_drw.pdf |  |  | 2
a060r135_drw.pdf | ITEM
a060r135_drw.pdf | 1 | 2 | NUT,SQUARE; 0.531" PILOTED (3/8-16 THREAD) | 2008
a060r135_drw.pdf | 2 | 1 | SPACER, ISOLATOR | 75052-404B
a060r135_drw.pdf | 3 | 1 | PLATE,ISOLATOR SIDE ; BRACKET,VIB ISOLATOR | A060R134
a060r135_drw.pdf |  |  | 2
a060r135_drw.pdf |  |  | .75
a060r135_drw.pdf |  |  |  | 1
a060r135_drw.pdf |  |  |  | DIMENSIONS
a060r135_drw.pdf |  |  |  | [ ] ARE
a060r135_drw.pdf |  |  |  | ANGULAR
a060r135_drw.pdf |  |  |  | IN HARD USED FOR
a060r137_drw.pdf | ITEM
a060r137_drw.pdf | 1 | 1 | SQUARE WELD NUT PILOT; 1/2"-13 | 2012
a060r137_drw.pdf | 2 | 1 | PLATE,COOLER SIDE ; BRACKET,VIB ISOLATOR | A060R136
a060r137_drw.pdf |  |  |  | DIMENSIONS
a060r137_drw.pdf |  |  |  | [ ] ARE
a060r137_drw.pdf |  |  |  | ANGULAR
a060r137_drw.pdf |  |  |  | IN HARD USED FOR
a060r141_drw.pdf | ITEM
a060r141_drw.pdf | 1 | 1 | ENGINE,POWERSYSTEM ; 6CTAA8.3,M500-211-01 | A060R139
a060r141_drw.pdf | 2 | 2 | SEAL, O-RING | 145581
a060r141_drw.pdf | 3 | 1 |  | 3824515
a060r141_drw.pdf | 4 | 1 | EXPANSION | 3912900
a060r141_drw.pdf | 5 | 1
a060r141_drw.pdf |  |  | 1
a060r141_drw.pdf |  |  | 1
a060r141_drw.pdf |  | NOTES:
a060r141_drw.pdf |  | PRODUCT
a060r141_drw.pdf |  | EMISSION | CERTIFICATION: NATIONAL STAGE II
a060r141_drw.pdf |  | OEM: | DRY SYSTEMS TECHNOLOGIES
a060r141_drw.pdf |  |  |  | INTEGRATION
a060r145_drw.pdf | ITEM
a060r145_drw.pdf | 1 | 1 | TUBE, BELLOWS, 3.0" DIA, 6.0" LONG | 50001728
a060r145_drw.pdf | 2 | 1 | FLANGE, HALF MARMON ; . | A060R145-1
a060r145_drw.pdf | 3 | 1 | TURBO SIDE ; . | A060R145-2
a060r145_drw.pdf | 4 | 1 | EXHAUST ; . | A060R145-3
a060r145_drw.pdf | 5 | 1
a060r145_drw.pdf |  |  | 6.04
a060r145_drw.pdf |  |  |  | 2
a060r145_drw.pdf |  |  | 2X .50
a060r145_drw.pdf |  |  | .25
a060r145_drw.pdf |  |  | 8.75
a060r150_drw.pdf | ITEM
a060r150_drw.pdf | 1 | 1 | BRACKET,OIL COOLER ; UPPER, QSB6.7 | A060R147
a060r150_drw.pdf | 2 | 1 | BRACKET,OIL COOLER ; UPPER, QSB6.7 | A060R148
a060r150_drw.pdf | 3 | 1 | BRACKET,OIL COOLER ; UPPER, QSB6.7 | A060R149
a060r150_drw.pdf |  |  | .38
a060r152_drw.pdf | ITEM
a060r152_drw.pdf | 1 | 4 | 3/8"-16 X 3/4" LONG | 95475A623
a060r152_drw.pdf | 2 | 1 | PLATE,COVER | A060R151
a060r152_drw.pdf |  |  | 2
a060r152_drw.pdf |  |  | REFERENCE EXPLODED VIEW
a060r152_drw.pdf |  |  | SCALE .250
a060r176_drw.pdf | ITEM
a060r176_drw.pdf | 1 | 1 | LABEL; BUS MARKING (N) | 98-5854-04
a060r176_drw.pdf | 2 | 1 | LABEL; BUS MARKING (L) | 98-5854-06
a060r176_drw.pdf | 3 | 6 | STANDOFF-INSULATOR | 0332-2512
a060r176_drw.pdf | 4 | 1 | BAR NEUTRAL | 0337-3623
a060r176_drw.pdf | 5 | 1
a060r176_drw.pdf |  |  |  | A059C775
a060r176_drw.pdf | 9 | 1 | BREAKER,CIRCUIT ; EMAX4.2,3200A,3 POLE | A060R169
a060r176_drw.pdf | 10 | 1 | ENCLOSURE,PRODUCT ; EMAX4.2 | A060R177
a060r176_drw.pdf | 11 | 1 | COVER,CONDUIT BOX ; EMAX4.2 | A060R180
a060r176_drw.pdf | 12 | 1 | COVER,FRONT ; ENCLOSURE,EMAX4.2 | A060R182
a060r176_drw.pdf | 13 | 1 | SUPPORT,BRACKET ; SHELF,EMAX4.2 | A060R183
a060r177_drw.pdf | 1 | 28 | WELDNUT, 1/4"-20 N;C_ | 14520
a060r177_drw.pdf | 2 | 1 | ENCLOSURE, PRODUC;TEMAX4.2 | A060R178
a060r177_drw.pdf | 3 | 1 | CHANNEL, SUPPOR;TEMAX4.2 | A060R179
a060r177_drw.pdf | 4 | 1 | SUPPORT,BRACKE;TSHELF,EMAX4.2 | A060R254
a060r177_drw.pdf | 5 | 1 | SHELF,EMAX4.;2 BRACE,SUPPORT | A060R746
a060r177_drw.pdf |  |  | 5
a060r177_drw.pdf |  |  | 3
a060r177_drw.pdf |  |  | 0.75
a060r177_drw.pdf |  |  | .11 1-2
a060r177_drw.pdf |  |  | (3.00) .11 1-2
a060r177_drw.pdf |  | SECTION
a060r177_drw.pdf |  |  | CUMMINS
a060r177_drw.pdf | This property | of Cummins | confidential and trade secret information, is the NPower LLC and is given to the receiver in confidence. CUMMINS NPOWER LLC | CUSTOM DESIGN
a060r177_drw.pdf | document | in | and agrees that, except as authorized in writing by 1600 BUERKLE ROAD ittrawdiellse(c1r)etnoitnfuosrematthieondotchuemreenitn,or(2a)nynoctopcyoptyhetrheeofdoocrumtehnet, WHITE BEAR LAKE, MN | 875 LAWRENCE DRIVE DEPERE, WISCONSIN
a060r177_drw.pdf | (3) not secret tahlel | disclose information | others either the document or the confidential or trade therein, and (4) upon completion of the need to retain aNlPlowceorpiLeLsC thereof, WWW.CUMMINSNPOWER.COM
a060r177_drw.pdf | UNLESS | OTHERWISE | SPECIFIED ALL DIMENSION TOLERANCES AEREMAX4.2
a060r180_drw.pdf | ITEM
a060r180_drw.pdf | 1 | 5 | WELDNUT, 1/4"-20 NC, _ | 14520
a060r180_drw.pdf | 2 | 1 | PANEL,TOP, EMAX4.2 | A060R181
a060r180_drw.pdf |  |  | 2
a060r180_drw.pdf |  | 1
a060r180_drw.pdf |  |  | CUMMINS CONFIDENTIAL
a060r180_drw.pdf | confidential NPower LLC and and | and trade is given to of the | secret information, is the the receiver in confidence. document accepts the CUMMINS NPOWER LLC CORPORATE OFFICE AND | DESIGN UPFIT CENTER
a060r180_drw.pdf | and agrees ittrawdiellse(c1r)etnoitnfuosrematthieondotchuemreenitn,or(2a)nynoctopcyoptyhetrheeofdoocrumtehnet, | that, except ittrawdiellse(c1r)etnoitnfuosrematthieondotchuemreenitn,or(2a)nynoctopcyoptyhetrheeofdoocrumtehnet, | authorized in writing by 1600 BUERKLE ROAD WHITE BEAR LAKE, MN | LAWRENCE DRIVE DEPERE, WISCONSIN
a060r180_drw.pdf | therein, and dmoactuemreinatl,coorpiuepdonthdeermeafnrdo,m.retCuOrPnYRtIhGeHTdocCuummemnitn,s | (4) upon dmoactuemreinatl,coorpiuepdonthdeermeafnrdo,m.retCuOrPnYRtIhGeHTdocCuummemnitn,s | of the need to retain aNlPlowceorpiLeLsC thereof, andCOVER,CONDUIT
a060r180_drw.pdf | SPECIFIED | ALL | DIMENSION TOLERANCES AEREMAX4.2
a060r180_drw.pdf | # 1 |  | MUENTIRTISC DWG UNITS: DRAWN BY: OY256 DATE: | 06AUG18
a060r180_drw.pdf |  | ..FXXOXXRXM | ==TO-L##ERA00N..C00E31S05 FO..RXXMX T==OLE##RAN00C..E84S DRAWING | NO:
a060r180_drw.pdf |  | ..FXXAXXBX | T==OLE##RAN00C..E00S6300 F..AXXBXT==OLE##RAN10C..E58S EST WEIGHT: 21.468 1 OF 1
a060r190_drw.pdf | ITEM
a060r190_drw.pdf | 1 | 4 | LIFTING | A059H981
a060r190_drw.pdf | 2 | 8 |  | A060R191
a060r190_drw.pdf | 3 | 2 | CHANNEL, SIDE | A060R192
a060r190_drw.pdf | 4 | 4 | MEMBER | A060R193
a060r190_drw.pdf |  |  | 35.00
a060r190_drw.pdf |  |  | 33.67
a060r190_drw.pdf |  |  | 8.00
a060r196_drw.pdf | 1 | 1 | ASM,AIR INTAKE; OPTI-AIR,QSB4.5 T4F | AA100012
a060r196_drw.pdf | 2 | 1 | ENGINE,BASE; QSB4.5 T4F EN10033000 | BE100012
a060r196_drw.pdf | 3 | 1 | ASM,ENGINE DRIVEN COMP ; FUNK 3PAD,SAE3FH,SAE11.5FW | DC100005
a060r196_drw.pdf | 4 | 1 | ARRANGEMENT,DECAL ; QSF4.5 T4F EN010033000 | DE100002
a060r196_drw.pdf | 5 | 1 | ASM,COOLING FAN; 26 INCH,FAN CLUTCH | FN100000
a060r196_drw.pdf | 10 | 1 | ASM,OIL FILTER REM; REMOTE CRANKCASE BREATHER | OR100002
a060r196_drw.pdf | 11 | 1 | ASM,COOLING SYSTEM; QSB4.5,173HP HMRO TURBO | RA100011
a060r196_drw.pdf | 12 | 1 | ASM,EXH AT ACCESS; 5 GAL PORT DEF TANK,12V | XA100005
a060r196_drw.pdf | 13 | 1 | ASM,EXHAUST SYSTEM; QSB4.5 T4F DOC,DRT,SCR | XH100013
a060r203_drw.pdf | ITEM
a060r203_drw.pdf | 1 | 1 | ENCLOSURE; WPE, GALVANEAL, C275D6B | A058P205
a060r203_drw.pdf | 2 | 1 | DISCONNECT,REMOTE; EMERGENCY GENERATOR STOP | ST120SN1SL
a060r203_drw.pdf | 3 | 1 | DET12/PCC2; CONTACT, OPEN, BLACK (NOT SHOWN) | PILNOCB
a060r203_drw.pdf | 4 | 1 | EXHAUST TRANSFER ; 4.0" OD, SS, W/ RAIN SHIELD | A060R206
a060r203_drw.pdf | 5 | 1
a060r206_drw.pdf | ITEM
a060r206_drw.pdf | 1 | 1 | TUBE, EXHAUST TRANSFER ; - | A060R207
a060r206_drw.pdf | 2 | 1 | PLATE, COVER; RAIN SHIELD, TOP | A058M257
a060r206_drw.pdf | 3 | 1 | COVER; RAIN SHIELD, EDGE | A058M258
a060r206_drw.pdf |  | 2 | 3
a060r206_drw.pdf |  |  | (4.00)
a060r206_drw.pdf |  |  |  | .13
a060r206_drw.pdf |  | NO1T.EST:UBE
a060r206_drw.pdf |  | 3. | A060R207 WELD SEAM W/ A058M258
a060r206_drw.pdf |  |  | SEAM | XX..XXX::
a060r206_drw.pdf |  | 4. | NONE
a060r206_drw.pdf |  |  |  | IN HARD USED FOR
a060r211_drw.pdf | 1 | 1 | HOSE, DIFFERENTIAL OIL FILT;ECRFP23E | A042B256
a060r211_drw.pdf | 2 | 1 | HOSE, DIFFERENTIAL OIL FILT;ECRFP23E | A042E222
a060r211_drw.pdf | 3 | 1 | SENDER, WATER TEMPERATU;REDATCON #02025-00 (REF PRINT 8862) | 02025-00
a060r211_drw.pdf | 4 | 1 | SENDER, PRESUR;EDATCON #02504-00 | 8863
a060r211_drw.pdf | 5 | 1 | ELBOW,PLAIN ADAPTE;R90DEG -16 ORB X -16 FNPT,S | 12192-16-16
a060r211_drw.pdf | 6 | 1 | CROSS, UNIO;N FNPT, STEEL | 12207-16
a060r211_drw.pdf | 7 | 1 | UNION,MAL;E -6 JIC X -4 ORB,STEEL | 12235-6-4
a060r211_drw.pdf | 8 | 1 | CONNECTOR,MAL;E
a060r211_drw.pdf |  |  |  | 12534-4
a060r211_drw.pdf | 13 | 1 | BUSHING,REDUCING PI;PE-16 NPT X -8 FNPT,BRASS | 14783-16-8
a060r211_drw.pdf | 14 | 1 | BUSHING,REDUCING PI;PE-8 NPT X -2 FNPT,BRASS | 14783-8-2
a060r211_drw.pdf | 15 | 1 | COUPLING,PLAIN PIP;E-2 NPT,GALVANIZED | 22039-2
a060r211_drw.pdf | 16 | 1 | GAUGE, DIFFERENTIAL PRESSURE SWI;TCFHW MURPHY 20DP-50 | 22143
a060r211_drw.pdf | 17 | 1 | NIPPLE,1.00" NPT PI;PEBLACK, TABULATED | 26969_0150
a060r211_drw.pdf | 18 | 1 | BRACKET, GAUGE MOUNTING | A042A756
a060r211_drw.pdf | 19 | 1 | NIPPLE, PIPE, 1/8" N;PTSCH 40, BLACK | LTL-CPN18
a060r211_drw.pdf | 20 | 1 | BUSHING, 1" NPT X 1/2" N;PTREDUCER | LTL-SRB112
a060r213_drw.pdf | ITEM
a060r213_drw.pdf | 1 | 1 | TANK,TOP RADIATOR ; QSX15 T4F | A060R362
a060r213_drw.pdf | 2 | 3 | TANK,TOP RADIATOR; QSX15 T4F | A060R359
a060r213_drw.pdf | 3 | 2 | TANK,TOP RADIATOR ; QSX15 T4F | A060R417
a060r213_drw.pdf | 4 | 3 | -4 FNPT,BLK IRN OR STEEL | 26972-04
a060r213_drw.pdf | 5 | 2
a060r213_drw.pdf |  |  | 4X
a060r229_drw.pdf | ITEM
a060r229_drw.pdf | 1 | 1 | PLATE, ADAPTER; FLYWHEEL | A060R230
a060r229_drw.pdf | 2 | 1 | PLATE, ADAPTER; FLYWHEEL | A060R231
a060r229_drw.pdf | 3 | 16 | GUSSET; FLYWHEEL ADAPTER | A060R232
a060r229_drw.pdf | 4 | 8 | FLYWHEEL ADAPTER | A060R233
a060r235_drw.pdf | 1 | 1 | BRACKET,MOUNTING; BASE TUB | A060R235-01 | C
a060r235_drw.pdf | 2 | 2 | PANEL,SIDE; END PLATE | A060R235-02 | C
a060r237_drw.pdf | ITEM
a060r237_drw.pdf | 1 | 1 | PLUG; LOCKING HOLE | 24405
a060r237_drw.pdf | 2 | 1 | SCREW,STUDDED FLANGE CAP | 3944061
a060r237_drw.pdf | 3 | 1 | ELBOW, 3" ID-OD ; - | 900150A
a060r237_drw.pdf | 4 | 1 | ACCUSEAL 3.0" | 90873A
a060r237_drw.pdf | 5 | 3
a060r237_drw.pdf |  |  |  | A060R630
a060r237_drw.pdf | 9 | 1 | BOX, NEMA | A14128CHQRFG
a060r237_drw.pdf | 10 | 4 | ISOLATOR, CUP MOUNT, 375 LBS | CFBMS1064212W
a060r237_drw.pdf | 9 | 1 | PRECLEANER, 4" | 4-150/465
a060r237_drw.pdf | 10 | 1 | INSERT, REDUCING 4" TO 3.75" | 40R375
a060r237_drw.pdf | 11 | 1 | HARDWARE | MHK90
a060r237_drw.pdf | 12 | 1 | DRIVE, SAE B, 2-BOLT, 13T | 978010
a060r237_drw.pdf | 13 | 3 | 10-24X5/8, WHIZ-LOCK | 10-24X5/8"WLBB
a060r237_drw.pdf |  |  | 8
a060r237_drw.pdf |  |  | 10
a060r237_drw.pdf |  |  | 4
a060r237_drw.pdf |  | NOTES:
a060r237_drw.pdf |  | COLS
a060r237_drw.pdf |  | COLS | ID: 201804100111 | POS.
a060r237_drw.pdf |  | PRODUCT | ID: QSF2.8 74HP @ 2500RPM
a060r237_drw.pdf |  | EMISSION
a060r244_drw.pdf | ITEM
a060r244_drw.pdf | 1 | 2 | ELBOW,PLAIN STREET PIPE ; 90DEG -8 NPT X -8 FNPT,S | 12195-8-8
a060r244_drw.pdf | 2 | 2 | UNION; NPT | 12531-2
a060r244_drw.pdf | 3 | 2 | STREET; NPT | 12534-2
a060r244_drw.pdf | 4 | 1 | COUPLING,PLAIN HOSE; -12 BEAD X -12 NPT,BRASS | 12545-12-12
a060r244_drw.pdf | 5 | 2
a060r244_drw.pdf |  |  |  | 12548-6-4
a060r244_drw.pdf | 9 | 8 | T-BOLT; 3.28-3.59 | 13164-0350
a060r244_drw.pdf | 10 | 4 | T-BOLT; 3.78-4.09 | 13164-0400
a060r244_drw.pdf | 11 | 1 | TUBE,AFTERCOOLER OUT ; GTA28 | 14298
a060r244_drw.pdf | 12 | 4 | CLAMP, WORM; 1/2" BAND | 14990-12
a060r244_drw.pdf | 13 | 8 | CLAMP, WORM; 1/2" BAND | 14990-16
a060r244_drw.pdf | 14 | 4 | CLAMP, WORM; 1/2" BAND | 14990-24
a060r244_drw.pdf | 15 | 4 | CLAMP, WORM; 1/2" BAND | 14990-32
a060r244_drw.pdf | 16 | 4 | CLAMP, WORM; 5/16" BAND | 14992-04
a060r244_drw.pdf | 17 | 4 | WORM; 5/16" BAND | 14992-06
a060r244_drw.pdf | 18 | 1 | EPDM RUBBER | 16164-12
a060r244_drw.pdf | 22 | 1 | ; 12 FOOT ROLL | 22830
a060r244_drw.pdf | 23 | 1 | PLUG,PIPE; -4 NPT,316 STAINLESS | 26961-4
a060r244_drw.pdf | 24 | 2 | COOLANT LEVEL SENSOR ; - | A029Y148
a060r244_drw.pdf | 25 | 1 | 60 INCH, 8 BLADE; MULTI-WING | A042E256
a060r244_drw.pdf | 26 | 4 | HOSE,PLAIN; 1.00 ID X 4.00 LG EPDM | A042F048
a060r244_drw.pdf | 27 | 2 | HOSE,PLAIN; 1.50 ID X 6.00 LG EPDM | A042F051
a060r244_drw.pdf | 28 | 2 | HOSE,PLAIN; 2.00 ID X 6.00 LG EPDM | A042F054
a060r244_drw.pdf | 29 | 4 | HOSE,PLAIN; 3.00 ID X 6.00 LG EPDM | A042F058
a060r244_drw.pdf | 30 | 2 | HOSE,PLAIN; 3.50 ID X 6.00 LG EPDM | A042F059
a060r244_drw.pdf | 31 | 2 | HOSE,HEATER EPDM ; 3/4" IDX4.00" LONG | A042F382
a060r244_drw.pdf | 32 | 2 | RETAINING
a060r244_drw.pdf |  |  |  | A059G865
a060r244_drw.pdf | 36 | 1 | WATER TRANSFER ; JW, UPPER, GTA28E | A060R245
a060r244_drw.pdf | 37 | 1 | WATER TRANSFER ; JW, UPPER, GTA28E | A060R246
a060r244_drw.pdf | 38 | 1 | TUBE, WATER TRANSFER ; JW, LOWER, GTA28E | A060R247
a060r244_drw.pdf | 39 | 1 | TUBE, RADIATOR FILL ; JW, GTA28E | A060R248
a060r244_drw.pdf | 40 | 1 | TUBE, WATER TRANSFER ; AC, UPPER, GTA28E | A060R249
a060r244_drw.pdf | 41 | 1 | TUBE, WATER TRANSFER ; AC, LOWER, GTA28E | A060R250
a060r244_drw.pdf | 42 | 1 | TUBE, RADIATOR FILL ; AC, GTA28E | A060R251
a060r244_drw.pdf | 43 | 2 | BRACE, RADIATOR ; GTA28E, AKG | A060R252
a060r244_drw.pdf | 44 | 2 | FAN GUARD ; GTA28E | A063Z600
a060r244_drw.pdf | 45 | 60 | FC EG PM, 1 GALLON | CC2743
a060r244_drw.pdf | 49 | 2 | PIPE, 1/8" NPT ; SCH 40, BLACK | LTL-CPN18
a060r244_drw.pdf | 50 | 1 | PIPE TEE ; 1-1/2_11-1/2_NPTF | LTL-ST112
a060r244_drw.pdf | 51 | 1 | HOSE,PARKER; 1/4IN ID X 8.00IN LONG | R-801-4
a060r244_drw.pdf | 52 | 1 | HOSE,PARKER; 1/4IN ID X 48.00IN LONG | R-801-4
a060r244_drw.pdf | 53 | 2 | HOSE,PARKER; 3/8IN ID X 60.00IN LONG | R-801-6
a060r266_drw.pdf |  |  |  |  | REV
a060r266_drw.pdf | 1 | 1 | BRACKET,MOUNTING ; REAR ENGINE | A060R266-01 | B
a060r266_drw.pdf | 2 | 1 | BRACKET,MOUNTING; REAR ENGINE | A060R266-02 | A
a060r267_drw.pdf |  |  |  |  | REV
a060r267_drw.pdf | 1 | 1 | WELD NUT, 3 PROJ, 3/8-16 SHORT PILOT | 80001364 | 0
a060r267_drw.pdf | 2 | 1 | GUARD,BELT; RH,LOWER | A060R267-01 | 0
a060r267_drw.pdf | 3 | 2 | SUPPORT,BRACKET; RH LOWER BELT GUARD | A060R267-02 | 0
a060r267_drw.pdf |  | )
a060r269_drw.pdf |  |  |  |  | REV
a060r269_drw.pdf | 1 | 4 | WELD NUT, 3 PROJ, 3/8-16 SHORT PILOT | 80001364 | 0
a060r269_drw.pdf | 2 | 1 | GUARD,BELT; RH,UPPER | A060R269-01 | 0
a060r269_drw.pdf |  |  | )
a060r270_drw.pdf | ITEM
a060r270_drw.pdf | 1 | 4 | NUT, 3 PROJ, M6 X 1.0 SHORT PILOT, CARBON STEEL | 80001440
a060r270_drw.pdf | 2 | 1 | BRACKET,SUPPORT ; BASE RAIL | A060R270-01
a060r270_drw.pdf | 3 | 1 | GUIDE; BASE RAIL | A060R270-2
a060r270_drw.pdf | 4 | 1 | GUIDE; BASE RAIL | A060R270-03
a060r270_drw.pdf | 5 | 1
a060r270_drw.pdf |  |  |  | A060R270-07
a060r270_drw.pdf | 9 | 1 | BRACKET,SUPPORT; BASE RAIL | A060R270-08
a060r270_drw.pdf |  |  | )
a060r270_drw.pdf |  |  | 2X
a060r270_drw.pdf | 2X | 21.25
a060r275_drw.pdf | ITEM
a060r275_drw.pdf | 1 | 1 | SUPPORT, ALTERNATOR ; PLATE, TOP | A060R291
a060r275_drw.pdf | 2 | 1 | SUPPORT, ALTERNATOR ; PLATE, BACK | A060R292
a060r275_drw.pdf | 3 | 2 | SUPPORT, ALTERNATOR ; PLATE, BRACE | A060R293
a060r276_drw.pdf | ITEM
a060r276_drw.pdf | 1 | 1 | SUPPORT, ALTERNATOR ; PLATE, TOP | A060R291
a060r276_drw.pdf | 2 | 1 | SUPPORT, ALTERNATOR ; PLATE, BACK | A060R292
a060r276_drw.pdf | 3 | 2 | SUPPORT, ALTERNATOR ; PLATE, BRACE | A060R293
a060r281_drw.pdf | ITEM
a060r281_drw.pdf | 1 | 1 | BRACKET, FILTER ; MOUNT | A060R295
a060r281_drw.pdf | 2 | 2 | BRACKET, FILTER; BRACE | A060R296
a060r281_drw.pdf |  |  | .13
a060r304_drw.pdf | ITEM
a060r304_drw.pdf | 1 | 4 | ISOLATOR,; 51510-3 | 51510-3
a060r304_drw.pdf | 2 | 4 | WASHER, OVERSIZED ; 3.00 OD, .69 ID, .25 THICK | 91117A235
a060r304_drw.pdf | 3 | 1 | INFORMATION ; QSFTAA2.8-C T4F A060R304 | A058Z474
a060r304_drw.pdf | 4 | 1 | POWER; QSF2.8 T4F | A058Z481
a060r304_drw.pdf | 5 | 1
a060r304_drw.pdf |  |  |  | A060R305
a060r304_drw.pdf | 9 | 1 | HARDWARE; AIR CLEANER MOUNTING | A060R748
a060r304_drw.pdf | 10 | 1 | ELECTR INTERF; INSTRUMENT PANEL | IN100008
a060r308_drw.pdf | 1 | 1 | ASSY,FRAME ISOLATO;RSQST30 | 19863
a060r308_drw.pdf | 2 | 1 | ASM,AIR INTAK;EQST30 | AA100001
a060r308_drw.pdf | 3 | 1 | ASM,ENGINE DRIVEN CO;MP945KW GENERATOR | DC100002
a060r308_drw.pdf | 4 | 1 | ASM,DRIVEN CMP ACCE;SSGEN ACCESSORIES | DN100000
a060r308_drw.pdf | 5 | 1 | ASM,FUEL SYSTE;MQST30 | FS100003
a060r308_drw.pdf | 6 | 1 | ASM,ELECTRICAL GENER;ALLORAM WST30T2 AUSTRALIAN | GE100003
a060r308_drw.pdf | 7 | 1 | ASM,ENGINE MOUN;TQST30 | MM100004
a060r308_drw.pdf | 8 | 1 | ASM,COOLING
a060r310_drw.pdf | ITEM |  |  |  | REV
a060r310_drw.pdf | 1 | 2 | WELD NUT, 3 PROJ, 3/8-16 SHORT PILOT | 80001364 | 0
a060r310_drw.pdf | 2 | 1 | SUPPORT,ENGINE; BASE | A060R310-01 | 2
a060r310_drw.pdf | 3 | 1 | SUPPORT, ENGINE; RAD TOWER | A060R310-02 | 2
a060r310_drw.pdf | 4 | 1 | GUSSET; BRACE | A060R310-03 | 1
a060r310_drw.pdf | 5 | 1 | GUSSET; BRACE | A060R310-04 | 1
a060r310_drw.pdf | 6 | 1 | ; STRUT PLATE | A060R310-05 | 2
a060r311_drw.pdf | ITEM |  |  |  | REV
a060r311_drw.pdf | 1 | 2 | WELD NUT, 3 PROJ, 3/8-16 SHORT PILOT | 80001364 | 0
a060r311_drw.pdf | 2 | 1 | SUPPORT,ENGINE; BASE | A060R311-01 | 2
a060r311_drw.pdf | 3 | 1 | SUPPORT,ENGINE; RAD TOWER | A060R311-02 | 2
a060r311_drw.pdf | 4 | 1 | GUSSET; BRACE | A060R311-03 | 1
a060r311_drw.pdf | 5 | 1 | SUPPORT,PLATE; COMPRESSOR | A060R311-04 | 1
a060r311_drw.pdf | 6 | 1 | BRACE | A060R311-05 | 1
a060r312_drw.pdf | ITEM |  |  |  | REV
a060r312_drw.pdf | 1 | 1 | BRACE, RADIATOR ; BASE | A060R312-01 | 1
a060r312_drw.pdf | 2 | 4 | GUSSET; BRACE | A060R312-02 | 1
a060r315_drw.pdf | ITEM
a060r315_drw.pdf | 1 | 4 | NUT, 3 PROJ, M8 | 80001441
a060r315_drw.pdf | 2 | 1 | GUARD,BELT; COVER,SIDE | A060R315-01
a060r315_drw.pdf |  |  | .00
a060r315_drw.pdf |  | 13.00
a060r315_drw.pdf |  |  |  | ALL
a060r316_drw.pdf | ITEM
a060r316_drw.pdf | 1 | 1 | GURAD,BELT; SIDE COVER | A060R316-01
a060r316_drw.pdf | 2 | 1 | GURAD,BELT; SIDE COVER | A060R316-02
a060r316_drw.pdf |  |  | 9.10
a060r316_drw.pdf |  |  |  | .00
a060r317_drw.pdf | ITEM |  |  |  | REV
a060r317_drw.pdf | 1 | 2 | WELD NUT, 3 PROJ, M8 | 80001441 | 0
a060r317_drw.pdf | 2 | 1 | GUARD,BELT; COVER,TOP | A060R317-01 | 4
a060r318_drw.pdf | ITEM
a060r318_drw.pdf | 1 | 1 | GUARD,BELT; COVER,SIDE | A060R318-01
a060r318_drw.pdf | 2 | 1 | BELT, GUARD; SIDE, COVER | A060R318-02
a060r318_drw.pdf | 3 | 1 | GUARD; SIDE, COVER | A060R318-03
a060r318_drw.pdf | 4 | 1 | BRACE | A060R318-04
a060r319_drw.pdf | ITEM |  |  |  | REV
a060r319_drw.pdf | 1 | 4 | WELD NUT, 3 PROJ, M8 | 80001441 | 0
a060r319_drw.pdf | 2 | 1 | GUARD,BELT; COVER,TOP (LH) | A060R319-01 | 2
a060r319_drw.pdf | 3 | 1 | GUARD,BELT; COVER,SIDE | A060R319-02 | 2
a060r335_drw.pdf | ITEM
a060r335_drw.pdf | 1 | 1 | HOSE,PARKER; 1/2"ID X 40"L | 801-04_006
a060r335_drw.pdf | 2 | 1 | HOSE,PARKER; 1/2"ID X 36.00"L | 801-04_007
a060r335_drw.pdf | 3 | 2 | BRACKET, MOUNTING, TUBE SUPPORT ; FIREPUMP | 9834
a060r335_drw.pdf | 4 | 3 | STREET PIPE ; 90DEG -8 NPT X -8 FNPT,S | 12195-8-8
a060r335_drw.pdf | 5 | 2
a060r335_drw.pdf |  |  |  | 13164-0250
a060r335_drw.pdf | 9 | 4 | T-BOLT; 2.78-3.09 | 13164-0300
a060r335_drw.pdf | 10 | 1 | JACKET WATER UPPER ; GTA855 | 13789
a060r335_drw.pdf | 11 | 1 | TUBE, JACKET WATER LOWER ; GTA855 | 13911
a060r335_drw.pdf | 12 | 1 | TUBE,AFTERCOOLER UPPER ; GTA855 | 14184
a060r335_drw.pdf | 13 | 1 | TUBE, AFTERCOOLER LOWER ; GTA855 | 14212
a060r335_drw.pdf | 14 | 1 | TUBE, FILL; GTA855 | 14213
a060r335_drw.pdf | 15 | 1 | TUBE,AFTERCOOLER FILL ; - | 14623
a060r335_drw.pdf | 16 | 16 | CLAMP,HOSE; .81 - 1.50 WORM | 14990-16
a060r335_drw.pdf | 17 | 4 | WORM; 5/16" BAND | 14992-04
a060r335_drw.pdf | 18 | 3 | EPDM RUBBER | 16164-16
a060r335_drw.pdf | 22 | 1 | HOSE; 45DEG -4 BARB X -2 NPT,BR | 23015-4-2
a060r335_drw.pdf | 23 | 1 | COUPLING,ELBOW HOSE; 45DEG -4 BARB X -4 NPT,BR | 23015-4-4
a060r335_drw.pdf | 24 | 2 | 1.00 ID, 3/8" HOLE, VINYL | 26963-16
a060r335_drw.pdf | 25 | 1 | FTG,ST,24NPT-16NPT MF ; _ | 71504
a060r335_drw.pdf | 26 | 2 | COOLANT LEVEL SENSOR ; - | A029Y148
a060r335_drw.pdf | 27 | 7 | HOSE,PLAIN; 1.00 ID X 4.00 LG EPDM | A042F048
a060r335_drw.pdf | 28 | 2 | HOSE,PLAIN; 2.25 ID X 4.00 LG EPDM | A042F055
a060r335_drw.pdf | 29 | 1 | HOSE,PLAIN; 2.50 ID X 4.00 LG EPDM | A042F057
a060r335_drw.pdf | 30 | 1 | HOSE,PLAIN; 2.50 ID X 6.00 LG EPDM | A042F057
a060r335_drw.pdf | 31 | 2 | BRACE,RADIATOR; GTA855E, ADAMS | A058Z331
a060r335_drw.pdf | 32 | 1 | GTA855E,
a060r335_drw.pdf |  |  |  | LTL-CPN12
a060r335_drw.pdf | 36 | 1 | ELBOW, BLK, 1" NPT | LTL-SE190
a060r335_drw.pdf |  | 3
a060r335_drw.pdf |  | DUCT | FLANGE
a060r335_drw.pdf |  |  | P/N
a060r335_drw.pdf |  | IS | A063M191
a060r350_drw.pdf | ITEM
a060r350_drw.pdf | 1 | 1 | ASSY, AIR INTAKE ; LOCO REPOWER, QSK50 | AA100003
a060r350_drw.pdf | 2 | 1 | COLD WEATHER ACCESS ; RAIL REPOWER, QSK50 | CW100001
a060r350_drw.pdf | 3 | 1 | ENGINE DRIVEN COMP ; RAIL REPOWER, QSK50 | DC100001
a060r350_drw.pdf | 4 | 1 | ARRANGEMENT, DECAL ; RAIL REPOWER, QSK50 | DE100003
a060r350_drw.pdf | 5 | 1
a060r350_drw.pdf |  |  |  | MM100003
a060r350_drw.pdf | 9 | 1 | NON ENG DRIVEN EQP ; RAIL REPOWER, QSK50 | NE100001
a060r350_drw.pdf | 10 | 1 | NON ENG DRIVEN EQP ; FRAME, AUXILLARY | NE100002
a060r350_drw.pdf | 11 | 1 | NON ENG DRIVEN EQP ; LOCO REPOWER, QSK50 | NE100004
a060r350_drw.pdf | 12 | 1 | ASSY, RADIATOR; LOCO REPOWER, QSK50 | RA100017
a060r350_drw.pdf | 13 | 1 | EXHAUST SYSTEM ; LOCO REPOWER, QSK50 | XH100003
a060r350_drw.pdf |  |  | REPLACEMENT FILTERS
a060r350_drw.pdf | QTY |  | DESCRIPTION PART NUMBER 1
a060r350_drw.pdf | 3 | AIR FILTER | PRIMARY AF25544
a060r350_drw.pdf | 3 | AIR FILTER | SECONDARY AF25545
a060r350_drw.pdf | 1 | OIL | CS41018*
a060r350_drw.pdf | 2 | COOLANT | FILTER WF2075
a060r350_drw.pdf | 1 | 0 | FUEL FILTER A063F924
a060r350_drw.pdf | *CS41018 | *CS41018 | IS THE FLEETGUARD P/N FOR THE
a060r350_drw.pdf | REPLACEABLE/DISPOSABLE | REPLACEABLE/DISPOSABLE
a060r350_drw.pdf | REPLACED | REPLACED | WITH THE DISPOSABLE ELEMENT
a060r350_drw.pdf | (SEE | O&M | MANUAL/CEB00201/SERVICE
a060r350_drw.pdf | BULLETIN | BULLETIN | 3666253 FOR MORE INFORMATION)
a060r352_drw.pdf | ITEM
a060r352_drw.pdf | 1 | 1 | ENGINE,POWERSYSTEM ; 6CTAA8.3,M500-261-01 | A060R351
a060r352_drw.pdf | 2 | 2 | SEAL, O-RING | 145581
a060r352_drw.pdf | 3 | 1 |  | 3824515
a060r352_drw.pdf | 4 | 1 | EXPANSION | 3912900
a060r352_drw.pdf | 5 | 1
a060r352_drw.pdf |  | NOTES:
a060r352_drw.pdf |  | PRODUCT | ID: 6CTAA8.3
a060r352_drw.pdf |  | EMISSION | CERTIFICATION: NATIONAL STAGE II
a060r352_drw.pdf |  | OEM: | DRY SYSTEMS TECHNOLOGIES
a060r352_drw.pdf |  | 1. | TO BE PROVIDED BY CUMMINS ENGINE | INTEGRATION
a060r352_drw.pdf |  |  |  | DE-RATE
a060r361_drw.pdf | 1 | 2 | CONTACTOR, MANUAL OVERIDE, ;24PVN:535-0098, FIREPUMP | 8824-24
a060r361_drw.pdf | 2 | 1 | SKID, SHIPPING, 56 x ;96CFP11E, ENGINE ONLY | 9712
a060r361_drw.pdf | 3 | 1 | COMP FLANGE, 2.938 / .750x.;3715810 / 3172 DRIVESHAFTS | 10015-04
a060r361_drw.pdf | 4 | 1 | DRIVESHAFT, 1810, SHORT COUP;LEUDL LISTED | 13422
a060r361_drw.pdf | 5 | 1 | KIT, FUEL LINES, CFP1;1EF10/20 - EXT ONLY | 15209
a060r361_drw.pdf | 6 | 1 | ASSEMBLY, HEAVY DUTY AIR CLEA;NEFRIREPUMP, CFP11E | 15668
a060r361_drw.pdf | 7 | 1 | ASSEMBLY, CONTROL PANEL MOUNT;INCGFP POWER UNITS | 21249
a060r361_drw.pdf | 8 | 1 | COUPLING,
a060r361_drw.pdf |  |  |  | A042B961
a060r361_drw.pdf | 13 | 1 | ENCLOSURE, INTERFA;CEBATTERY CHARGER FIRE PUMP | A042C868
a060r361_drw.pdf | 14 | 1 | COOLING LOOP, 1", VE;RTRAW WATER | A042H730
a060r361_drw.pdf | 15 | 1 | CONTROL ASSEMBL;YFPDP ELECTRONIC CARBON STEEL | A042H780
a060r361_drw.pdf | 16 | 1 | KIT, RELA;Y CFP11E | A042H812
a060r361_drw.pdf | 17 | 1 | ASSEMBLY, ACCESSORY PAN;ELCFP11E | A042J791
a060r361_drw.pdf | 18 | 1 | ASSEMBLY, COOLANT HEAT;ERCFP11E | A042J796
a060r361_drw.pdf | 19 | 1 | ASSEMBLY, SENSORS & HARNESS;INCGFP11E | A042J829
a060r361_drw.pdf | 20 | 1 | ASSEMBLY, 24VDC ENGI;NECFP11E-F10/20 | A042K081
a060r361_drw.pdf | 21 | 1 | GUARD, STEEL DRIVE SHA;FTSAE 2, 18.12 TO 29.63 | A059H121
a060r361_drw.pdf | 22 | 1 | ASSEMBLY, ENGINE MOU;NTCFP11E, 16" CRANK CL | A060R370
a060r361_drw.pdf | 23 | 1 | ASSEMBLY, EXHAUST FL;EX6", 150LBS FLANGE x 5" TURBO | A060R378
a060r361_drw.pdf | 24 | 1 | ASSEMBLY, DUPLEX LUBE O;ILFILTERS, CFP11E | A060R388
a060r363_drw.pdf | ITEM
a060r363_drw.pdf | 1 | 1 | CHANNEL,C6x8.2 ; MARINE TRAVELIFT DB70 | A042A927
a060r363_drw.pdf | 2 | 1 | CHANNEL,C6x8.2; MARINE TRAVELIFT DB70 | A042A928
a060r363_drw.pdf | 3 | 1 | ANGLE,3/8x4x4; MARINE TRAVELIFT DB70 | A042A929
a060r363_drw.pdf | 4 | 1 | ANGLE,3/8x4x4; MARINE TRAVELIFT DB70 | A042A930
a060r363_drw.pdf | 5 | 1
a060r363_drw.pdf |  |  | DB70 | A042A935
a060r363_drw.pdf | 9 | 1 | QSB6.7,RADIATOR BASE | A060R353
a060r363_drw.pdf |  |  |  | ENDS
a060r364_drw.pdf | ITEM
a060r364_drw.pdf | 1 | 1 | SHEET | A060R364-1
a060r364_drw.pdf | 2 | 2 | SHEET | A060R364-2
a060r364_drw.pdf |  |  | 17.24
a060r370_drw.pdf | ITEM
a060r370_drw.pdf | 1 | 1 | SUPPORT, FRONT ENGINE ; CFP11E | A060R371
a060r370_drw.pdf | 2 | 2 | MOUNT, REAR ENGINE ; CFP11E | A060R372
a060r371_drw.pdf | ITEM
a060r371_drw.pdf | 1 | 1 | PLATE, MOUNTING | A060R373
a060r371_drw.pdf | 2 | 2 | PLATE, MOUNTING | A060R374
a060r371_drw.pdf | 3 | 1 | MOUNTING | A060R390
a060r377_drw.pdf | ITEM
a060r377_drw.pdf | 1 | 3 | NUT, 3 PROJ, 3/8-16 SHORT PILOT | 80001364
a060r377_drw.pdf | 2 | 1 | BRACKET, MOUNTING ; ELECTRICAL COMPONENTS | A060R377-1
a060r377_drw.pdf |  |  | (6.21)
a060r377_drw.pdf |  |  | .00
a060r377_drw.pdf |  |  | .00
a060r377_drw.pdf |  |  | ALL WELDNUTS
a060r388_drw.pdf | ITEM
a060r388_drw.pdf | 1 | 1 | ELBOW,MALE UNION; 90DEG -16 JIC X -16 ORB,S | 12268-16-16
a060r388_drw.pdf | 2 | 1 | ELBOW,MALE UNION; 90DEG -16 JIC X -20 ORB,S | 12268-16-20
a060r388_drw.pdf | 3 | 1 | ELBOW,MALE UNION; 90D -16 ORB X -16 ORFS,S | 12352-16-16
a060r388_drw.pdf | 4 | 1 | UNION; 90D -20 ORB X -16 ORFS,S | 12352-16-20
a060r388_drw.pdf | 5 | 1
a060r388_drw.pdf |  |  |  | 3406944
a060r388_drw.pdf | 9 | 1 | FLANGE | 3406946
a060r388_drw.pdf | 10 | 1 | O-RING | 3406947
a060r388_drw.pdf | 11 | 1 | HEAD,LUBE OIL FILTER | 3973971
a060r388_drw.pdf | 12 | 1 | BRACKET, FILTER | A060R391
a060r388_drw.pdf | 13 | 1 | BRACKET, FILTER | A060R398
a060r388_drw.pdf | 14 | 1 | HOSE, DUPLEX LUBE OIL ; SUPPLY | A060R413
a060r388_drw.pdf | 15 | 1 | HOSE, DUPLEX LUBE OIL ; RETURN | A060R414
a060r388_drw.pdf | 16 | 2 | FILTER,LUBE SPIN-ON ; CUMMINS FILTRATION | LF9009
a060r391_drw.pdf | ITEM
a060r391_drw.pdf | 1 | 2 |  | A042H762
a060r391_drw.pdf | 2 | 1 |  | A060R392
a060r391_drw.pdf | 3 | 2 |  | A060R393
a060r391_drw.pdf | 4 | 1 |  | A060R394
a060r391_drw.pdf |  |  |  | TYP
a060r391_drw.pdf |  |  | 1
a060r391_drw.pdf |  |  | 3
a060r391_drw.pdf |  |  | 4.06
a060r398_drw.pdf | ITEM
a060r398_drw.pdf | 1 | 1 |  | A042H762
a060r398_drw.pdf | 2 | 1 | UPPER | A042H763
a060r398_drw.pdf | 3 | 1 |  | A060R394
a060r398_drw.pdf | 4 | 1 |  | A060R395
a060r398_drw.pdf | 5 | 1
a060r401_drw.pdf |  |  |  |  | REV
a060r401_drw.pdf | 1 | 8 | BRACKET, MOUNT; SCR | A057W410 | A
a060r401_drw.pdf | 2 | 1 | PLATE,MOUNTING; AFTERTREATMENT SUPPORT | A058N604 | C
a060r401_drw.pdf | 3 | 1 | BRACKET,AFTERTREATME ; DOC SUPPORT | A060R399 | B
a060r401_drw.pdf | 4 | 1 | BRACKET,AFTERTREATME ; SCR SUPPORT | A060R400 | B
a060r408_drw.pdf | ITEM
a060r408_drw.pdf | 1 | 1 | FRAME; QSB6.7 T4F,BASE,MTL | A060R363
a060r408_drw.pdf | 2 | 1 | COOLING PACKAGE | 10001507
a060r408_drw.pdf | 3 | 2 | SPACER, FAN, 2" | 33910130
a060r408_drw.pdf | 4 | 1 | SUCKER, 28" | 11001172
a060r408_drw.pdf | 5 | 1
a060r408_drw.pdf |  |  |  | A060R627
a060r408_drw.pdf | 9 | 1 | ASSY, FAN, LH | 70040062
a060r408_drw.pdf | 10 | 1 | FAN, RH | 70040273
a060r408_drw.pdf | 11 | 1 | GUARDING, FAN | 70040219
a060r408_drw.pdf | 12 | 1 | GUARDING | 70040221
a060r408_drw.pdf | 13 | 1 | TUBE, FORMED, WATER INLET | 50001766
a060r408_drw.pdf | 14 | 1 | TUBE, FORMED, WATER OUTLET | 50001765
a060r408_drw.pdf | 15 | 2 | HOSE, HUMP CAC; 3" ID X 6-1/2" LONG | 11431
a060r408_drw.pdf | 16 | 2 | HOSE,1.75 IN ID X 36IN EPDM ; KOOL BLUE,72EP-175-36 | A042F053
a060r408_drw.pdf | 17 | 1 | SWITCH,COOLANT LEVEL ; SENSOR | S298/201
a060r408_drw.pdf | 18 | 2 | IN ID X 36IN EPDM ; KOOL BLUE,72EP-225-36 | A042F055
a060r408_drw.pdf | 22 | 1 | TRANSFER | 3964546
a060r416_drw.pdf | ITEM
a060r416_drw.pdf | 1 | 1 | ENGINE,BASE ; QSK19,T4F,R109046D1 | A060R415
a060r416_drw.pdf | 2 | 1 | PUMP,FUEL,4 GPM,24VDC ; QST30 | 19583
a060r416_drw.pdf | 3 | 1 | SENSOR,TEMPRATURE | 4088832
a060r416_drw.pdf | 4 | 2 | DEVICE INLET ; - | A045D203
a060r416_drw.pdf | 5 | 2
a060r416_drw.pdf |  |  |  | A055A864
a060r416_drw.pdf | 9 | 1 | EXHAUST FLUID ; 30 GAL, LANDSCAPE, CLEAR | A056J242
a060r416_drw.pdf | 10 | 1 | INFORMATION ; QSKTAA19-CE T4F A060R416 | A057P644
a060r416_drw.pdf | 11 | 1 | MODULE,DOSER FLUID SUPPLY ; 24V,COOLANT HEAT | A057S714
a060r416_drw.pdf | 12 | 1 | HEATER,FUEL; 24VDC,195W | SP1313
a060r416_drw.pdf |  |  | 2
a060r416_drw.pdf |  |  | 1
a060r416_drw.pdf |  |  | 11
a060r416_drw.pdf |  |  | 2
a060r416_drw.pdf |  |  |  | 2
a060r418_drw.pdf |  |  |  |  | REV
a060r418_drw.pdf | 1 | 40 | NUT,WELD,HEX; 1/2-13 | 25284_50-13 | ---
a060r418_drw.pdf | 2 | 4 | CAP,POLE; STACKING TARGET,2.375" SQ | A058U906 | A
a060r418_drw.pdf | 3 | 4 | TUBE,STRUCTURAL ; 3" SQ,1/8" WALL,42" LONG | A060R419 | B
a060r418_drw.pdf | 4 | 8 | TUBE,STRUCTURAL ; 3"X8"X1/4" WALL,9 3/8" L | A060R420 | A
a060r418_drw.pdf | 5 | 4 | TUBE,STRUCTURAL ; 3"X8"X1/4" WALL,13 1/4" L | A060R421 | A
a060r418_drw.pdf | 6 | 8 | GUSSET; SHIPPING SKID BASE | A060R422 | A
a060r418_drw.pdf | 7 | 4 | TUBE,STRUCTURAL; 3" SQ.,3/16" WALL,20 5/8"L | A060R423 | B
a060r418_drw.pdf | 8 | 8 | GUSSET; 12"X12"X0.25" THICK | A060R424 | B
a060r433_drw.pdf |  |  |  |  | REV
a060r433_drw.pdf | 1 | 2 | GUSSET; FRONT ENGINE SHIPPING BKT | A060R434 | A
a060r433_drw.pdf | 2 | 1 | BRACKET,MOUNTING ; FRONT ENGINE SHIPPING | A060R454 | A
a060r435_drw.pdf | 1 | 1 | BRACE,ENGINE SUPPORT; LEFT REAR SHIPPING | A060R436 | A
a060r435_drw.pdf | 2 | 1 | BRACE,BRACKET; LEFT REAR ENGINE SHIPPING | A060R437 | ---
a060r438_drw.pdf | 1 | 1 | BRACE,BRACKET; LEFT REAR ENGINE SHIPPING | A060R437 | ---
a060r438_drw.pdf | 2 | 1 | BRACE,BRACKET; RIGHT REAR ENGINE SHIPPING | A060R440 | A
a060r439_drw.pdf |  |  |  |  | REV
a060r439_drw.pdf | 1 | 1 | TUBE,STRUCTURAL ; 2.5" SQ,1/8" WALL,26" L | A060R428 | A
a060r439_drw.pdf | 2 | 1 | CAP,POLE; STACKING TARGET,2.375" SQ | A060R430 | A
a060r441_drw.pdf |  |  |  |  | REV
a060r441_drw.pdf | 1 | 1 | PLATE,BASE; DOC,DRT,DEF TANK SHIPPING | A060R442 | A
a060r441_drw.pdf | 2 | 1 | BRACKET,SHIPPING ; DEF TANK MOUNTING | A060R443 | A
a060r459_drw.pdf | 1 | 1 | EXHAUST, 90 HALF MARM;ON4" TURBO OUT, 4" 125LB ANSI FLANGE | 8780_03
a060r459_drw.pdf | 2 | 2 | CONTACTOR, MANUAL OVERIDE, ;12PVN:535-0127, FIREPUMP | 8824-12
a060r459_drw.pdf | 3 | 1 | ASSEMBLY, HEAT EXCHANG;ERFIREPUMP 6C8.3 | 8919
a060r459_drw.pdf | 4 | 1 | SKID, SHIPPING, 48 x 1;14CFP5.9, 8.3, 11E W/ BASE | 9715
a060r459_drw.pdf | 5 | 1 | COMP FLANGE, 38mm / 10x8;mm1710 DRIVE SHAFT | 10005-32
a060r459_drw.pdf | 6 | 1 | ADAPTER, U-JOINT, SAE#3, 1710/1;810 | 13350
a060r459_drw.pdf | 7 | 1 | DRIVESHAFT, 1710 SHORT COUP;LEUDL LISTED | 13421
a060r459_drw.pdf | 8 | 1 | ASSEMBLY,
a060r459_drw.pdf |  |  |  | A042B473
a060r459_drw.pdf | 13 | 1 | ENCLOSURE, INTERFA;CEBATTERY CHARGER FIRE PUMP | A042C868
a060r459_drw.pdf | 14 | 1 | ASSEMBLY, GUARDIN;GCFP83, 12VDC | A042E648
a060r459_drw.pdf | 15 | 1 | ASSEMBLY, SENSORS & HARNESS;INCGFP8.3 | A042E858
a060r459_drw.pdf | 16 | 1 | COOLING LOOP, 3/4", 1;2VRAW WATER | A042H725
a060r459_drw.pdf | 17 | 1 | CONTROL ASSEMBL;YFPDP, MECHANICAL CARBON STEEL | A042H778
a060r459_drw.pdf | 18 | 1 | ASSEMBLY, ACCESSORY MOUNTI;NCGFP83 | A042J016
a060r459_drw.pdf | 19 | 1 | ASSEMBLY, AIR FILT;ERCFP83 | A042J017
a060r459_drw.pdf | 20 | 1 | ASSEMBLY, COOLANT HEAT;ERCFP83 | A042J856
a060r459_drw.pdf | 21 | 1 | ASSEMBLY, ENGIN;ECFP83-F10/20/30 | A042K069
a060r459_drw.pdf | 22 | 1 | FRAME, CFP7E/CFP8.3 ;TORUHRPUMPEN HSC 8x12x18 | A060R465
a060r459_drw.pdf | 23 | 1 | PAINT, SPRAY BOM;BCUMMINS RED, ES044 RAL 3001 | A15730-A12
a060r459_drw.pdf | 24 | 1 | PLUG, 1/2 NP;T | LTL-SCSP12
a060r460_drw.pdf | ITEM
a060r460_drw.pdf | 1 | 1 | HOUSING,SIDE,H/J & P BREAKERS ; HCI634 | A042C184
a060r460_drw.pdf | 2 | 1 | HOUSING,SIDE,L BREAKERS ; HCI634 | A042C190
a060r460_drw.pdf | 3 | 1 | PLATE,COVER; 1 P BREAKER BOX,HC6 | A042C223
a060r460_drw.pdf | 4 | 1 | HOUSING,PLATE,TOP ; BREAKER SAME SIDE,HC6 | A042C224
a060r460_drw.pdf | 5 | 1
a060r460_drw.pdf |  |  |  | A060R101
a060r472_drw.pdf | ITEM
a060r472_drw.pdf | 1 | 1 | DISPLAY CONTROL (SYM,ENG TXT,NO CB BTN) ; MODEL HMI320 | 0300-6315-02
a060r472_drw.pdf | 2 | 1 | 103; AVR | 0327-1593
a060r472_drw.pdf | 3 | 1 | PCC3300 | 0327-1601-01
a060r472_drw.pdf | 4 | 1 | GROUNDING; 4 AWG, 20",ENGINE TO FRAME | 337-3587-01
a060r472_drw.pdf | 5 | 1
a060r472_drw.pdf |  |  |  | 17995
a060r472_drw.pdf | 9 | 2 | GASKET,FOAM,0.12 X 1-1/4" WIDE ; BULK (FOOT) | 26914
a060r472_drw.pdf | 10 | 8 | 0.62 ID, 3/8" HOLE, VINYL | 26963-10
a060r472_drw.pdf | 11 | 3 | CLIP; 0.75 ID, 3/8" HOLE, VINYL | 26963-12
a060r472_drw.pdf | 12 | 3 | CLIP; 1.00 ID, 3/8" HOLE, VINYL | 26963-16
a060r472_drw.pdf | 13 | 1 | MANUAL, OPERATOR | A029M414
a060r472_drw.pdf | 14 | 1 | DISPLAY,CONTROL ; MODEL HMI 114 | A029T102
a060r472_drw.pdf | 15 | 1 | KIT,AUX 101; - | A042E993
a060r472_drw.pdf | 16 | 1 | HARNESS, RTD & UEGO ; GTA28/38/50 W/EICS | A042F764
a060r472_drw.pdf | 17 | 1 | HARNESS, LOW AND HIGH GAS ; GTA855E, GTA28/38/50 | A042H217
a060r472_drw.pdf | 18 | 2 | COPPER, 1/0, ONE HOLE 3/8" ; - | A042H223
a060r472_drw.pdf | 22 | 1 | HOLDER, DEAD-FRONT ; LPSM | A042K044
a060r472_drw.pdf | 23 | 1 | MONITOR,3 PHASE | A042K326
a060r472_drw.pdf | 24 | 1 | HARNESS, CIRCUIT BREAKER INTERCONNECT ; GREAT CIRCLE | A042K334
a060r472_drw.pdf | 25 | 1 | HARNESS, UTILITY CT & SENSE ; GREAT CIRCLE | A042K335
a060r472_drw.pdf | 26 | 1 | HARNESS, FEEDER INTERCONNECT ; GREAT CIRCLE | A042K336
a060r472_drw.pdf | 27 | 3 | FUSE; ATQR1/2 | A042K485
a060r472_drw.pdf | 28 | 1 | HARNESS, WIRING; GTA855E W/ EICS | A059H089
a060r472_drw.pdf | 29 | 1 | HARNESS, POWER & SENSOR ; GTA855 EICS | A059H440
a060r472_drw.pdf | 30 | 1 | WIRING HARNESS; GREAT CIRCLE | A060R458
a060r485_drw.pdf | ITEM
a060r485_drw.pdf | 1 | 12 | WASHER,PLAIN; 1.56" OD,0.39" ID, 0.09" THK | 0181
a060r485_drw.pdf | 2 | 4 | STRAP, GROUNDING; 4 AWG, 20",ENGINE TO FRAME | 337-3587-01
a060r485_drw.pdf | 3 | 4 | GROUNDING, 4 AWG, 12"; 1/2" STUD, WC90397-1 | 9757
a060r485_drw.pdf | 4 | 1 | BUSHING,REDUCING PIPE; -24 NPT X -16 FNPT,STEEL | 12176-24-16
a060r485_drw.pdf | 5 | 1
a060r485_drw.pdf |  |  |  | 12270-4-2
a060r485_drw.pdf | 9 | 1 | GROUNDING, 4 AWG ; WC90397-3,GENERATOR TO FRAME | 12618
a060r485_drw.pdf | 10 | 1 | CONNECTOR,FEMALE ; -8 FNPT X -M27 ORB,BRASS | 14739-8-M27
a060r485_drw.pdf | 11 | 1 | BUSHING,REDUCING PIPE ; -8 NPT X -2 FNPT,BRASS | 14783-8-2
a060r485_drw.pdf | 12 | 4 | CLAMP,CSHN; EPDM RUBBER | 16164-12
a060r485_drw.pdf | 13 | 6 | CLAMP,CSHN; EPDM RUBBER | 16164-19
a060r485_drw.pdf | 14 | 2 | CLAMP,CSHN; EPDM RUBBER | 16164-22
a060r485_drw.pdf | 15 | 1 | ASSEMBLY, 1" RING AND RETAINER ; SEALTITE | 18721
a060r485_drw.pdf | 16 | 5 | CONNECTOR, 3/8" 90 DEGREE ; SEALTITE | 18775
a060r485_drw.pdf | 17 | 2 | CONNECTOR, 1", 90 DEGREE SEALTITE | 18812
a060r485_drw.pdf | 18 | 2 | SWITCH,DISCONNECT,BATTERY ; 12V/24V | 19278
a060r485_drw.pdf | 22 | 1 | 3/8" BULK ; 56" | 19706-028
a060r485_drw.pdf | 23 | 1 | SEALTITE, 3/8" BULK ; 20" | 19706-029
a060r485_drw.pdf | 24 | 8 | ASSEMBLY, 1/2" RING AND RETAINER ; SEALTITE | 19708
a060r485_drw.pdf | 25 | 1 | SENDER, TEMPERATURE ; FW MURPHY, ES2T-250/300-M14 | 19711
a060r485_drw.pdf | 26 | 1 | SENDER, PRESURE ; FW MURPHY, ES2P-100-1/8 | 19712
a060r485_drw.pdf | 27 | 12 | WASHER, 3/4" BOLT FENDER ; McMASTER-CARR 97416A142 | 19723
a060r485_drw.pdf | 28 | 1 | BEACON HORN WITH STROBE ; QST30 | 19822
a060r485_drw.pdf | 29 | 1 | HARNESS, CURRENT TRANSFORMERS | 21107
a060r485_drw.pdf | 30 | 1 | SWITCH, WATER TEMP, 140°F ; NASON-TD-1A-140R-WP | 21383
a060r485_drw.pdf | 31 | 2 | BLOCK, 4 POS SHORTING ; MARATHON 1704SC, 75A, 600V | 21523
a060r485_drw.pdf | 32 | 1 | ECM KEYSWITCH
a060r485_drw.pdf |  |  |  | 24360
a060r485_drw.pdf | 36 | 1 | DC ENCLOSURE TO GENERATOR | 24362
a060r485_drw.pdf | 37 | 1 | HARNESS, DC INTERFACE TO RADIATOR CONTROLS ; AUTO CAD CONTROLLED | 24363
a060r485_drw.pdf | 38 | 1 | HARNESS, DC CABINET POWER ; - | 24364
a060r485_drw.pdf | 39 | 1 | BRACKET; LORAM, QSX15 | 24462
a060r485_drw.pdf | 40 | 1 | BRACKET, UPPER | 24463
a060r485_drw.pdf | 41 | 1 | BRACKET, ELECTRICAL (DC) ; LORAM, QSX15 | 24466
a060r485_drw.pdf | 42 | 1 | BASE, ELECTRICAL ; LORAM, QSX15 | 24468
a060r485_drw.pdf | 43 | 2 | COVER,BATTERY HOLD DOWN ; LORAM RG400 | 24996
a060r485_drw.pdf | 44 | 2 | BATTERY HOLD DOWN ; LORAM RG400 | 24997
a060r485_drw.pdf | 45 | 1 | RAD CONTROLS | 25294
a060r485_drw.pdf | 49 | 1 | CONNECTOR; CUSTOMER INTERCONNECT (NOT SHOWN) | 26293
a060r485_drw.pdf | 50 | 3 | CONNECTOR, 3/8" STRAIGHT ; SEALTITE 5331 | 26573
a060r485_drw.pdf | 51 | 2 | CLAMP,BATTERY,MARINE ; NEGATIVE | 26746
a060r485_drw.pdf | 52 | 2 | CLAMP,BATTERY,MARINE ; POSITIVE | 26747
a060r485_drw.pdf | 53 | 8 | CLIP; 0.62 ID, 3/8" HOLE, VINYL | 26963-10
a060r485_drw.pdf | 54 | 16 | MOUNT, ISOLATOR, 2-PIECE ; TECH PRODUCTUCTS 60011 | 60011
a060r485_drw.pdf | 55 | 1 | SEALTITE, 1" BULK ; 114" | 610430-009
a060r485_drw.pdf | 56 | 1 | 1" BULK ; 100" | 610430-010
a060r500_drw.pdf | 1 | 1 | PLATE,SUPPOR;T - | 19680
a060r500_drw.pdf | 2 | 1 | PLATE,SUPPOR;T - | 19681
a060r500_drw.pdf | 3 | 2 | GUSSET,SUPPOR;T - | 19682
a060r500_drw.pdf |  |  | (13.75)
a060r500_drw.pdf |  |  | 8.88
a060r519_drw.pdf | 1 | 1 | BEAM,RH RAI;L - | 19588
a060r519_drw.pdf | 2 | 1 | CHANNEL,FRON;T- | 19589
a060r519_drw.pdf | 3 | 1 | BEAM,ENG,FRON;T - | 19590
a060r519_drw.pdf | 4 | 1 | BEAM,ENG,REA;R - | 19591
a060r519_drw.pdf | 5 | 2 | BEAM,GENERATO;R - | 19592
a060r519_drw.pdf | 6 | 1 | CHANNEL,REA;R - | 19593
a060r519_drw.pdf | 7 | 1 | BEAM,LH RAI;L - | 19594
a060r519_drw.pdf | 8 |  | PLATE,PIN;-
a060r519_drw.pdf |  |  |  | 19599
a060r519_drw.pdf | 13 | 2 | PLATE,MOUN;T - | 19600
a060r519_drw.pdf | 14 | 1 | PLATE,BATTERY MOUN;T- | 19601
a060r519_drw.pdf | 15 | 2 | GUSSET,BATTERY MOU;NT- | 19602
a060r519_drw.pdf | 16 | 2 | PLATE,MOUN;T - | 19603
a060r519_drw.pdf | 17 | 4 | GUSSET,MOUN;T - | 19604
a060r519_drw.pdf | 18 | 4 | SPACER,FRAM;E - | 19605
a060r519_drw.pdf | 19 | 4 | SPACER,FRAM;E - | 19613
a060r519_drw.pdf | 20 | 1 | PLATE,BATTERY MOUN;T- | 19756
a060r519_drw.pdf | 21 | 1 | GUSSET,BATTERY MOU;NT- | 19757
a060r519_drw.pdf | 22 | 8 | PLATE,FRAM;E - | 19771
a060r519_drw.pdf | 23 | 8 | BOSS; WELD -6 NPT | 22150
a060r519_drw.pdf | 24 | 1 | SHEET,FLOOR PA;N- | 26586
a060r521_drw.pdf | 1 | 3 | WELDNUT, 1/4"-20 N;C_ | 14520
a060r521_drw.pdf | 2 | 1 | SHEET,GUAR;D QST30 | 21149
a060r544_drw.pdf | 1 | 1 | SHEET; - | A060R544-1
a060r544_drw.pdf | 2 | 1 | SHEET; - | A060R544-2
a060r544_drw.pdf | 3 | 1 | SHEET; - | A060R544-3
a060r544_drw.pdf | 4 | 1 | SHEET; - | A060R544-4
a060r544_drw.pdf | 5 | 1 | SHEET,EXPANDED MET;AL- | A060R544-5
a060r544_drw.pdf |  |  | 2X
a060r550_drw.pdf | ITEM
a060r550_drw.pdf | 1 | 1 | BRACKET,MOUNTING ; SUPPLY MODULE | A059J379
a060r550_drw.pdf | 2 | 1 | BRACKET,MOUNTING ; SUPPLY MODULE | A060R404
a060r550_drw.pdf |  |  |  | G
a060r555_drw.pdf | ITEM | QTY
a060r555_drw.pdf | 1 | 1 | DECAL, INFORMATION ; QSB6.7-TAAE A060R555 | A058M130
a060r555_drw.pdf | 2 | 1 | ASM, AIR INTAKE ; B6.7 STAGE V | AA100032
a060r555_drw.pdf |  |  |  | BE100026
a060r555_drw.pdf | 4
a060r555_drw.pdf | 5 | 1 | ASM, ENGINE MOUNT; B6.7 STAGE V
a060r555_drw.pdf | 6 | 1 | ASM, OIL DRAIN; B6.7 STAGE V | OD100006
a060r555_drw.pdf | 7 | 1 | ASM, COOLING SYSTEM; B6.7 STAGE V | RA100050
a060r555_drw.pdf | 8 | 1 | ASM, EXH AT ACCESS; B6.7 STAGE V | XA100025
a060r555_drw.pdf |  |  | B6.7 STAGE V | XH100036
a060r567_drw.pdf | 1 | 1 | POWER UNIT, 110HP ; QSB4.5, COLS ID 201609190057 | A042H776
a060r567_drw.pdf | 2 | 1 | BRACKET, REMOTE ; FUEL FILTER | 8178
a060r567_drw.pdf | 3 | 2 | SPACER, SECONDARY ECM MOUNTING | 9507
a060r567_drw.pdf | 4 | 1 | PRE FILTER, FUEL | 14749
a060r567_drw.pdf | 5 | 1 | HEATER,KIT; FUEL FILTER | 3964101-S
a060r567_drw.pdf | 6 | 2
a060r567_drw.pdf |  |  |  | 12250-4-4
a060r567_drw.pdf |  |  | QUICK DISCONNECT, #6 HOSE ; 90 DEG BLUE | 205146.000
a060r567_drw.pdf | 13 | 1 | PUSH-LOK; 3/8" ID X 16FT LG | 801-6
a060r567_drw.pdf | 14 | 1 | COUPLING,PLAIN HOSE ; -6 JIC X -6 BARB,STEEL | 12544-6-6
a060r567_drw.pdf | 15 | 2 | CLAMP, WORM; 5/16" BAND | 14992-04
a060r569_drw.pdf | ITEM
a060r569_drw.pdf | 1 | 1 | CLAMP,BATTERY,MARINE ; NEGATIVE | 26746
a060r569_drw.pdf | 2 | 1 | CLAMP,BATTERY,MARINE; POSITIVE | 26747
a060r569_drw.pdf | 3 | 1 | CABLE, BATTERY; BATTERY TO BATTERY | A057V881
a060r569_drw.pdf | 4 | 1 | CABLE; DISCONNECT TO BATTERY | A058P206
a060r569_drw.pdf | 5 | 1 | CABLE; DISCONNECT TO STARTER | A058P207
a060r569_drw.pdf |  |  |  | 4
a060r570_drw.pdf | ITEM
a060r570_drw.pdf | 1 | 1 | CLAMP,BATTERY,MARINE ; NEGATIVE | 26746
a060r570_drw.pdf | 2 | 1 | CLAMP,BATTERY,MARINE; POSITIVE | 26747
a060r570_drw.pdf | 3 | 1 | BATTERY; BATTERY TO BATTERY | A057V881
a060r570_drw.pdf | 4 | 1 | CABLE; STARTER TO BATTERY | A058P208
a060r570_drw.pdf | 5 | 1
a060r572_drw.pdf | ITEM
a060r572_drw.pdf | 1 | 1 | DISPLAY CONTROL (SYM,ENG TXT,NO CB BTN) ; MODEL HMI320 | 0300-6315-02
a060r572_drw.pdf | 2 | 1 | 103; AVR | 0327-1593
a060r572_drw.pdf | 3 | 1 | GROUNDING, 4 AWG ; 20" | 337-3587-01
a060r572_drw.pdf | 4 | 1 | GROUNDING, 4 AWG, 30" ; WC90397-5 | 21141
a060r572_drw.pdf | 5 | 1
a060r572_drw.pdf |  |  |  | 26963-16
a060r572_drw.pdf | 9 | 1 | SWITCH,MAGNETIC | 3050692
a060r572_drw.pdf | 10 | 1 | STRAIN RELIEF ; HARNESS | A042F852
a060r572_drw.pdf | 11 | 1 | HARNESS,LOWER ALTERNATOR ; PCC1302 & PCC2300 | A042H180
a060r572_drw.pdf | 12 | 2 | HOLDER, MEGA FUSE ; 500A RATED | A042H468
a060r572_drw.pdf | 13 | 1 | BRKT, ELECTRICAL, FUSE | A042K276
a060r572_drw.pdf | 14 | 2 | FUSE, 100A | A042K538
a060r572_drw.pdf | 15 | 1 | PCC3300 | A045G121
a060r572_drw.pdf | 16 | 1 | METER; J1939 ENGINE HOURS | A052U896
a060r572_drw.pdf | 17 | 1 | HARNESS, ELECTRICAL ; 4.5L HIGHWAY 18 EXTENSION | A058V191
a060r572_drw.pdf | 18 | 1 | ENGINE INTERFACE ; PCC3300, QSB4.5 T4F | A059H413
a060r572_drw.pdf | 22 | 4 | (TECH# 51145) ; - | AG-3904930
a060r572_drw.pdf | 23 | 1 | MAG; 24V | EA50037
a060r572_drw.pdf |  |  |  | DETAIL
a060r573_drw.pdf | ITEM
a060r573_drw.pdf | 1 | 21 | WELDNUT, 1/4"-20 NC ; _ | 14520
a060r573_drw.pdf | 2 | 2 | BRACKET,CONTROL CABINET | A042K696
a060r573_drw.pdf | 3 | 1 | BOTTOM; QSB4.5 T4F | A060P943
a060r573_drw.pdf |  | NOTES:
a060r575_drw.pdf | ITEM
a060r575_drw.pdf | 1 | 1 | PLATE; ASTM A36 | A060R575-1
a060r575_drw.pdf | 2 | 1 | PLATE; ASTM A36 | A060R575-2
a060r575_drw.pdf | 3 | 2 | ASTM A36 | A060R575-3
a060r575_drw.pdf | 4 | 4 | 1/2-13 | VENDOR SUPPLIED
a060r575_drw.pdf |  |  | 2.39
a060r575_drw.pdf |  |  | 2.77
a060r575_drw.pdf |  |  | 4 PLCS
a060r580_drw.pdf | ITEM
a060r580_drw.pdf | 1 | 2 | CONNECTOR,MALE; -10 JIC X -6 NPT,STEEL | 12238-10-6
a060r580_drw.pdf | 2 | 1 | PUMP, FUEL LIFT | A042K311
a060r580_drw.pdf | 3 | 1 | BRACKET, LIFT PUMP | A060R579
a060r580_drw.pdf | 4 | 1 | FUEL SUPPLY; C400D6B | A060R582
a060r593_drw.pdf | 1 | 1 | BRACKET,AFTERTREATME ; ADJUSTABLE DOC | A060R598
a060r593_drw.pdf | 2 | 2 | NUT,PRESS-FIT M10 | S-M10-1ZI
a060r593_drw.pdf |  |  |  | )
a060r593_drw.pdf |  |  | (1.25)
a060r593_drw.pdf |  | NOTE:
a060r593_drw.pdf |  |  | WELD NUT MAY BE USED IN PLACE
a060r593_drw.pdf |  |  | PRESS-FIT NUT. IF WELD NUT IS USED:
a060r593_drw.pdf |  |  | WELD NUTS MAY BE ATTACHED WITH SPOT
a060r593_drw.pdf |  |  | WELD NUTS TO BE FREE OF BUURS
a060r596_drw.pdf | 1 | 1 | BRACKET,AFTERTREATME; ADJUSTABLE DOC | A060R599
a060r596_drw.pdf | 2 | 2 | NUT,PRESS-FIT M10 | S-M10-1ZI
a060r596_drw.pdf |  | PRESS-FIT | NUT. IF WELD
a060r596_drw.pdf |  | a. | NUTS MAY BE ATTACHED WITH SPOT WELDS
a060r596_drw.pdf |  | b. | NUTS TO BE FREE OF BUURS
a060r603_drw.pdf | ITEM
a060r603_drw.pdf | 1 | 1 | DISPLAY CONTROL (SYM,ENG TXT,NO CB BTN) ; MODEL HMI320 | 0300-6315-02
a060r603_drw.pdf | 2 | 1 | 103; AVR | 0327-1593
a060r603_drw.pdf | 3 | 1 | PCC3300 | 0327-1601-01
a060r603_drw.pdf | 4 | 1 | LOWER ALTERNATOR ; AUTO CAD CONTROLLED | 17995
a060r603_drw.pdf | 5 | 1
a060r603_drw.pdf |  |  |  | A059J237
a060r603_drw.pdf |  |  |  | DIMENSIONS
a060r603_drw.pdf |  |  |  | [ ] ARE
a060r603_drw.pdf |  |  |  | IN HARD USED FOR
a060r604_drw.pdf | ITEM
a060r604_drw.pdf | 1 | 1 | DISPLAY CONTROL (SYM,ENG TXT,NO CB BTN) ; MODEL HMI320 | 0300-6315-02
a060r604_drw.pdf | 2 | 1 | 103; AVR | 0327-1593
a060r604_drw.pdf | 3 | 1 | PCC3300 | 0327-1601-01
a060r604_drw.pdf | 4 | 1 | LOWER ALTERNATOR ; AUTO CAD CONTROLLED | 17995
a060r604_drw.pdf | 5 | 1
a060r604_drw.pdf |  |  |  | A059J237
a060r604_drw.pdf |  |  |  | DIMENSIONS
a060r604_drw.pdf |  |  |  | [ ] ARE
a060r604_drw.pdf |  |  |  | IN HARD USED FOR
a060r622_drw.pdf | ITEM
a060r622_drw.pdf | 1 | 1 | FITTING, ELBOW 45° ; NPT 3/4, HOSE BEAD 1" | 4503-16-12
a060r622_drw.pdf | 2 | 1 | HOSE,1" ID; 1.00IN IDx20.00IN LONG | 5269353
a060r622_drw.pdf | 3 | 1 | FORMED, CAC OUTLET | 50002144
a060r622_drw.pdf | 4 | 1 | INSTRUMENT COVER | 70038570
a060r622_drw.pdf | 5 | 1
a060r622_drw.pdf |  |  |  | A060R583
a060r622_drw.pdf | 9 | 1 | POWER; QSL9 T4F | A060R584
a060r622_drw.pdf | 10 | 1 | INSULATION, PANEL ; POWER UNIT ENCLOSURE | A060R585
a060r622_drw.pdf | 11 | 1 | INSULATION, PANEL ; POWER UNIT ENCLOSURE | A060R586
a060r622_drw.pdf | 12 | 1 | INSULATION, PANEL ; POWER UNIT ENCLOSURE | A060R587
a060r622_drw.pdf | 13 | 2 | INSULATION, PANEL ; POWER UNIT ENCLOSURE | A060R588
a060r622_drw.pdf | 14 | 1 | HARDWARE; PUMP DRIVE | A060R589
a060r622_drw.pdf | 15 | 1 | GOVERNOR,D-2,BENDIX ; UNLOADER VALVE,DW-275491 | BW-275491
a060r622_drw.pdf | 16 | 1 | TAKE-OFF; CLUTCH, SAE 1, SAE 14 | SP214P101
a060r622_drw.pdf |  |  |  | 1
a060r622_drw.pdf |  |  |  | 5
a060r622_drw.pdf |  |  |  | 1
a060r622_drw.pdf |  |  |  | 15
a060r622_drw.pdf |  |  |  | 1
a060r622_drw.pdf |  |  |  | 8
a060r622_drw.pdf |  |  |  | 1
a060r622_drw.pdf |  |  |  | 14
a060r622_drw.pdf |  |  |  | 1
a060r622_drw.pdf |  | NOTES:
a060r622_drw.pdf |  | PRODUCT
a060r622_drw.pdf |  | EMISSION | CERTIFICATION: TIER 4 FINAL
a060r622_drw.pdf |  |  | VECTOR TECHNOLOGIES
a060r623_drw.pdf | ITEM
a060r623_drw.pdf | 1 | 1 | TUBE,STRUCTURAL | A058P021
a060r623_drw.pdf | 2 | 1 | GUSSET | A058P022
a060r623_drw.pdf | 3 | 3 | PLATE,MOUNTING | A058P023
a060r623_drw.pdf | 4 | 1 |  | A058P024
a060r623_drw.pdf | 9 | 1 | PLATE,MOUNTING; DRT SUPPORT | A060R628
a060r623_drw.pdf | 10 | 1 | PLATE,COVER; DRT SUPPORT | A060R640
a060r623_drw.pdf |  |  | 5
a060r623_drw.pdf |  |  | 1
a060r623_drw.pdf |  |  | 1
a060r623_drw.pdf |  |  | 1
a060r632_drw.pdf | ITEM
a060r632_drw.pdf | 1 | 2 | ELBOW, HOSE BEAD 3/8", PIPE THREAD 1/4-18 | 4501-06-04
a060r632_drw.pdf | 2 | 2 | FITTING, O-RING 7/8-14, PIPE THREAD 1/4-18 | 6405-10-04
a060r632_drw.pdf | 3 | 1 | DRIVE; SAE #10, SAE #4 | 977536
a060r632_drw.pdf | 4 | 1 | EXHAUST; DIA 3.00" X 24" | 89212A
a060r632_drw.pdf | 5 | 1
a060r632_drw.pdf |  |  |  | A059N848
a060r632_drw.pdf | 9 | 2 | PANEL ; POWER UNIT ENCLOSURE | A060P995
a060r632_drw.pdf | 10 | 1 | FILTER,PRIMARY ; DIESEL PRO 236,FILTER/SEPARATOR/WARMER | FH23618
a060r632_drw.pdf | 11 | 1 | HARDWARE; PUMP DRIVE | MHK282
a060r632_drw.pdf | 12 | 1 | CONNECTOR; 5/16 MALE J2044 TO 3/8 HOSE BARB | RCM1HBS-080-06-NB
a060r632_drw.pdf | 13 | 1 | HOSE, ID 3/8", LENGTH 23" | HJ30R9-06
a060r632_drw.pdf |  |  | 8
a060r632_drw.pdf |  |  | 2
a060r632_drw.pdf |  |  | 9
a060r632_drw.pdf |  |  | 2
a060r632_drw.pdf |  | NOTES:
a060r632_drw.pdf |  | COLS | SPEC#: QSF2.8 T4F
a060r632_drw.pdf |  | PRODUCT
a060r632_drw.pdf |  | PRODUCT
a060r639_drw.pdf | ITEM
a060r639_drw.pdf | 1 | 1 | DISPLAY CONTROL (SYM,ENG TXT,NO CB BTN) ; MODEL HMI320 | 0300-6315-02
a060r639_drw.pdf | 2 | 1 | DISPLAY,CONTROL; MODEL HMI 114 | 0300-6366-02
a060r639_drw.pdf | 3 | 1 | 103; AVR | 0327-1593
a060r639_drw.pdf | 4 | 1 | LOWER ALTERNATOR ; AUTO CAD CONTROLLED | 17995
a060r639_drw.pdf | 5 | 1
a060r639_drw.pdf |  |  |  | A042H237
a060r639_drw.pdf | 9 | 1 |  | A045G121
a060r639_drw.pdf | 10 | 1 | HARNESS, ENGINE INTERFACE ; PSI GENSET 150KW | A058U917
a060r639_drw.pdf | 11 | 1 | PANEL, CONTROL; PSI UPFIT, RIGHT PCC3300 | A060R187
a060r639_drw.pdf |  |  |  | DIMENSIONS
a060r639_drw.pdf |  |  |  | [ ] ARE
a060r639_drw.pdf |  |  |  | IN HARD USED FOR
a060r648_drw.pdf | ITEM
a060r648_drw.pdf | 1 | 1 | FLANGE,TUBE; ASTM A36,12" NOM,12.06 ID | 25990_04
a060r648_drw.pdf | 2 | 1 | FLANGE, CONNECTION ; - | A060R642
a060r648_drw.pdf | 3 | 1 | EXHAUST TRANSFER; 12 INCH OD | A060R643
a060r648_drw.pdf | 4 | 1 | ADAPTER | A060R644
a060r648_drw.pdf | 5 | 1
a060r648_drw.pdf |  |  | 15.0 $
a060r648_drw.pdf |  |  | 1
a060r650_drw.pdf | ITEM
a060r650_drw.pdf | 1 | 1 | DISPLAY CONTROL (SYM,ENG TXT,NO CB BTN) ; MODEL HMI320 | 0300-6315-02
a060r650_drw.pdf | 2 | 1 | DISPLAY,CONTROL; MODEL HMI 114 | 0300-6366-02
a060r650_drw.pdf | 3 | 1 | 103; AVR | 0327-1593
a060r650_drw.pdf | 4 | 1 | LOWER ALTERNATOR ; AUTO CAD CONTROLLED | 17995
a060r650_drw.pdf | 5 | 1
a060r650_drw.pdf |  |  |  | A042H237
a060r650_drw.pdf | 9 | 1 |  | A045G121
a060r650_drw.pdf | 10 | 1 | HARNESS, ENGINE INTERFACE ; PSI GENSET 150KW | A058U917
a060r650_drw.pdf | 11 | 1 | PANEL, CONTROL; PSI UPFIT, LEFT PCC3300 | A060R077
a060r650_drw.pdf |  |  |  | DIMENSIONS
a060r650_drw.pdf |  |  |  | [ ] ARE
a060r650_drw.pdf |  |  |  | IN HARD USED FOR
a060r651_drw.pdf | ITEM
a060r651_drw.pdf | 1 | 1 | DISPLAY CONTROL (SYM,ENG TXT,NO CB BTN) ; MODEL HMI320 | 0300-6315-02
a060r651_drw.pdf | 2 | 1 | DISPLAY,CONTROL; MODEL HMI 114 | 0300-6366-02
a060r651_drw.pdf | 3 | 1 | 103; AVR | 0327-1593
a060r651_drw.pdf | 4 | 1 |  | 0327-1601-01
a060r651_drw.pdf | 5 | 1
a060r651_drw.pdf |  |  |  | A042H227
a060r651_drw.pdf | 9 | 2 | 355A @125C ; (PER FOOT) | A042H237
a060r651_drw.pdf | 10 | 1 | HARNESS, ENGINE INTERFACE ; PSI GENSET 150KW | A058U917
a060r651_drw.pdf | 11 | 1 | PANEL, CONTROL; PSI UPFIT, LEFT PCC3300 | A060R077
a060r651_drw.pdf |  |  |  | DIMENSIONS
a060r651_drw.pdf |  |  |  | [ ] ARE
a060r651_drw.pdf |  |  |  | IN HARD USED FOR
a060r653_drw.pdf | ITEM
a060r653_drw.pdf | 1 | 1 | DISPLAY CONTROL (SYM,ENG TXT,NO CB BTN) ; MODEL HMI320 | 0300-6315-02
a060r653_drw.pdf | 2 | 1 | DISPLAY,CONTROL; MODEL HMI 114 | 0300-6366-02
a060r653_drw.pdf | 3 | 1 | 103; AVR | 0327-1593
a060r653_drw.pdf | 4 | 1 |  | 0327-1601-01
a060r653_drw.pdf | 5 | 1
a060r653_drw.pdf |  |  |  | A042H227
a060r653_drw.pdf | 9 | 2 | 355A @125C ; (PER FOOT) | A042H237
a060r653_drw.pdf | 10 | 1 | HARNESS, ENGINE INTERFACE ; PSI GENSET 150KW | A058U917
a060r653_drw.pdf | 11 | 1 | PANEL, CONTROL; PSI UPFIT, RIGHT PCC3300 | A060R187
a060r653_drw.pdf |  |  |  | DIMENSIONS
a060r653_drw.pdf |  |  |  | [ ] ARE
a060r653_drw.pdf |  |  |  | IN HARD USED FOR
a060r654_drw.pdf |  |  |  |  | REV
a060r654_drw.pdf | 1 | 1 | ADAPTER,5" SPHERICAL FLARE ; - | A029L736_CCR | ---
a060r654_drw.pdf | 2 | 1 | ADAPTER,5" SPHERICAL MARMON ; - | A040W492 | ---
a060r659_drw.pdf |  |  |  |  | REV
a060r659_drw.pdf | 1 | 1 | BRACE,RADIATOR; LOWER SUPPORT | A060R659-01 | A
a060r659_drw.pdf | 2 | 1 | BRACE,RADIATOR; LOWER SUPPORT | A060R659-02 | A
a060r659_drw.pdf | 3 | 1 | BRACKET,MOUNTING ; RADIATOR | A060R659-03 | A
a060r659_drw.pdf | 4 | 1 | NUT, WELD; 1" O.D. TUBE END | A060R659-04 | A
a060r659_drw.pdf |  |  | 2 3
a060r659_drw.pdf |  |  | 1 1
a060r661_drw.pdf | ITEM
a060r661_drw.pdf | 1 | 1 | ADAPTER,5" SPHERICAL FLARE ; - | A029L736_CCR
a060r661_drw.pdf | 2 | 1 | ADAPTER,5" SPHERICAL MARMON ; - | A040W492
a060r661_drw.pdf |  |  | (1.04)
a060r661_drw.pdf |  |  |  | .76+.30
a060r661_drw.pdf |  |  |  | -.25
a060r661_drw.pdf |  |  | MULTI-PLY
a060r661_drw.pdf |  |  | 1 WITH INTERIOR | LINING AND
a060r661_drw.pdf |  |  | EXTERNAL | BRAID
a060r694_drw.pdf | ITEM
a060r694_drw.pdf | 1 | 1 | TUBE,AIR TRANSFER | A060R694-01
a060r694_drw.pdf | 2 | 1 | INDICATOR | A060R694-02
a060r694_drw.pdf |  |  | (7.9)
a060r697_drw.pdf | ITEM
a060r697_drw.pdf | 1 | 1 | BRACKET,SUPPORT ; BRACKET,AIR CLEANER | A060R697-01
a060r697_drw.pdf | 2 | 1 | GUSSET | A060R697-02
a060r697_drw.pdf |  |  |  | 7.33
a060r697_drw.pdf |  |  |  | .00
a060r697_drw.pdf | 1.55
a060r697_drw.pdf |  |  | .00
a060r698_drw.pdf | ITEM
a060r698_drw.pdf | 1 | 1 | TUBE,EXHAUST | A060R698-01
a060r698_drw.pdf | 2 | 1 | BELLOWS | A060R698-02
a060r698_drw.pdf | 3 | 1 | TUBE,EXHAUST | A060R698-03
a060r698_drw.pdf |  |  |  | 2 PLACES
a060r698_drw.pdf |  |  | 13.38
a060r698_drw.pdf |  |  | 3.49
a060r698_drw.pdf |  |  | 9.33
a060r698_drw.pdf |  |  |  | DIMENSIONS
a060r698_drw.pdf |  |  |  | [ ] ARE
a060r698_drw.pdf |  |  |  | XX..XXX::
a060r698_drw.pdf |  |  |  | ANGULAR
a060r698_drw.pdf |  |  |  | IN HARD USED FOR
a060r699_drw.pdf | ITEM
a060r699_drw.pdf | 1 | 1 | BRACKET; AFTERTREATMENT | A060R699-01
a060r699_drw.pdf | 2 | 1 | BRACKET,AFTERTREATMENT | A060R699-02
a060r699_drw.pdf |  |  | .00
a060r701_drw.pdf | ITEM
a060r701_drw.pdf | 1 | 1 | SUPPORT,BASE ENGINE | A060R701-01
a060r701_drw.pdf | 2 | 1 | SUPPORT,BASE ENGINE | A060R701-02
a060r712_drw.pdf | ITEM
a060r712_drw.pdf | 1 | 1 | PLATE,MOUNTING | A060R568
a060r712_drw.pdf | 2 | 2 | GUSSET | A060R713
a060r712_drw.pdf |  |  | .25
a060r712_drw.pdf |  |  | 5.88
a060r719_drw.pdf | ITEM
a060r719_drw.pdf | 1 | 1 | CLAMP,MUFFLER,1.50 NOM ; 5/16-18 THD | 0155-1239
a060r719_drw.pdf | 2 | 2 | TUBE, JACKET WATER; G38/50 W/GTI RADIATOR | 9119
a060r719_drw.pdf | 3 | 1 | LOWER JACKET WATER ; G38/50 GTI RADIATOR | 9120
a060r719_drw.pdf | 4 | 1 | FILL JKT; WATER G38/50 | 9122
a060r719_drw.pdf | 5 | 1
a060r719_drw.pdf |  |  | FNPT,S | 12195-8-8
a060r719_drw.pdf | 9 | 1 | PLAIN STREET PIPE ; 90DEG -4 FNPT X -4 NPT,B | 12530-4-4
a060r719_drw.pdf | 10 | 1 | STREET; NPT | 12534-4
a060r719_drw.pdf | 11 | 1 | COUPLING,PLAIN HOSE; -16 BEAD X -12 NPT,BRASS | 12545-16-12
a060r719_drw.pdf | 12 | 3 | COUPLING,ELBOW HOSE ; 90D -6 BARB X -4 NPT,BRS | 12546-6-4
a060r719_drw.pdf | 13 | 2 | COUPLING,PLAIN HOSE; -6 BARB X -4 NPT,BRASS | 12548-6-4
a060r719_drw.pdf | 14 | 8 | CLAMP, T-BOLT; 3.28-3.59 | 13164-0350
a060r719_drw.pdf | 15 | 4 | CLAMP, T-BOLT; 5.28-5.59 | 13164-0550
a060r719_drw.pdf | 16 | 1 | BRACE,PLUMBING,GTA50 ; GTI RADIATOR | 13844
a060r719_drw.pdf | 17 | 2 | BRKT,RADIATOR TUBE SUPPORT ; GTA 38/50 | 14108
a060r719_drw.pdf | 18 | 4 | .81 - 1.50 WORM | 14990-16
a060r719_drw.pdf | 22 | 1 | ; PIPE SECURE | 15629
a060r719_drw.pdf | 23 | 1 | CLAMP,CSHN; EPDM RUBBER | 16164-16
a060r719_drw.pdf | 24 | 1 | NIPPLE,PLAIN PIPE ; -32NPT 2.00",BLACK STEEL | 17853-0200
a060r719_drw.pdf | 25 | 2 | BRKT,FAN-GRD-SUPPORT ; GTA38/50,PNT-STL | 22114
a060r719_drw.pdf | 26 | 1 | HEATSHIELD,.75DIA ; 12 FOOT ROLL | 22830
a060r719_drw.pdf | 27 | 3 | COUPLING,ELBOW HOSE; 45DEG -6 BARB X -4 NPT,BR | 23015-6-4
a060r719_drw.pdf | 28 | 2 | HOSE, 5" x 6" LONG | 24480G-6
a060r719_drw.pdf | 29 | 2 | CLAMP, U-BOLT; 2" OD PIPE | 89541K
a060r719_drw.pdf | 30 | 1 | U BOLT; 5" GUILLOTINE | 89549K
a060r719_drw.pdf | 31 | 1 | LOWER/OUTER ; AFT COOLER GTA50 W/GTI RAD | A042A027
a060r719_drw.pdf | 32 | 2 | 1.00 IN ID X
a060r719_drw.pdf |  |  |  | A042F058
a060r719_drw.pdf | 36 | 2 | (LOW COOLANT) | A058G065
a060r719_drw.pdf | 37 | 2 | BRACE,RADIATOR; GTA50 W/GTI RADIATOR | A058N500
a060r719_drw.pdf | 38 | 1 | BRACE, SUPPORT | A059H263
a060r719_drw.pdf | 39 | 1 | RADIATOR; GTA50E JOSEPHSON,750kW | A059H616
a060r719_drw.pdf | 40 | 1 | ELBOW, RED 90 DEG; 2" NPT X 1-1/2" NPT | B90KJ
a060r719_drw.pdf | 41 | 134 | COOLANT, FC EG PM, 1 GALLON | CC2743
a060r719_drw.pdf | 42 | 3 | VALVE, 1/2" FNPT ; WATTS | FA60204
a060r719_drw.pdf | 43 | 1 | BARB; 1-1/2" NPT X 2" HOSE | FF63185
a060r719_drw.pdf | 44 | 3 | PIPE; 1/2 X CLOSE BIP | LTL-CPN12
a060r719_drw.pdf | 45 | 2 | 3/8IN ID X 6.00IN LONG | R-801-6
a060r721_drw.pdf |  | 1 1 TUBE, | GTA38E FILL JKT; WATER G38/50
a060r721_drw.pdf |  | 1 TUBE, 2 | FILL AFT; COOLER G38/50 STREET PIPE ; 90DEG -8 NPT X -8 FNPT,S
a060r721_drw.pdf |  | 1 TEE, 1 | STREET; NPT HOSE ; -16 BEAD X -12 NPT,BRASS
a060r721_drw.pdf |  | 1 6 | HOSE; 90D -6 BARB X -4 NPT,BRS HOSE ; -6 BARB X -4 NPT,BRASS
a060r721_drw.pdf |  | 8 CLAMP, 4 CLAMP, | T-BOLT; 3.28-3.59 T-BOLT; 5.28-5.59
a060r721_drw.pdf |  | 1 | ; GTI RADIATOR
a060r721_drw.pdf |  | 1 TUBE,LOWER | JACKET WATER ; GTA38
a060r724_drw.pdf | ITEM
a060r724_drw.pdf | 1 | 2 | ELBOW,PLAIN ADAPTER; 90DEG -6 ORB X -4 FNPT,S | 12192-6-4
a060r724_drw.pdf | 2 | 3 | ELBOW,PLAIN STREET PIPE ; 90DEG -8 NPT X -8 FNPT,S | 12195-8-8
a060r724_drw.pdf | 3 | 2 | COUPLING,PLAIN HOSE; -4 BARB X -4 NPT,BRASS | 12548-4-4
a060r724_drw.pdf | 4 | 4 | T-BOLT; 3.28-3.59 | 13164-0350
a060r724_drw.pdf | 5 | 4
a060r724_drw.pdf |  |  |  | 14990-20
a060r724_drw.pdf | 9 | 4 | WORM; 5/16" BAND | 14992-04
a060r724_drw.pdf | 10 | 2 | CLAMP,CSHN; EPDM RUBBER | 16164-16
a060r724_drw.pdf | 11 | 1 | TUBE,COOLANT,UPPER ; KTA19SLB | 16349
a060r724_drw.pdf | 12 | 1 | TUBE,LTA,FILL; KTA19SLB | 16352
a060r724_drw.pdf | 13 | 2 | ELBOW,1.25" RADIATOR 90 ; - | 16354
a060r724_drw.pdf | 14 | 1 | ELBOW,0.75" RADIATOR 90 ; - | 16683
a060r724_drw.pdf | 15 | 2 | SPACER,0.75OD X 0.38ID X 1.25LG ; - | 17238
a060r724_drw.pdf | 16 | 1 | GUARD, ALTERNATOR ; GTA/KTA19 | 19037
a060r724_drw.pdf | 17 | 1 | 3" ID, 90 DEGREE | 21042
a060r724_drw.pdf | 18 | 2 | ; GTA19,PNT-STL | 22112
a060r724_drw.pdf | 22 | 1 |  | 42337
a060r724_drw.pdf | 23 | 2 | VALVE, 1/4"NPT ; DC604-4 | 80511
a060r724_drw.pdf | 24 | 1 | SPACER,FAN PILOT ; - | 219125
a060r724_drw.pdf | 25 | 2 | COOLANT LEVEL SENSOR ; - | A029Y148
a060r724_drw.pdf | 26 | 1 | FAN,BLOWER; 54",8 BLADE,24DEG | A042C076
a060r724_drw.pdf | 27 | 1 | TUBE,COOLANT,LOWER ; KTA19SLB | A042C159
a060r724_drw.pdf | 28 | 1 | TUBE,COOLANT,FILL ; KTA19SLB | A042D154
a060r724_drw.pdf | 29 | 1 | BRACKET; PIPE SUPPORT | A042E644
a060r724_drw.pdf | 30 | 1 | HOSE,PLAIN; 1.00 ID X 4.00 LG EPDM | A042F048
a060r724_drw.pdf | 31 | 2 | HOSE,PLAIN; 1.00 ID X 6.00 LG EPDM | A042F048
a060r724_drw.pdf | 32 | 1 | 1.25 ID
a060r724_drw.pdf |  |  |  | A042F059
a060r724_drw.pdf | 36 | 1 | 3.50 ID X 6.00 LG EPDM | A042F059
a060r724_drw.pdf | 37 | 2 | RADIATOR ; KTA19SLB, ADAMS | A059D894
a060r724_drw.pdf | 38 | 1 | RADIATOR; KTA19SLB, AKG | A060R723
a060r724_drw.pdf | 39 | 1 | TUBE,WATER TRANSFER ; KTA19SLB,LTA | A063F822
a060r724_drw.pdf | 40 | 1 | TUBE,LTA,LOWER; KTA19SLB | A063F823
a060r724_drw.pdf | 41 | 33 | COOLANT, FC EG PM, 1 GALLON | CC2743
a060r724_drw.pdf | 42 | 3 | VALVE, 1/2" FNPT ; WATTS | FA60204
a060r724_drw.pdf | 43 | 2 | NIPPLE, PIPE; 1/2 X CLOSE BIP | LTL-CPN12
a060r724_drw.pdf | 44 | 1 | HOSE,PARKER; 1/4IN ID X 52.00IN LONG | R-801-4
a060r724_drw.pdf | 45 | 1 | 1/4IN ID X 60.00IN LONG | R-801-4
a060r727_drw.pdf | ITEM
a060r727_drw.pdf | 1 | 10 | NUT; 3 PROJECTION, PILOTED | 80001364
a060r727_drw.pdf | 2 | 1 | CROSSMEMBER; . | A060R727-01
a060r727_drw.pdf | 3 | 2 | SPACER; . | A060R727-02
a060r727_drw.pdf | 4 | 1 | PLATE,END,LH; . | A060R727-03
a060r727_drw.pdf | 5 | 1
a060r727_drw.pdf |  |  | SHT2
a060r727_drw.pdf |  |  | 13
a060r727_drw.pdf |  |  | SHT2
a060r727_drw.pdf |  | 5X | 1.80
a060r727_drw.pdf |  |  | 3.00
a060r727_drw.pdf |  |  | 2.57
a060r727_drw.pdf |  |  | 13
a060r730_drw.pdf | 1 | 1 | CLIP | 202888
a060r730_drw.pdf | 2 | 1 | SEAL,O RING | 4928599
a060r730_drw.pdf | 3 | 1 | TUBE,OIL GAUGE | 5335990
a060r730_drw.pdf | 4 | 1 | DIPSTICK; 3 DEGREE POWER ANGLE | A060R729
a060r730_drw.pdf |  |  |  | .896
a060r730_drw.pdf |  |  |  | TO HIGH
a060r737_drw.pdf | 1 | 2 | RAIL,4 X 6 (NOMINAL) X 134.25 LG, - | A060R737-01
a060r737_drw.pdf | 2 | 2 | XMBR,4 X 6 (NOMINAL) X 65.00 LG, - | A060R737-02
a060r737_drw.pdf | 3 | 7 | XMBR,2 X 6 (NOMINAL) X 65.00 LG, - | A060R737-03
a060r737_drw.pdf |  |  | FOR A
a060r737_drw.pdf | HEAD | TOWARD | BOTTOM
a060r737_drw.pdf |  |  |  | 0.380
a060r737_drw.pdf |  |  | 2.75
a060r737_drw.pdf | X | 8" | BOLT.
a060r737_drw.pdf | TOWARD
a060r737_drw.pdf |  |  | 1.75
a060r737_drw.pdf |  |  | 1.50
a060r737_drw.pdf | TOWARD | INSIDE
a060r737_drw.pdf |  |  | SCALE | 0.380
a060r739_drw.pdf | ITEM
a060r739_drw.pdf | 1 | 1 | PANEL,SIDE; ALUMINUM,LH | A060R740
a060r739_drw.pdf | 2 | 1 | PLATE,MOUNTING ; RH SIDE,TOP | A060R741
a060r739_drw.pdf | 3 | 1 | PLATE,MOUNTING ; LH SIDE,TOP | A060R742
a060r739_drw.pdf |  |  | 3
a060r743_drw.pdf | ITEM
a060r743_drw.pdf | 1 | 8 | NUT, 3 PROJ, 3/8-16 SHORT PILOT | 80001364
a060r743_drw.pdf | 2 | 4 | NUT, 3 PROJ, 1/2-13 SHORT PILOT | 80001368
a060r743_drw.pdf | 3 | 1 | BASE,DEF TANK; . | A060R743-2
a060r743_drw.pdf | 4 | 2 | BASE; . | A060R743-3
a060r743_drw.pdf | 5 | 2
a060r743_drw.pdf |  |  | (22.36)
a060r743_drw.pdf |  |  | 3
a060r743_drw.pdf |  |  | .00
a060r743_drw.pdf |  |  | .00
a060r743_drw.pdf |  |  | 8.80
a060r759_drw.pdf | 1 | 2 | CONTACTOR, MANUAL OVERIDE, ;24PVN:535-0098, FIREPUMP | 8824-24
a060r759_drw.pdf | 2 | 1 | COMP FLANGE, 4.000 / 1.000x.;5010810 / 3172 DRIVESHAFTS | 10015-43
a060r759_drw.pdf | 3 | 1 | ASSEMBLY, HEAT EXCHANG;ERHIGH HP, CFP15E | 11492-02
a060r759_drw.pdf | 4 | 1 | SKID, SHIPPING, CFP1;5ESTD FRAME, 60 x 144 | 12577
a060r759_drw.pdf | 5 | 1 | VALVE, OIL DRAI;NM27-2.0 WITH NIPPLE | 13215
a060r759_drw.pdf | 6 | 1 | ASM, OIL LEVEL GAU;GECFP15E-F50/60/70 | 14084
a060r759_drw.pdf | 7 | 1 | SHAFT, U3172, SHORT COUPL;EDNON LISTED | 16581
a060r759_drw.pdf | 8 | 1 | ASSEMBLY,
a060r759_drw.pdf |  |  |  | 21471
a060r759_drw.pdf | 13 | 1 | ASSEMBLY, DPEM AND HARNE;SSGEN I | 21662
a060r759_drw.pdf | 14 | 1 | PLUG, 316 SS SOCKET HEAD, 1/2" ;NPMTcMASTER-CARR 4452K544 | 24445
a060r759_drw.pdf | 15 | 1 | COUPLING, TORSIONA;LCFP15E F40-60 | 25354
a060r759_drw.pdf | 16 | 1 | ASSEMBLY, CFP15E DP;EM | 26843
a060r759_drw.pdf | 17 | 192 | URETHANE, CLEAR CO;AT | 26867
a060r759_drw.pdf | 18 | 1 | ELBOW, 316SS FLEX, 90° FLARED x 8" FL;AN6G"E TURBO, CFP15E | 26877
a060r759_drw.pdf | 19 | 1 | SILENCER, 8" RESIDENTIAL, 316L; SGST EXHAUST A202-4108-1-S316L | A042B215
a060r759_drw.pdf | 20 | 1 | MISC. PIPING, HX CFP1;5ESEA WATER LOOP/RAW WATER | A042C201
a060r759_drw.pdf | 21 | 1 | ENCLOSURE, INTERFA;CEBATTERY CHARGER FIRE PUMP | A042C868
a060r759_drw.pdf | 22 | 64 | HARDENER, CLEAR CO;AT | A042E529
a060r759_drw.pdf | 23 | 64 | REDUCER, CLEAR COA;T | A042E530
a060r759_drw.pdf | 24 | 1 | ASSEMBLY, FUEL/OIL FILT;ERDIFFERENTIAL/INLET PRESSURE | A042G916
a060r759_drw.pdf | 29 | 1 | ASSEMBLY, SECONDARY E;CMCFP15E | A042J761
a060r759_drw.pdf | 30 | 1 | ASSEMBLY, FUEL LIN;ECFP15E | A042J765
a060r759_drw.pdf | 31 | 1 | ASSEMBLY, DUPLEX LUBE O;ILFILTER, CFP15E | A042J981
a060r759_drw.pdf | 32 | 1 | ASSEMBLY, 24VDC ENGI;NECFP15E-F45/50/60/70 | A042K085
a060r759_drw.pdf | 33 | 1 | GUARD, STEEL DRIVE SHA;FTSAE 2, 18.12 TO 29.63 | A059H121
a060r759_drw.pdf | 34 | 1 | ASSEMBLY,AIR FILTE;RCFP15E,HEAVY DUTY,PLASTIC | A060R761
a060r759_drw.pdf | 35 | 1 | ASSEMBLY, ACCESSORY MOUNTI;NCGFP15E | A060R763
a060r759_drw.pdf | 36 | 1 | HARNESS, DATA EXTENSI;ONDPEM, CFP15E | A060R799
a060r759_drw.pdf | 37 | 1 | PAINT, SPRAY BOM;BCUMMINS RED, ES044 RAL 3001 | A15730-A12
a060r761_drw.pdf | ITEM
a060r761_drw.pdf | 1 | 1 | CLAMP, T-BOLT; 5.78-6.09 | 13164-0600
a060r761_drw.pdf | 2 | 2 | CLAMP, T-BOLT; 6.28-6.59 | 13164-0650
a060r761_drw.pdf | 3 | 1 | T-BOLT; 7.28-7.59 | 13164-0750
a060r761_drw.pdf | 4 | 1 | HOSE REDUCER, 7.0" x 6.0" ; - | 3316624S
a060r761_drw.pdf | 5 | 1
a060r761_drw.pdf |  |  |  | P101294
a060r762_drw.pdf | 1 | 1 | BRACKET,MOUNTING; FRONT ENGINE, RADIATOR | A060R762-01 | A
a060r762_drw.pdf | 2 | 1 | BRACKET,MOUNTING; FRONT ENGINE, RADIATOR | A060R762-02 | A
a060r763_drw.pdf | ITEM
a060r763_drw.pdf | 1 | 1 | BATTERY ISOLATOR ; FIRE PUMP | 8838
a060r763_drw.pdf | 2 | 1 | FACTORY SETTINGS TAG, FIREPUMP | 9526-02
a060r763_drw.pdf | 3 | 1 | SETTINGS TAG, FIREPUMP | 9526-03
a060r763_drw.pdf | 4 | 1 | TAG, FIREPUMP | 9534
a060r763_drw.pdf | 5 | 1
a060r763_drw.pdf |  |  |  | A042J034
a060r763_drw.pdf | 9 | 1 | AIR FILTER MOUNTING ; CFP15E | A060R764
a060r763_drw.pdf |  |  | 8
a060r776_drw.pdf | ITEM
a060r776_drw.pdf | 1 | 1 | ELBOW,MALE ADAPTER; 90D -6 FLR X -12 NPT,BRS | 12550-6-12
a060r776_drw.pdf | 2 | 1 | ELBOW,MALE ADAPTER; 90D -6 FLR X -4 NPT,BRS | 12550-6-4
a060r776_drw.pdf | 3 | 1 | CONNECTOR,FEMALE; -6 FLR X -4 FNPT,BRASS | 12552-6-4
a060r776_drw.pdf | 4 | 1 | CONNECTOR,MALE; -6 FLR X -4 NPT,BRASS | 12553-6-4
a060r776_drw.pdf | 5 | 1
a060r776_drw.pdf |  |  |  | 17853-0400
a060r776_drw.pdf | 9 | 1 | PIPE ; -32NPT 9.50",BLACK STEEL | 17853_0950
a060r776_drw.pdf | 10 | 1 | NIPPLE,PLAIN PIPE ; -32NPT 11.00",BLACK STEEL | 17853_1100
a060r776_drw.pdf | 11 | 1 | NIPPLE,PLAIN PIPE ; -32NPT 12.50",BLACK STEEL | 17853_1250
a060r776_drw.pdf | 12 | 2 | COUPLING,PLAIN PIPE ; -32 FNPS, BLACK STEEL | 26755_32
a060r776_drw.pdf | 13 | 1 | CLAMP,U BOLT | 3394713
a060r776_drw.pdf | 14 | 2 | BRACKET,FUL CONTROL VALVE | 3394773
a060r776_drw.pdf | 15 | 3 | CLAMP,U BOLT | 3394861
a060r776_drw.pdf | 16 | 4 | CONNECTOR,TUBE | 3395026
a060r776_drw.pdf | 17 | 2 | BRACKET,FUL CONTROL VALVE | 4100302
a060r776_drw.pdf | 18 | 3 | ; 2-1/2" TO 2" NPT | A042C726
a060r776_drw.pdf | 22 | 1 | ; GTA50,GAS TRAIN,1/4 CON'T | A063T351
a060r776_drw.pdf | 23 | 1 | BRACE,SUPPORT; FUEL TRAIN,GTA50 PRIME | A063T424
a060r776_drw.pdf | 24 | 1 | BRACKET,RETAINING BRACE ; FUEL TRAIN,GTA50 PRIME | A063T425
a060r776_drw.pdf | 25 | 1 | BRACE,SOLENOID; FUEL TRAIN,GTA50 PRIME | A063T426
a060r776_drw.pdf | 26 | 2 | SCREW,SOCKET HEAD CAP ; 3/4-10 X 1-1/4 | A063Z395
a060r776_drw.pdf | 27 | 1 | TUBE,FUEL TRANSFER ; GTA50 PRIME,LH | A063Z459
a060r776_drw.pdf | 28 | 1 | TUBE,FUEL TRANSFER ; GTA50 PRIME,RH | A063Z460
a060r776_drw.pdf | 29 | 2 | ELBOW, 2" SCH 40; BIP | B90K
a060r776_drw.pdf | 30 | 1 | 2" NPT BLACK IRON | BTK
a060r776_drw.pdf |  |  | 16
a060r776_drw.pdf |  |  |  | 15
a060r779_drw.pdf | ITEM
a060r779_drw.pdf | 1 | 1 | CROSS MEMBER | A060R779-1
a060r779_drw.pdf | 2 | 4 | GUSSET; . | A060R779-2
a060r779_drw.pdf | 3 | 4 | DEF TANK | A060R791
a060r779_drw.pdf |  |  | 3
a060r791_drw.pdf | ITEM
a060r791_drw.pdf | 1 | 2 | NUT, 3 PROJ, 1/2-13 SHORT PILOT | 80001368
a060r791_drw.pdf | 2 | 1 | MOUNT,; DEF TANK | A060R791-1
a060r791_drw.pdf |  |  | .00
a060r791_drw.pdf |  |  | 2 | 1
a060r791_drw.pdf |  |  | (1.30)
a060r791_drw.pdf |  |  | 2X .65
a060r791_drw.pdf |  |  | .00
a060r791_drw.pdf |  |  |  | DIMENSIONS
a060r791_drw.pdf |  |  |  | [ ] ARE
a060r791_drw.pdf |  |  |  | IN HARD USED FOR
a060r796_drw.pdf | ITEM
a060r796_drw.pdf | 1 | 1 | POWER UNIT, QSB4.5 T4F IV ; 160HP, LAKE SHORE INC | 50031064
a060r796_drw.pdf | 2 | 2 | CONNECTOR, QUICK FLUID | 80001572
a060r796_drw.pdf | 3 | 1 | TUBE, WATER TRANSFER ; CPP 50002209 | A058Z305
a060r796_drw.pdf | 4 | 1 | STREET PIPE ; 90DEG -8 NPT X -6 FNPT,S | 12195-8-6
a060r796_drw.pdf |  |  |  | 12527
a060r796_drw.pdf | 8 | 1 | COUPLING,PLAIN HOSE ; -10 BEAD X -8 NPT,BRASS | 12545-10-8
a060r796_drw.pdf | 9 | 1 | COUPLING,ELBOW HOSE; 90D -10 BEAD X -6 NPT,BRS | 12547-10-6
a060r796_drw.pdf | 10 | 1 | CLIP; 1.00 ID, 3/8" HOLE, VINYL | 26963-16
a060r796_drw.pdf | 11 | 1 | HOSE,SILICONE; 5/8IN IDx20.00IN LONG | A042F072
a060r796_drw.pdf | 12 | 2 | CLAMP, WORM; 5/16" BAND | 14992-08
a060r796_drw.pdf | 13 | 1 | CONNECTOR,BANJO ; 90,M22,08MOR | HC08O22MBANJO
a060r796_drw.pdf | 14 | 1 | HOSE,ASSEMBLY ; 8G1,8FJX,8FFORX,28" | 8G1-8FJX-8FFORX-28
a060r798_drw.pdf | ITEM
a060r798_drw.pdf | 1 | 1 | SUPPORT,BASE ENGINE | A060R798-01
a060r798_drw.pdf | 2 | 1 | SUPPORT,BASE ENGINE | A060R798-02
a060r800_drw.pdf | 1 | 8 | WELD NUT, 3 PROJ, 3/8-16 SHORT PILOT | 80001364
a060r800_drw.pdf | 2 | 1 | BASERAIL;LH | A060R800-01
a060r800_drw.pdf | 3 | 1 | BASERAIL; RH | A060R800-02
a060r800_drw.pdf | 4 | 1 | CROSSMEMBER; COOLING PACKAGE | A060R800-03
a060r800_drw.pdf | 5 | 1 | CROSSMEMBER; FRONT ENGINE MOUNT | A060R800-04
a060r800_drw.pdf | 6 | 1
a060r800_drw.pdf |  |  | ]
a060r802_drw.pdf | ITEM
a060r802_drw.pdf | 1 | 1 | MOUNT; RH | A060R802-01
a060r802_drw.pdf | 2 | 1 | SUPPORT; ENGINE MOUNT | A060R802-02
a060r802_drw.pdf |  |  | .00 | [0]
a060r803_drw.pdf | ITEM |  |  |  | REV
a060r803_drw.pdf | 1 | 4 | WELD NUT, 3 PROJ, 5/16-18 SHORT PILOT | 80001363 | 0
a060r803_drw.pdf | 2 | 2 | CRADLE,AFTERTREATMENT ; SUPPORT | A060R803-01 | 3
a060r803_drw.pdf | 3 | 2 | CRADLE,AFTERTREATMENT ; CRADLE MOUNTING | A060R803-02 | 1
a060r803_drw.pdf | 4 | 2 | CRADLE,AFTERTREATMENT ; CRADLE | A060R803-03 | 1
a060r803_drw.pdf | 5 | 1 | CRADLE,AFTERTREATMENT ; SIDE SUPPORT | A060R803-04 | 3
a060r803_drw.pdf | 6 | 1 | CRADLE,AFTERTREATMENT ; SIDE SUPPORT | A060R803-05 | 1
a060r805_drw.pdf | ITEM
a060r805_drw.pdf | 1 | 1 | PLATE,MOUNTING ; RH SIDE,TOP | A060R741
a060r805_drw.pdf | 2 | 1 | PLATE,MOUNTING ; LH SIDE,TOP | A060R742
a060r805_drw.pdf | 3 | 1 | PANEL,SIDE; ALUMINUM,RH | A060R806
a060r805_drw.pdf |  |  | 2
a060r813_drw.pdf | ITEM
a060r813_drw.pdf | 1 | 1 | BRACKET,MOUNTING ; PLATE,FRONT R/H FOOT | A060R814
a060r813_drw.pdf | 2 | 1 | GUSSET; FRONT R/H FOOT | A060R815
a060r813_drw.pdf | 3 | 1 | MOUNTING ; FRONT R/H FOOT | A060R816
a060r813_drw.pdf |  |  |  | NO WELD
a060r813_drw.pdf |  |  |  | 0.5" OF
a060r813_drw.pdf |  |  |  | 1
a060r813_drw.pdf |  |  | 3
a060r813_drw.pdf |  |  | 2
a060r813_drw.pdf |  |  | 3
a060r813_drw.pdf |  |  | 1
a060r813_drw.pdf |  |  | 1.00
a060r818_drw.pdf | ITEM
a060r818_drw.pdf | 1 | 1 | CROSSMEMBER; FRONT | A060R818-1
a060r818_drw.pdf | 2 | 4 | PLATE; SPACER | A060R818-2
a060r818_drw.pdf | 3 | 1 | BRACKET; GUIDE | A060R818-3
a060r818_drw.pdf | 4 | 4 | BRACE | A060R818-4
a060r818_drw.pdf | 5 | 1
a060r818_drw.pdf |  |  | 4
a060r818_drw.pdf |  |  |  | 1
a060r818_drw.pdf |  |  |  | DIMENSIONS
a060r818_drw.pdf |  |  |  | [ ] ARE
a060r818_drw.pdf |  |  |  | IN HARD USED FOR
a060r820_drw.pdf | 1 | 1 | CONNECTION; TURBO | A060R820-01
a060r820_drw.pdf | 2 | 1 | TUBE,EXHAUST; BELLOWS | A060R820-02
a060r820_drw.pdf | 3 | 1 | TUBE; . | A060R820-03
a060r820_drw.pdf | 4 | 1 | TUBE; . | A060R820-04
a060r820_drw.pdf | 5 | 1 | BELLOWS; NTSD | A060R820-05
a060r820_drw.pdf |  |  | 2X 12.17
a060r821_drw.pdf | ITEM
a060r821_drw.pdf | 1 | 1 | BRACE; STONE GUARD | A060R821-01
a060r821_drw.pdf | 2 | 1 | BRACE; STONE GUARD | A060R821-02
a060r821_drw.pdf | 3 | 2 | STONE GUARD | A060R821-03
a060r821_drw.pdf | 4 | 1 | RADIATOR ; CORE | A060R821-04
a060r821_drw.pdf |  |  | 2X 3.11
a060r821_drw.pdf |  |  | 2
a060r823_drw.pdf | 1 | 1 | BRACKET; RADIATOR STAY | A060R823-1
a060r823_drw.pdf | 2 | 1 | GUSSET;. | A060R823-2
a060r823_drw.pdf |  |  | ( 3.03 [ 77] )
a060r823_drw.pdf |  |  | 2.76 [ 70]
a060r824_drw.pdf | ITEM
a060r824_drw.pdf | 1 |  | 1 CHANNEL; 300 X 90 X 9, 38.1KG/M | A060R824_1
a060r824_drw.pdf | 2 |  | 10 GUSSET; 9mm THK | A060R824_2
a060r824_drw.pdf | 3 |  | 2 BEAM,I; 150 X 150 X 7, 31.1KG/M | A060R824_3
a060r824_drw.pdf | 4 |  | 1 CHANNEL; 180 X 75 X 7, 21.4KG/M | A060R824_4
a060r824_drw.pdf | 5 |  | 1 CHANNEL; 300 X 90 X 9, 38.1KG/M | A060R824_5
a060r824_drw.pdf | 6 |  | 1 CHANNEL; 180 X 75 X 7, 21.4KG/M | A060R824_6
a060r824_drw.pdf | 7 |  | 4 GUSSET; 9mm THK | A060R824_7
a060r824_drw.pdf | 8 |  | 1 TUBE,STRUCTURAL ; 150 X 150 X 10,43.6KG/M | A060R824_8
a060r824_drw.pdf |  |  |  | 0860_2127_19
a060r830_drw.pdf | 1 | 1 | LOWER | 19376
a060r830_drw.pdf | 2 | 2 | SIDE | 19377
a060r830_drw.pdf | 3 | 1 | UPPER | 19378
a060r830_drw.pdf | 4 | 2 | TAB | 19379
a060r830_drw.pdf | 5 | 2 | PLATE, MOUNTING | 19380
a060r830_drw.pdf | 6 | 1 | BRACE | 19381
a060r834_drw.pdf | ITEM
a060r834_drw.pdf | 1 | 1 | CHANNEL; REAR ENGINE | A042C493
a060r834_drw.pdf | 2 | 1 | CHANNEL,LH; - | A042C490
a060r834_drw.pdf | 3 | 1 | CHANNEL,RH; - | A042C491
a060r834_drw.pdf | 4 | 1 | CHANNEL,FRONT ENGINE ; - | A042C492
a060r834_drw.pdf | 5 | 4
a060r834_drw.pdf |  |  |  | A042C495
a060r834_drw.pdf |  |  |  | 4X
a060r946_drw.pdf | ITEM
a060r946_drw.pdf | 1 | 1 | FRAME; QSB4.5 T4F,MTL | A060R834
a060r946_drw.pdf | 2 | 1 | SHIPPING, 48 x 84 ; CFP3.3, 3.9, 5.9, 8.3, 5E, 7E, 9E | 9711
a060r946_drw.pdf | 3 | 1 | PACKAGE, W/CAC | 10001787
a060r946_drw.pdf | 4 | 2 | . | 11000102
a060r946_drw.pdf | 5 | 2 | CINCH, .66 ID, 2.75 OD, .19 THK | 11000038
a060r946_drw.pdf |  |  |  | 8100047
a060r946_drw.pdf | 11 | 2 | ; TECH PRODUCTS CORP | 0182
a060r946_drw.pdf | 12 | 2 | VIBRATION ; TECH PRODUCTS, 52011-75 | A058P165
a060r946_drw.pdf | 13 | 2 | BRACKET,MOUNTING ; ENGINE,REAR,QSB4.5 | A059J565
a060r946_drw.pdf | 14 | 1 | SPACER,FAN PILOT | 3910131
a060r946_drw.pdf | 15 | 2 | SPACER, FAN PILOT | 3910132
a060r946_drw.pdf | 16 | 1 | 23" | 11001090
a060r946_drw.pdf | 17 | 1 | SWITCH,COOLANT LEVEL ; SENSOR | S298/201
a060r946_drw.pdf | 18 | 1 | TUBE,AIR TRANSFER ; CAC COLD SIDE | A058Z330
a060r946_drw.pdf | 19 | 1 | TUBE, FORMED, CAC INLET | 50002153
a060r946_drw.pdf | 20 | 1 | TUBE, FORMED RADIATOR | 50002211
a060r946_drw.pdf | 21 | 2 | HOSE,EPDM; 1.75IN IDx4.00IN LONG | A042F053
a060r946_drw.pdf | 22 | 4 | WORM; 1/2" BAND | 14990-28
a060r946_drw.pdf | 23 | 2 | EPDM; 2.00IN IDx4.00IN LONG | A042F054
a060r946_drw.pdf | 24 | 4 | WORM; 1/2" BAND | 14990-32
a060r946_drw.pdf | 25 | 1 | AIR INTAKE, CAC | 50001097
a060r946_drw.pdf | 31 | 4 | WORM; 1/2" BAND | 14990-06
a060r946_drw.pdf | 32 | 1 | 36" LONG | R-801-6
a060r946_drw.pdf | 33 | 1 | CONNECTOR,FEMALE; M16 ORR X -6 FNPT,STEEL | 12181-M16-6
a060r946_drw.pdf | 34 | 1 | ELBOW,PLAIN STREET PIPE ; -6 NPT X -6 FNPT,STEEL | 12189-6-6
a060r946_drw.pdf | 35 | 3 | HUMP CAC; 3" ID X 6-1/2" LONG | 11431
a060r946_drw.pdf | 36 | 6 | CLAMP, SPRING LOADED T-BOLT ; 3.28-3.58 | 12975-0350
a060r946_drw.pdf | 37 | 1 | VALVE,SHUTOFF ; 8 BEAD x 6 NPT | 157098
a060r946_drw.pdf | 38 | 1 | BRACKET, MAG SWITCH ; - | 7710
a060r946_drw.pdf | 39 | 2 | ISOLATOR (TECH# 51145) ; - | AG-3904930
a060r946_drw.pdf | 40 | 1 | SWITCH, MAG; 24V | EA50037
a060r946_drw.pdf | 41 | 1 | TUBE,WATER TRANSFER ; QSB4.5 T4F,LOWER JW | A058Z091
a060r946_drw.pdf | 42 | 1 | ELBOW,PLAIN STREET PIPE ; 90DEG -8 NPT X -8 FNPT,S | 12195-8-8
a060r946_drw.pdf | 43 | 1 | STREET; NPT | 12534-8
a060r946_drw.pdf | 44 | 2 | HOSE ; -10 BEAD X -8 NPT,BRASS | 12545-10-8
a060r946_drw.pdf |  |  |  | 26547-0400
a060r946_drw.pdf |  |  |  | 010651653521
a060r950_drw.pdf | 1 | 1 | FLANGE, EXHAUST, 304SS; 08" ASA #125 | 6256_06
a060r950_drw.pdf | 2 | 1 | FLANGE, EXHAUST, 304SS; 08" ASA #125 | 6449_03
a060r951_drw.pdf | ITEM
a060r951_drw.pdf | 1 | 2 | KIT,GASKET,NUT,BOLT ; FULL FACE FIBER,5 | 23580_500
a060r951_drw.pdf | 2 | 1 | KIT,GASKET,NUT,BOLT ; FULL FACE FIBER,8 | 23580_800
a060r951_drw.pdf | 3 | 2 | PLUG,PIPE; -4 NPT,316 STAINLESS | 26961-4
a060r951_drw.pdf | 4 | 1 | TUBE,EXHAUST TRANSFER ; GTA855E,FLEX,5IN | A060R949
a060r951_drw.pdf | 5 | 1
a060r951_drw.pdf |  |  | O2 SENSOR
a060r951_drw.pdf |  |  | CLOSE TO
a060r951_drw.pdf |  |  | TOP CENTER
a060r952_drw.pdf | 1 | 1 |  | 0_75_LOL_PLUS_BLK_A060R952
a060r952_drw.pdf | 2 | 1 | HOSE, PUSH-LO;K3/8" ID X 16FT LG | 801-6
a060r952_drw.pdf | 3 | 1 | HOSE, PUSH-LO;K1/2" ID X 8FT LG | 801-8
a060r952_drw.pdf | 4 | 1 | COUPLING,KTR,65T,14T | 1700
a060r952_drw.pdf | 5 | 1 | DECAL,UPFIT NOTIC;E- | 9526-21
a060r952_drw.pdf | 6 | 1 | CONNECTOR,FEMAL;EM14 ORR X -4 FNPT,STEEL | 12181-M14-4
a060r952_drw.pdf | 7 | 1 | CONNECTOR,FEMAL;E-4 FJIC X -4 NPT,STEEL | 12250-4-4
a060r952_drw.pdf | 8 | 1 | COUPLING,PLAIN
a060r952_drw.pdf |  |  |  | 13062
a060r952_drw.pdf | 13 | 1 | HEATER, COOLAN;TESPAR, HYDRONIC D5 SCB24V SP | 13475
a060r952_drw.pdf | 14 | 1 | CLAMP, WOR;M 1/2" BAND | 14990-08
a060r952_drw.pdf | 15 | 3 | CLAMP, WOR;M 5/16" BAND | 14992-06
a060r952_drw.pdf | 16 | 2 | BRACE, EXHAUST STACK, ";T"NORDCO | 21915
a060r952_drw.pdf | 17 | 1 | BRKET, EXHAUST, UPPER SU;PTNORDCO | 22783
a060r952_drw.pdf | 18 | 6 | CLAMP, P; ID 1-1/8", WIDTH 3/4" | 25718
a060r952_drw.pdf | 19 | 1 | NIPPLE, PIPE, 1/2" NPT, BLACK ST;EE-L | 26547-0150
a060r952_drw.pdf | 20 | 1 | NIPPLE, PIPE, 1/2" NPT, BLACK ST;EE-L | 26547-0600
a060r952_drw.pdf | 21 | 5 | CLAMP,WORM GEA;RSS,1/2"W,.69-1.5 | 28016
a060r952_drw.pdf | 22 | 1 | HEATER,KI;T FUEL FILTER | 3964101-S
a060r952_drw.pdf | 23 | 1 | QSC/QSL CM850 ECM WIRI;NG- | 4367378
a060r952_drw.pdf | 24 | 1 | SENSOR,PRESSURE | 4921517
a060r952_drw.pdf | 29 | 1 | LABEL, WARNIN;G DISCONNECT BATTERY | A042E928
a060r952_drw.pdf | 30 | 2 | ANGLE, EXHAUST SUPT, F;RTNORDCO | A042F737
a060r952_drw.pdf | 31 | 1 | DECAL, DATATAG / BELT ROUTING (;IHN)ORDCO 31750430 | A042H256
a060r952_drw.pdf | 32 | 1 | OSP,TUBE, FORMED INLET, ;JWQSF3.8 T4F,NORDCO,31750430 | A042J045
a060r952_drw.pdf | 33 | 1 | TUBE,EXHAUST,TAIL PI;PEQSF3.8 T4F,NORDCO | A042J154
a060r952_drw.pdf | 34 | 1 |  | A060R952_ESPAR_BRACKET
a060r952_drw.pdf | 35 | 1 |  | A060R952_ESPAR_EXHAUST_TUBE
a060r952_drw.pdf | 36 | 2 | SEAL | AB12131
a060r952_drw.pdf | 37 | 1 | CONNECTOR | AB12229
a060r953_drw.pdf | ITEM
a060r953_drw.pdf | 1 | 1 | CLUTCH,VMASTER VS ; P/N9802019 | 15229
a060r953_drw.pdf | 2 | 2 | FITTING, QUICK DISCONNECT, #6 HOSE ; 90 DEG BLUE | 205146.000
a060r953_drw.pdf | 3 | 1 | ADAPTOR,SHAFT; QSB6.7 | 984174
a060r953_drw.pdf | 4 | 2 | WASHER,SEALING | 3963990
a060r953_drw.pdf | 5 | 1
a060r953_drw.pdf |  |  |  | A057P644
a060r953_drw.pdf | 9 | 1 | QSB6.7 T3 190HP - 50186 | BE100009
a060r953_drw.pdf | 10 | 1 | HEATER, PROBE; FUEL, 12V | SP1166
a060r954_drw.pdf | ITEM
a060r954_drw.pdf | 1 | 1 | PLATE | A060R955
a060r954_drw.pdf | 2 | 1 | ANGLE | A060S057
a060r954_drw.pdf | 3 | 1 | BRACKET | A060S395
a060r954_drw.pdf |  |  | TYP
a060s893_drw.pdf | 1 | 2 | CONTACTOR, MANUAL OVERIDE, ;12PVN:535-0127, FIREPUMP | 8824-12
a060s893_drw.pdf | 2 | 1 | SWITCH, OIL PRESSURE, 16 P;S#I3408607 | 8861
a060s893_drw.pdf | 3 | 1 | ASSEMBLY, SHAFT GUARD, SAE;#F3IREPUMP | 9494
a060s893_drw.pdf | 4 | 1 | COMP FLANGE, 42mm / 12 x ;8m1m610 DRIVE SHAFT | 9843-31
a060s893_drw.pdf | 5 | 1 | ASSEMBLY, BATTERY, RACK & CAB;LE(S2) 8D, 12V OPTION | 10049
a060s893_drw.pdf | 6 | 1 | CONNECTOR,FEMAL;EM14 ORR X -2 FNPT,STEEL | 12181-M14-2
a060s893_drw.pdf | 7 | 1 | CRATE, ENGINE OR VERT FRA;MECFP23E | 12418
a060s893_drw.pdf | 8 | 1 | ASSEMBLY, ECM
a060s893_drw.pdf |  |  |  | 22039-2
a060s893_drw.pdf | 13 | 3 | KIT,GASKET,316SS NUT/BO;LTFULL FACE FIBER | 23760_400
a060s893_drw.pdf | 14 | 1 | PLUG, 316 SS SOCKET HEAD, 1/2" ;NPMTcMASTER-CARR 4452K544 | 24445
a060s893_drw.pdf | 15 | 1 | HARNESS, DUAL FAN, 12V, ENCLOS;URE | 24730
a060s893_drw.pdf | 16 | 1 | ASSEMBLY, MISC PIPI;NGCFP5E | 26132
a060s893_drw.pdf | 17 | 1 | COUPLING, TORSIONA;LCFP5E, CFP5.9 F10-F15-F25 | 26274
a060s893_drw.pdf | 18 | 4 | SPACER, GUARD BAC;KSAE#3 X 1.5" THICK | 26305
a060s893_drw.pdf | 19 | 1 | ASSEMBLY, ACCESSORY MOUNTI;NCGFP5E, INDUSTRIAL AIR FILTER | A042A795
a060s893_drw.pdf | 20 | 1 | ENCLOSURE, INTERFA;CEBATTERY CHARGER FIRE PUMP | A042C868
a060s893_drw.pdf | 21 | 1 | BULKHEAD, FRON;TCFP15E | A042C910
a060s893_drw.pdf | 22 | 4 | BAGS, DESICCAN;TSTRING, SEWN | A042C958
a060s893_drw.pdf | 23 | 58 | ROLL, 6FT WID;EVCI FILM | A042C959
a060s893_drw.pdf | 24 | 1 | ASSEMBLY, GUARDIN;GCFP5E | A042E666
a060s893_drw.pdf | 29 | 1 | ASSEMBLY, FUEL LIN;ECFP5E | A042H710
a060s893_drw.pdf | 30 | 1 | COOLING LOOP, 3/4", 1;2VRAW WATER | A042H725
a060s893_drw.pdf | 31 | 1 | CONTROL ASSEMBL;YFPDP ELECTRONIC CARBON STEEL | A042H780
a060s893_drw.pdf | 32 | 1 | ASSEMBLY, COOLANT HEAT;ERCFP5E | A042J188
a060s893_drw.pdf | 33 | 1 | ASSEMBLY, 12VDC ENGI;NECFP5E-F10/20/30/40/50 | A042K056
a060s893_drw.pdf | 34 | 2 | SHIELD, 4" FLANGE RA;IN | A057W239
a060s893_drw.pdf | 35 | 1 | BULKHEAD; | A059H367
a060s893_drw.pdf | 36 | 1 | EXTENSION, 4" EXHAU;ST17.06" | A059H368
a060s893_drw.pdf | 37 | 1 | SILENCER, 4" 316S;SA201-FF-5104-2-F7-S316 | A059H902
a060t247_drw.pdf | 1 | 1 | ASM,AIR INTAKE; QSF 3.8 T4F | AA100058
a060t247_drw.pdf | 2 | 1 | ASM,ENGINE DRIVEN ACCESS; AUX PUMP | AD100024
a060t247_drw.pdf | 3 | 1 | ENGINE,BASE; QSF3.8 T4F 120 HP 2500 RPM | BE100120
a060t247_drw.pdf | 4 | 1 | DECAL,INFORMATION; A060T247 | DE100049
a060t247_drw.pdf | 5 | 1 | ASM,COOLING FAN; 375mm C2C, 20" FAN | FN100026
a060t247_drw.pdf | 6 | 1 | ASM,FUEL SYSTEM; QSF3.8 T4F | FS100057
a060t247_drw.pdf | 7 | 1 | ASM,ELECTRICAL GENERAL; QSF3.8 T4F 12V | GE100057
a060t248_drw.pdf | 1 | 1 | ASM,AIR INTAKE; QSF 3.8 T4F | AA100058
a060t248_drw.pdf | 2 | 1 | ASM,ENGINE DRIVEN ACCESSORY | AD100020
a060t248_drw.pdf | 3 | 1 | ASM,ENGINE DRIVEN ACCESS; QSF3.8 AUX PUMP | AD100023
a060t248_drw.pdf | 4 | 1 | ENGINE,BASE; QSF 3.8 T4F | BE100122
a060t248_drw.pdf | 5 | 1 | ASM,ENGINE DRIVEN COMP; QSF3.8 AIR COMPRESSOR | DC100046
a060t248_drw.pdf | 6 | 1 | DECAL,INFORMATION; PIL | DE100051
a060t248_drw.pdf | 7 | 1 | ASM,COOLING FAN; 375mm C2C, 20" FAN | FN100026
a060t398_drw.pdf | 1 | 1 | ASM,AIR INTAKE; QSF3.8 T4F | AA100062
a060t398_drw.pdf | 2 | 1 | ASM,ENGINE DRIVEN ACCESSORY | AD100020
a060t398_drw.pdf | 3 | 1 | ASM,ENGINE DRIVEN ACCESS; QSF3.8 T4F | AD100023
a060t398_drw.pdf | 4 | 1 | ENGINE,BASE; QSF3.8 T4F 120 HP 2500 RPM | BE100120
a060t398_drw.pdf | 5 | 1 | ASM,ENGINE DRIVEN COMP; QSF3.8 AIR COMPRESSOR | DC100046
a060t398_drw.pdf | 10 | 1 | ASM,ENGINE MOUNT; QSF 3.8 T4F | MM100061
a060t398_drw.pdf | 11 | 1 | ASM,COOLING SYSTEM; QSF 3.8 T4F | RA100075
a060t398_drw.pdf | 12 | 1 | ASM,EXH AT ACCESS; DEF ASSEMBLY | XA100043
a060t398_drw.pdf | 13 | 1 | ASM,EXHAUST SYSTEM; QSF3.8 T4F | XH100070
a060t400_drw.pdf | 1 | 1 | PLATE, MOUNTING BRACKET; FUEL FILTER | A060T400-01 | A
a060u048_drw.pdf | ITEM | QTY |  |  | REV
a060u048_drw.pdf | 1 | 1 | PANEL,BOTTOM; SHIP LOOSE CONTAINER | A060U049 | A
a060u048_drw.pdf | 2 | 1 | PANEL,SIDE; SHIP LOOSE CONTAINER | A060U050 | A
a060u048_drw.pdf | 3 | 1 | PANEL,BACK; SHIP LOOSE CONTAINER | A060U051 | A
a060u048_drw.pdf | 4 | 1 | PANEL,SIDE; SHIP LOOSE CONTAINER | A060U052 | A
a060u048_drw.pdf | 5 | 2 | HINGE; SURFACE MOUNT PIANO,2FT | A060U305 | A
a060u048_drw.pdf | 6 | 1 | DOOR,ACCESS; SHIP LOOSE CONTAINER | A060U306 | A
a060u048_drw.pdf | 7 | 1 | PANEL,TOP; SHIP LOOSE CONTAINER | A060U307 | A
a060u048_drw.pdf | 8 | 1 | DOOR,ACCESS; SHIP LOOSE CONTAINER | A060U308 | A
a060u048_drw.pdf | 9 | 1 | DIVIDER; SHIP LOOSE CONTAINER | A060U309 | A
a060u048_drw.pdf | 10 | 2 | DIVIDER; SHIP LOOSE CONTAINER | A060U440 | A
a060u048_drw.pdf | 11 | 1 | DIVIDER; SHIP LOOSE CONTAINER | A060U441 | A
a060u622_drw.pdf | ITEM
a060u622_drw.pdf | 1 | 8 | NUT, 3 PROJ, M8 | 80001441
a060u622_drw.pdf | 2 | 1 | BRACKET,SUPPORT | A060U622-01
a060u622_drw.pdf |  |  | ALL
a060u622_drw.pdf |  | 6X | .75
a060u622_drw.pdf |  |  | ..0000
a060u629_drw.pdf | ITEM
a060u629_drw.pdf | 1 | 1 | BRACKET,MOUNTING | A060U628_
a060u629_drw.pdf | 2 | 2 | GUSSET | A060U630
a060u629_drw.pdf | 3 | 1 | BRACKET,LIFTING ; LIFTING EYE | A060U631
a060u629_drw.pdf |  |  | SCALE .375
a060u632_drw.pdf | 1 | 1 | BRACKET,MOUNTING | A060U628_
a060u632_drw.pdf | 2 | 2 | GUSSET | A060U630
a060u632_drw.pdf | 3 | 1 | BRACKET,LIFTING; LIFTING EYE | A060U631
a060u632_drw.pdf |  |  | REFERENCE EXPLODED VIEW
a060u632_drw.pdf |  |  | SCALE .375
a060u827_drw.pdf | 1 | 1 | BRACKET,EXPANSION TANK; ENGINE MOUNTED - BASE | A060U828
a060u827_drw.pdf | 2 | 1 | BRACKET, EXPANSION TANK; ENGINE MOUNTED-LH | A060U829
a060u827_drw.pdf | 3 | 1 | BRACKET,EXPANSION TANK; ENGINE MOUNTED - RH | A060U830
a060u827_drw.pdf |  |  | .25 7.9
a060u827_drw.pdf |  |  |  | 90°
a060u827_drw.pdf |  |  | 90.0°
a060u827_drw.pdf |  |  | 12.27
a060u827_drw.pdf |  |  | 6.59
a060u827_drw.pdf |  |  |  | [ ] ARE
a060u827_drw.pdf | 1. | REMOVE | ALL SHARP EDGES AND CORNERS
a060u827_drw.pdf | 2. | MARK | WITH PART NUMBER IN SUITABLE LOCATION
a060u827_drw.pdf | 3. | FINISH: | POWDERCOAT | IN HARD USED
a060u827_drw.pdf |  |  | 4 | 3
a060u833_drw.pdf | 1 | 4 | LIFT POIN;T | 23922
a060u833_drw.pdf | 2 | 4 | GUSSET; | A058Z341
a060u833_drw.pdf | 3 | 2 | PLATE; | A058Z342
a060u833_drw.pdf | 4 | 2 | MOUNT, PUM;P | A058Z343
a060u833_drw.pdf | 5 | 3 | CHANNEL, EN;D | A058Z344
a060u833_drw.pdf | 6 | 1 | CHANNEL, SID;E | A058Z351
a060u833_drw.pdf | 7 | 6 | GUSSET, ENGINE MOU;NT | A060U832
a060u833_drw.pdf | 8 | 1 | CHANNEL, SID;E
a060u833_drw.pdf |  |  |  | A060U857
a060u839_drw.pdf | 1 | 4 | LIFT POIN;T | 23922
a060u839_drw.pdf | 2 | 6 | GUSSET, ENGINE MOU;NT | A058Z325
a060u839_drw.pdf | 3 | 2 | CHANNEL, SID;E | A058Z326
a060u839_drw.pdf | 4 | 1 | CHANNEL, EN;D | A058Z327
a060u839_drw.pdf | 5 | 4 | GUSSET, ENGINE MOU;NT | A058Z328
a060u839_drw.pdf | 6 | 1 | CHANNEL, EN;D | A058Z329
a060u839_drw.pdf | 7 | 2 | SUPPORT,ENGIN;E | A060U836
a060u841_drw.pdf | 1 | 2 | ANGLE; | 24635
a060u841_drw.pdf | 2 | 2 | PLATE,MOUNTIN;G | A060U842
a060u841_drw.pdf | 3 | 1 | ANGLE;- | A060U843
a060u841_drw.pdf |  |  | 11.25
a060u847_drw.pdf | 1 | 2 | CONTACTOR, MANUAL OVERIDE, ;24PVN:535-0098, FIREPUMP | 8824-24
a060u847_drw.pdf | 2 | 1 | SWITCH, OIL PRESSURE, 16 P;S#I3408607 | 8861
a060u847_drw.pdf | 3 | 1 | COMP FLANGE, 55mm / 16 x 1;0m1m610 DRIVE SHAFT | 9843-39
a060u847_drw.pdf | 4 | 1 | CONNECTOR,FEMAL;EM14 ORR X -2 FNPT,STEEL | 12181-M14-2
a060u847_drw.pdf | 5 | 1 | ASSEMBLY, ENGINE SUPPO;RTCFP7E | 12905
a060u847_drw.pdf | 6 | 1 | ASSEMBLY, ECM & MOUNTI;NGCFP7E | 13309
a060u847_drw.pdf | 7 | 1 | DRIVESHAFT, 1610 SHORT COUP;LEUDL LISTED | 13420
a060u847_drw.pdf | 8 | 1 | ASSEMBLY,
a060u847_drw.pdf |  |  |  | 23760_500
a060u847_drw.pdf | 13 | 1 | PLUG, 316 SS SOCKET HEAD, 1/2" ;NPMTcMASTER-CARR 4452K544 | 24445
a060u847_drw.pdf | 14 | 1 | ASSEMBLY, MISC PIPI;NGCFP7E | 26261
a060u847_drw.pdf | 15 | 1 | COUPLING, TORSIONA;LCFP7E-F40 | 26826
a060u847_drw.pdf | 16 | 1 | ENCLOSURE, INTERFA;CEBATTERY CHARGER FIRE PUMP | A042C868
a060u847_drw.pdf | 17 | 1 | BULKHEAD, FRON;TCFP15E | A042C910
a060u847_drw.pdf | 18 | 1 | CONTROLLE;R EATON CUTLER HAMMER FD120 | A042D328
a060u847_drw.pdf | 19 | 1 | ASSEMBLY, GUARDIN;GCFP7E | A042E673
a060u847_drw.pdf | 20 | 1 | ASSEMBLY,SENSOR & HARNESSI;NCGFP7E | A042H291
a060u847_drw.pdf | 21 | 1 | ASSEMBLY, FUEL PREFILT;ER | A042H709
a060u847_drw.pdf | 22 | 1 | COOLING LOOP, 3/4", 2;4VRAW WATER | A042H726
a060u847_drw.pdf | 23 | 1 | CONTROL ASSEMBL;YFPDP ELECTRONIC CARBON STEEL | A042H780
a060u847_drw.pdf | 24 | 1 | ASSEMBLY, HEAT EXCHANGE;RSCFP7E | A042H784
a060u847_drw.pdf | 29 | 1 | ASSEMBLY, 24VDC ENGI;NECFP7E-F10/20/30/40/50/60 | A042K066
a060u847_drw.pdf | 30 | 2 | BRACKET, SILENCER MOUNTI;NG | A058Z347
a060u847_drw.pdf | 31 | 1 | TUBE, EXHAUST TRANSF;ER5" ANSI FLANGE, 16.32" | A059C568
a060u847_drw.pdf | 32 | 1 | GUARD, ALUMINUM DRIVE SHA;FTSAE 3, 10.50 TO 18.50 | A059H095
a060u847_drw.pdf | 33 | 1 | BULKHEAD; | A059H367
a060u847_drw.pdf | 34 | 2 | MOUNT, 14" SILENCER, 316;SSGTE: 3ACI-28-1400-S316 | A059H912
a060u847_drw.pdf | 35 | 1 | FRAME, ENCLOSE;DCFP7E | A060U833
a060u847_drw.pdf | 36 | 1 | ENCLOSURE, CFP7;EW/EXHAUST FANS, LEVEL 2 | A060U859
a060u847_drw.pdf | 37 | 1 | EXHAUST FLEX, 5" FLAN;GE316SS | A060V025
a060v041_drw.pdf | 1 | 1 | WIRING (NOT SHOWN) | 4358562
a060v041_drw.pdf | 2 | 1 | DRIVE ADAPTER ; HAYES 978001 | A042F233
a060v041_drw.pdf | 4 | 1 | DECAL,INFORMATION ; QSF2.8,PU,31750447 | A063G200
a060v041_drw.pdf | 5 | 1 | DECAL,INFORMATION ; WELDING PROCEDURE | A064X036
a060v041_drw.pdf | 6 | 1 | AAPU10324 (AA11435) - AIR CLEANER, DIRECT FLOW, TOP | AA11435
a060v041_drw.pdf | 7 | 1 | ENGINE,BASE ; QSF2.8,T4F,31750447 | BE100100
a060v041_drw.pdf | 8 | 1 | (EA11116) - ENGINE ACCESSORIES, J1939 HARNESS, 24V, MOUNTED ECM | EA11116
a060v041_drw.pdf | 10 | 1 | SYSTEM ; QSF2.8,REAR MNT,HOSE | FS100048
a060v041_drw.pdf | 11 | 1 | GEPU10197 (GE11268) - HIGH CURRENT WIRING, 24V, W/ GRID HEATER | GE11268
a060v041_drw.pdf | 12 | 3 | ULTRA LOW SULFUR DIESEL | MLB42
a060v041_drw.pdf | 13 | 1 | MMPU10317 (MM11442) - ENGINE MOUNTING, SAE#4, NON-ISO | MM11442
a060v041_drw.pdf | 14 | 1 | DRAIN; QSF2.8,STR,5/8HOSE
a060v041_drw.pdf | 16 | 1 | (SG11069) - STONE GUARD, GRILLE, ENCLOSED | SG11069
a060v041_drw.pdf | 17 | 1 | XH100058; QSF2.8,TAILPIPE,OFFSET | XH100058
a060v041_drw.pdf |  | GE11268
a060v636_drw.pdf | 1 | 1 | TUBE, EXHAUST TRANSFER | A060V636-01
a060v636_drw.pdf | 2 | 1 | TUBE, EXHAUST TRANSFER | A060V636-02
a060v636_drw.pdf | 3 | 1 | TUBE, BELLOWS, EXHAUST | A060V636-03
a060v636_drw.pdf | 4 | 1 | BELLOWS | A060V636-04
a060v637_drw.pdf | 1 | 1 | TUBE, EXHAUST TRANSFER | A060V637-01
a060v637_drw.pdf | 2 | 1 | TUBE, EXHAUST TRANSFER | A060V637-02
a060v637_drw.pdf | 3 | 1 | TUBE, BELLOWS, EXHAUST; FLARE | A060V637-03
a060v637_drw.pdf | 4 | 1 | TUBE, BELLOWS, EXHAUST | A060V637-04
a060v637_drw.pdf | 5 | 1 | BELLOWS | A060V637-05
a060v637_drw.pdf |  |  |  | 10.15
a061p694_drw.pdf | ITEM |  |  |  | REV
a061p694_drw.pdf | 1 | 1 | BRACKET; AIR CLEANER | A061P694-1 | 0
a061p694_drw.pdf | 2 | 2 | GUSSET; AIR CLEANER | A061P694-2 | 0
a061p694_drw.pdf | 3 | 1 | GUSSET; AIR CLEANER | A061P694-3 | 0
a061p694_drw.pdf | 4 | 2 | GUSSET; AIR CLEANER | A061P694-4 | 0
a061p694_drw.pdf | 5 | 1 | GUSSET; AIR CLEANER | A061P694-5 | 0
a061p694_drw.pdf | 6 | 1 | AIR CLEANER | A061P694-6 | 0
a061p717_drw.pdf | 1 | 1 | BRACKET, MOUNTING; ENGINE, REAR LH | A061P717-01
a061p717_drw.pdf | 2 | 1 | SUPPORT,PLATE; ENGINE, REAR LH | A061P717-04
a061p718_drw.pdf | 1 | 1 | MOUNT; RH | A061P718-01
a061p718_drw.pdf | 2 | 1 | L-BRACKET; . | A061P718-02
a061p718_drw.pdf | 3 | 1 | SUPPORT,PLATE; SAE# 1 | A061P718-03
a061p719_drw.pdf |  |  |  |  | REV
a061p719_drw.pdf | 1 | 1 | CONNECTION; TURBO | A061P719-01 | 1
a061p719_drw.pdf | 2 | 1 | TUBE,EXHAUST;BELLOWS | A061P719-02 | 2
a061p719_drw.pdf | 3 | 1 | TUBE; . | A061P719-04 | 2
a061p719_drw.pdf | 4 | 1 | BELLOWS; NTSD | A061P719-05 | 2
a061p719_drw.pdf | 5 | 1 | TUBE; . | A061P719-07 | 1
a061p719_drw.pdf | 6 | 1 | TUBE; . | A061P719-08 | 1
a061y616_drw.pdf | ITEM |  |  |  | REV
a061y616_drw.pdf | 1 | 1 | BRACKET,AFTERTREATMENT REAR ; . | A061Y616-1 | 2
a061y616_drw.pdf | 2 | 1 | GUSSET; . | A061Y616-2 | 2
a062b245_drw.pdf |  |  |  |  | REV
a062b245_drw.pdf | 1 | 1 | TUBE,WATER TRANSFER ; . | A059B647-1 | 0
a062b245_drw.pdf | 2 | 2 | BOSS; . | A059B647-2 | 0
a062b246_drw.pdf | RAIL, |  | GUARD; 4.88 DIA X 1040 | A062B246-1 | 0
a062b246_drw.pdf | RAIL, |  | GUARD; 4.88 DIA X 1116.2 | A062B246-2 | 0
a062b247_drw.pdf |  |  |  |  | REV
a062b247_drw.pdf | 1 | 1 | TUBE,WATER TRANSFER ; . | A059B648-1 | 0
a062b247_drw.pdf | 2 | 1 | BOSS; . | A059B648-3 | 0
a062b248_drw.pdf |  |  |  |  | REV
a062b248_drw.pdf | 1 | 1 | TUBE,AIR TRANSFER ; . | A059B649-1 | 0
a062b248_drw.pdf | 2 | 1 | BOSS; . | A059B649-2 | 0
a062b249_drw.pdf |  |  |  |  | REV
a062b249_drw.pdf | 1 | 1 | TUBE,AIR TRANSFER ; . | A062B249-01 | 0
a062b249_drw.pdf | 2 | 1 | BOSS; . | A062B249-02 | 0
a062b251_drw.pdf |  |  |  |  | REV
a062b251_drw.pdf | 1 | 4 | WELD NUT, 3 PROJ, M12 X 1.75 SHORT PILOT, CARBON STEEL | 80001443 | 0
a062b251_drw.pdf | 2 | 1 | PLATE,CLAMPING; WIRE,HARNESS | A062B251-01 | 1
a062b251_drw.pdf |  |  | 4X .6 [15.9]
a062b252_drw.pdf |  |  |  |  | REV
a062b252_drw.pdf | 1 | 1 | SUPPORT,RADIATOR | A062B252-01 | 2
a062b252_drw.pdf | 2 | 4 | GUSSET | A062B252-02 | 0
a062b253_drw.pdf |  |  |  |  | REV
a062b253_drw.pdf | 1 | 1 | NUT,REGULAR HEXAGON | 3235452 | 0
a062b253_drw.pdf | 2 | 1 | SUPPORT,FRONT ENGINE; . | A059B653-1 | 0
a062b253_drw.pdf | 3 | 2 | GUSSET | A059B653-2 | 0
a062b253_drw.pdf | 4 | 1 | GUSSET | A059B653-4 | 0
a062b253_drw.pdf | 5 | 1 | PLATE,ENGINE MOUNTING | A059B653-5 | 0
a062b253_drw.pdf | 6 | 2 | GUSSET | A059B653-6 | 0
a062b254_drw.pdf | 1 | 1 | NUT,REGULAR HEXAGON | 3235452
a062b254_drw.pdf | 2 | 1 | SUPPORT,FRONT ENGINE; . | A059B654-1
a062b254_drw.pdf | 3 | 2 | GUSSET | A059B654-2
a062b254_drw.pdf | 4 | 1 | GUSSET | A059B654-4
a062b254_drw.pdf | 5 | 1 | PLATE,ENGINE MOUNTING | A059B654-5
a062b254_drw.pdf | 6 | 2
a062b254_drw.pdf |  |  |  | 3X 34
a062b254_drw.pdf |  |  | 2X 25 WELD AND SPATTER
a062b254_drw.pdf |  |  | 280.7
a062b257_drw.pdf |  |  |  |  | REV
a062b257_drw.pdf | 1 | 1 | TUBE,AIR TRANSFER | A062B257-01 | 1
a062b257_drw.pdf | 2 | 1 | BOSS | A062B257-02 | 1
a062b257_test_drw.pdf |  |  |  |  | REV
a062b257_test_drw.pdf | 1 | 1 | TUBE,AIR TRANSFER | A062B257-01 | 1
a062b257_test_drw.pdf | 2 | 1 | BOSS | A062B257-02 | 1
a062b258_drw.pdf |  |  |  |  | REV
a062b258_drw.pdf | 1 | 1 | TUBE,AIR TRANSFER; . | A062B258-01 | 2
a062b258_drw.pdf | 2 | 1 | BOSS; . | A062B258-02 | 1
a062b258_test_drw.pdf |  |  |  |  | REV
a062b258_test_drw.pdf | 1 | 1 | TUBE,AIR TRANSFER; . | A062B258-01 | 2
a062b258_test_drw.pdf | 2 | 1 | BOSS; . | A062B258-02 | 1
a062b259_drw.pdf |  |  |  |  | REV
a062b259_drw.pdf | 1 | 1 | TUBE,WATER TRANSFER; . | A062B259-01 | 1
a062b259_drw.pdf | 2 | 1 | BOSS; 1/2 NPT PORT | A062B259-02 | 3
a062b259_test_drw.pdf |  |  |  |  | REV
a062b259_test_drw.pdf | 1 | 1 | TUBE,WATER TRANSFER; . | A062B259-01 | 1
a062b259_test_drw.pdf | 2 | 1 | BOSS; 1/2 NPT PORT | A062B259-02 | 3
a062b260_drw.pdf | ITEM |  |  |  | REV
a062b260_drw.pdf | 1 | 1 | TUBE,WATER TRANSFER ; . | A062B260-01 | 5
a062b260_drw.pdf | 2 | 1 | BOSS; . | A062B260-02 | 1
a062b260_test_drw.pdf |  |  |  |  | REV
a062b260_test_drw.pdf | 1 | 1 | TUBE,WATER TRANSFER; . | A062B260-01 | 3
a062b260_test_drw.pdf | 2 | 1 | BOSS; . | A062B260-02 | 1
a062b261_drw.pdf |  |  |  |  | REV
a062b261_drw.pdf | 1 | 1 | TUBE,AIR TRANSFER; . | A062B261-1 | 2
a062b261_drw.pdf | 2 | 1 | BOSS; . | A062B261-2 | 1
a062b261_test_drw.pdf |  |  |  |  | REV
a062b261_test_drw.pdf | 1 | 1 | TUBE,AIR TRANSFER; . | A062B261-1 | 2
a062b261_test_drw.pdf | 2 | 1 | BOSS; . | A062B261-2 | 1
a062b262_drw.pdf | ITEM |  |  |  | REV
a062b262_drw.pdf | 1 | 1 | MOTOR MOUNT REAR | A062B262-1 | 3
a062b262_drw.pdf | 2 | 1 | SUPPORT,PLATE | A062B262-2 | 1
a062b262_drw.pdf |  |  | 1 NOTES:
a062b262_drw.pdf |  |  | 1. STEEL STAMP COUNTRY OF ORIGIN,
a062b262_drw.pdf |  |  | PART NUMBER, AND REVISION LEVEL PER | CPP STD. | 17,012.
a062b262_drw.pdf |  |  | 2. DEBUR & BREAK ALL SHARP CORNERS.
a062b263_drw.pdf |  |  |  |  | REV
a062b263_drw.pdf | 1 | 1 | BRACE,HEAT SHIELD | A062B263-1 | 1
a062b263_drw.pdf | 2 | 2 | PLATE,SUPPORT | A062B263-2 | 0
a062b264_drw.pdf | ITEM |  |  |  | REV
a062b264_drw.pdf | 1 | 3 | NUT,WELD; 3 PROJ,5/16-18 SHORT PILOT | 80001363 | 1
a062b264_drw.pdf | 2 | 1 | GUARD,ENGINE; TOP | A062B264-1 | 6
a062b264_drw.pdf | 3 | 1 | GUSSET | A062B264-2 | 1
a062b265_drw.pdf |  |  |  |  | REV
a062b265_drw.pdf | 1 | 3 | WELD NUT, 3 PROJ, 5/16-18 SHORT PILOT | 80001363 | 0
a062b265_drw.pdf | 2 | 1 | GUARD,ENGINE; RIGHT | A062B265-1 | 0
a062b267_drw.pdf |  |  |  |  | REV
a062b267_drw.pdf | 1 | 3 | WELD NUT, 3 PROJ, 5/16-18 SHORT PILOT | 80001363 | 0
a062b267_drw.pdf | 2 | 1 | GUARD,ENGINE; LEFT | A062B267-1 | 0
a062b269_drw.pdf |  |  |  |  | REV
a062b269_drw.pdf | 1 | 1 | BRACE,HEAT SHIELD | A062B269-1 | 0
a062b269_drw.pdf | 2 | 2 | PLATE,SUPPORT | A062B269-2 | 0
a062b279_drw.pdf | ITEM
a062b279_drw.pdf | 1 | 1 | CLEANER,25G/CFM ; ENCLOSED,TOP MOUNT | AA11514
a062b279_drw.pdf | 2 | 1 | ENGINE,BASE; ENGINE,BASE | D563026CX03
a062b279_drw.pdf | 3 | 1 | ASM,COOLING FAN ; PUSHER | FN11015
a062b279_drw.pdf | 4 | 1 | MOUNT; . | MM11522
a062b279_drw.pdf | 5 | 1
a062b279_drw.pdf |  |  |  | SK11003
a062b279_drw.pdf | 9 | 1 | PUM ASSY 24V; DEF LOOSE PARTS | XA11016
a062b279_drw.pdf | 10 | 1 | ASM,EXH AT ACCESS; DEF CONNECTORS | XA11052
a062b279_drw.pdf | 11 | 1 | ASM,EXHAUST SYSTEM; MOUNTING - 13SM,MOUNT FH | XH11440
a062b279_drw.pdf | 12 | 1 | ASM,EXHAUST SYSTEM; AFTERTREATMENT - 24V | XH11495
a062b280_drw.pdf | ITEM
a062b280_drw.pdf | 1 | 1 | CLEANER,25G/CFM ; ENCLOSED,TOP MOUNT | AA11539
a062b280_drw.pdf | 2 | 1 | ENGINE,BASE; ENGINE,BASE | D563026CX03
a062b280_drw.pdf | 3 | 1 | ASM,COOLING FAN ; PUSHER | FN11015
a062b280_drw.pdf | 4 | 1 | MOUNT; . | MM11523
a062b280_drw.pdf | 5 | 1
a062b280_drw.pdf |  |  |  | SK11003
a062b280_drw.pdf | 9 | 1 | PUM ASSY 24V; DEF LOOSE PARTS | XA11016
a062b280_drw.pdf | 10 | 1 | ASM,EXH AT ACCESS; DEF CONNECTORS | XA11052
a062b280_drw.pdf | 11 | 1 | ASM,EXHAUST SYSTEM; MOUNTING - 13SM,MOUNT FH | XH11440
a062b280_drw.pdf | 12 | 1 | ASM,EXHAUST SYSTEM; AFTERTREATMENT - 24V | XH11495
a062b281_drw.pdf | ITEM
a062b281_drw.pdf | 1 | 1 | CLEANER,25G/CFM ; ENCLOSED,TOP MOUNT | AA11529
a062b281_drw.pdf | 2 | 1 | ENGINE,BASE; ENGINE,BASE | D563026CX03
a062b281_drw.pdf | 3 | 1 | ASM,COOLING FAN ; PUSHER | FN11015
a062b281_drw.pdf | 4 | 1 | MOUNT; . | MM11524
a062b281_drw.pdf | 5 | 1
a062b281_drw.pdf |  |  |  | SK11003
a062b281_drw.pdf | 9 | 1 | PUM ASSY 24V; DEF LOOSE PARTS | XA11016
a062b281_drw.pdf | 10 | 1 | ASM,EXH AT ACCESS; DEF CONNECTORS | XA11052
a062b281_drw.pdf | 11 | 1 | ASM,EXHAUST SYSTEM; MOUNTING - 13SM,MOUNT FH | XH11440
a062b281_drw.pdf | 12 | 1 | ASM,EXHAUST SYSTEM; AFTERTREATMENT - 24V | XH11495
a062b282_drw.pdf | ITEM
a062b282_drw.pdf | 1 | 1 | ASM,AIR INTAKE; 25 G/CFM,REAR MOUNT | AA11561
a062b282_drw.pdf | 2 | 1 | ENGINE, B4.5 STAGE V ; B4.5 STAGE V | BE11004
a062b282_drw.pdf | 3 | 1 | DECALS, INFORMATION ; B4.5 STAGE V | DE11177
a062b282_drw.pdf | 4 | 1 | FAN ; 4.5" SPACERS,20" FAN,SUCKER | FN11007
a062b282_drw.pdf | 5 | 1
a062b282_drw.pdf |  |  |  | IN11400
a062b282_drw.pdf | 9 | 1 | MOUNT ; REAR PEDESTALS,SAE#3 | MM11557
a062b282_drw.pdf | 10 | 1 | ASM,ENGINE MOUNT ; FRONT PEDESTALS | MM11558
a062b282_drw.pdf | 11 | 1 | ASM,PRODUCT GUARD ; FAN & BELT GUARDING | PG11020
a062b282_drw.pdf | 12 | 1 | ASM,PRODUCT GUARD ; STONE GUARD | PG11021
a062b282_drw.pdf | 13 | 1 | COOLING SYSTEM ; HYDAC | RA11749
a062b282_drw.pdf | 14 | 1 | SHIPPING ACCESS ; SKID | SK11006
a062b282_drw.pdf | 15 | 1 | WIRING HARNESS ; DEF EXTENSION, 2M, 12V/24V | WH11019
a062b282_drw.pdf | 16 | 1 | WIRING HARNESS ; AFTERTREATMENT, 12V/24V | WH11022
a062b282_drw.pdf | 17 | 1 | WIRING HARNESS ; DEF SYSTEM, 12V | WH11023
a062b282_drw.pdf | 18 | 1 | WIRING HARNESS ; MAIN ENGINE, 12V/24V | WH11030
a062b282_drw.pdf | 22 | 1 | AT ACCESS; COOLANT LINES, 12.5 FT | XA11060
a062b282_drw.pdf | 23 | 1 | ASM,EXHAUST SYSTEM ; MOUNTING, 9MM CANISTER | XH11543
a062b282_drw.pdf | 24 | 1 | ASM,EXHAUST SYSTEM ; 9MM SINGLE MODULE AT,SI270,SO270 | XH11544
a062b282_drw.pdf | 25 | 1 | EXHAUST SYSTEM, ; 90-DEG ELBOW | XH11577
a062b282_drw.pdf | 26 | 1 | ASM,DEF PRESSURE LINE ; 12V, EPDM, 3000MM, A058T899 | XP11053
a062b282_drw.pdf | 27 | 1 | ASM,DEF RETURN LINE ; 12V, EPDM, 500MM, A047Y473 (50002148) | XR11001
a062b282_drw.pdf | 28 | 1 | ASM,DEF SUCTION LINE ; 12V, EPDM, 500MM, A047U834 (50002149) | XS11001
a062b282_drw.pdf | 29 | 1 | ASM,DEF TANK; DEF TANK TRAY, 5 GAL LANDSCAPE | XT11001
a062b282_drw.pdf | 30 | 1 | ASM,DEF TANK; 5 GAL TANK, LANDSCAPE, BLACK | XT11015
a062b282_drw.pdf | DE11177, | DE11177, | FN11007, IN11400, SK11006, WH11019,
a062b282_drw.pdf | WH11023,WH11030, | WH11023,WH11030, | WH11033, XA11037,
a062b282_drw.pdf | XR11001 | XR11001 | AND XS11001 OMITTED FOR CLARITY.
a062b282_drw.pdf | NOTES:
a062b282_drw.pdf |  | (CUMMINS | ENGINEERING STANDARD) CES 20081.
a062b282_drw.pdf | 2.) | THIS | ENGINE MUST USE ULTRA LOW SULFUR DIESEL
a062b282_drw.pdf |  | (SEE | CUMMINS SERVICE BULLETIN 3379001).
a062b282_drw.pdf | 3.) | LUBE | FILTER (LF OPTION) AND FUEL FILTER (FF | ARE
a062b282_drw.pdf |  |  | DRAIN (DL OPTION): 3/8" HOSE BARB
a062b282_drw.pdf | 6.) | REAR | ATTACHMENT INFORMATION:
a062b282_drw.pdf |  | FH9481: | SAE#3, M10 X 1.5 THREAD, 1.2" DEEP
a062b282_drw.pdf |  |  | EQUALLY SPACED ON A 16.87" BOLT CIRCLE
a062b282_drw.pdf |  | FW9857:
a062b282_drw.pdf |  |  | MANUFACTURING VARIANCES, DIMENSIONS
a062b282_drw.pdf |  | MAY | UP TO 0.25" FROM NOMINAL.
a062b284_drw.pdf |  |  |  |  | REV
a062b284_drw.pdf | TUBE,AIR |  | TRANSFER ; . | A062B284-01 | 0
a062b284_drw.pdf | INDICATOR | ; | RESTRICTION | A062B284-02 | 0