## Sheet1
13893-07_obs_drw.pdf | 1 | 1 | FRAME, WLDMNT, STD, CFP3.3 / 3.9 / 5E | 9893
13893-07_obs_drw.pdf | 2 | 2 | ANGLE, HRS, 8.0 X 8.0 X 0.50, 20.00"
13893-07_obs_drw.pdf |  |  | TYP
13893-07_obs_drw.pdf | 16.50
13893-07_obs_drw.pdf |  | .25
13893-07_obs_drw.pdf |  |  | 8.00
13893-07_obs_drw.pdf |  |  | 23.00
13893-07_obs_drw.pdf | to the document | in accepts the | confidence. CUMMINS FIRE POWER LLC CORPORATE OFFICE | CUSTOM DESIGN UPFIT CENTER
13893-07_obs_drw.pdf | ittrawdiellse(c1r)etnoitnfuosrematthieondotchuemreenitn,or(2a)nynoctopcyoptyhetrheeofdoocrumtehnet, or the | ittrawdiellse(c1r)etnoitnfuosrematthieondotchuemreenitn,or(2a)nynoctopcyoptyhetrheeofdoocrumtehnet, | 1600 BUERKLE ROAD WHITE BEAR LAKE, MN or trade | LAWRENCE DRIVE DEPERE, WISCONSIN
13893-07_obs_drw.pdf | of | need to cPoopwieersLtLhCereof, | retain anFd
13893-07_obs_drw.pdf |  | TOLERANCESCAFREP5E, | 1610 DRIVESHAFT
13893-08_drw.pdf | 1 | 4 | HOOK, LIFTING, CFP59 | 22294
13893-08_drw.pdf | 2 | 1 | MOUNT, ENGINE | A042K476
13893-08_drw.pdf | 3 | 2 | CHANNEL, SIDE | A042K477
13893-08_drw.pdf | 4 | 4 | GUSSET, ENGINE MOUNT | A042K478
13893-08_drw.pdf | 5 | 1 | CHANNEL, END | A042K479
13893-08_drw.pdf | 6 | 1 | CHANNEL, END | A042K480
13893-08_drw.pdf | 7 | 1 | MOUNT, ENGINE | A042K481
13893-08_drw.pdf | 8 | 2 | GUSSET | A042K502
13893-08_drw.pdf | 9 | 2 | MOUNT, PUMP | A042K505
13893-08_obs_drw.pdf | 1 | 1 | FRAME, WLDMNT, STD, CFP3.3 / 3.9 / 5E | 9893
13893-08_obs_drw.pdf | 2 | 2 | ANGLE, HRS, 8.0 X 8.0 X 0.50, 20.00"
13893-08_obs_drw.pdf |  |  | TYP
13893-08_obs_drw.pdf | 16.00
13893-08_obs_drw.pdf |  | .25
13893-08_obs_drw.pdf |  |  | 8.00
13893-08_obs_drw.pdf |  |  | 23.00
13893-08_obs_drw.pdf | to the document | in accepts the | confidence. CUMMINS FIRE POWER LLC CORPORATE OFFICE | CUSTOM DESIGN UPFIT CENTER
13893-08_obs_drw.pdf | ittrawdiellse(c1r)etnoitnfuosrematthieondotchuemreenitn,or(2a)nynoctopcyoptyhetrheeofdoocrumtehnet, or the | ittrawdiellse(c1r)etnoitnfuosrematthieondotchuemreenitn,or(2a)nynoctopcyoptyhetrheeofdoocrumtehnet, | 1600 BUERKLE ROAD WHITE BEAR LAKE, MN or trade | LAWRENCE DRIVE DEPERE, WISCONSIN
13893-08_obs_drw.pdf | of | need to cPoopwieersLtLhCereof, | retain anFd
13893-08_obs_drw.pdf |  | TOLERANCESCAFREP5E, | 1610 DRIVESHAFT
13893-09_drw.pdf | 1 | 4 | HOOK, LIFTING, CFP59 | 22294
13893-09_drw.pdf | 2 | 2 | MOUNT, PUMP | A042K506
13893-09_drw.pdf | 3 | 2 | GUSSET | A042K507
13893-09_drw.pdf | 4 | 1 | MOUNT, ENGINE | A042K508
13893-09_drw.pdf | 5 | 2 | CHANNEL, SIDE | A042K509
13893-09_drw.pdf | 6 | 4 | GUSSET, ENGINE MOUNT | A042K510
13893-09_drw.pdf | 7 | 1 | CHANNEL, END | A042K511
13893-09_drw.pdf | 8 | 1 | CHANNEL, END | A042K512
13893-09_drw.pdf | 9 | 1 | MOUNT, ENGINE | A042K513
13893-09_obs_drw.pdf | 1 | 1 | FRAME, WLDMNT, LRG MID, CFP3.3 / 3.9 / | 12381
13893-09_obs_drw.pdf | 2 | 2 | ANGLE, HRS, 8.0 X 8.0 X 0.50, 26.00" | 12504
13893-09_obs_drw.pdf |  |  | TYP
13893-09_obs_drw.pdf | A
13893-09_obs_drw.pdf |  |  | 8.00
13893-09_obs_drw.pdf |  |  | 29.00
13893-09_obs_drw.pdf | to the document | in accepts the | confidence. CUMMINS FIRE POWER LLC CORPORATE OFFICE | CUSTOM DESIGN UPFIT CENTER
13893-09_obs_drw.pdf | ittrawdiellse(c1r)etnoitnfuosrematthieondotchuemreenitn,or(2a)nynoctopcyoptyhetrheeofdoocrumtehnet, or the | ittrawdiellse(c1r)etnoitnfuosrematthieondotchuemreenitn,or(2a)nynoctopcyoptyhetrheeofdoocrumtehnet, | 1600 BUERKLE ROAD WHITE BEAR LAKE, MN or trade | LAWRENCE DRIVE DEPERE, WISCONSIN
13893-09_obs_drw.pdf | of | need to cPoopwieersLtLhCereof, | retain anFd
13893-09_obs_drw.pdf |  | TOLERANCESCAFREP5E, | 1610 DRIVESHAFT
13893-10_drw.pdf | 1 | 4 | HOOK, LIFTING, CFP59 | 22294
13893-10_drw.pdf | 2 | 1 | MOUNT, ENGINE | A042K476
13893-10_drw.pdf | 3 | 2 | CHANNEL, SIDE | A042K477
13893-10_drw.pdf | 4 | 1 | CHANNEL, END | A042K479
13893-10_drw.pdf | 5 | 1 | CHANNEL, END | A042K480
13893-10_drw.pdf | 6 | 1 | MOUNT, ENGINE | A042K481
13893-10_drw.pdf | 7 | 2 | GUSSET | A042K497
13893-10_drw.pdf | 8 | 4 | GUSSET, ENGINE MOUNT | A042K510
13893-10_drw.pdf | 9 | 2 | MOUNT, PUMP | A042K516
13893-10_obs_drw.pdf | 1 | 1 | FRAME, WLDMNT, MID, CFP3.3 / 3.9 / 5E | 12376
13893-10_obs_drw.pdf | 2 | 2 | ANGLE, HRS, 8.0 X 8.0 X 0.50, 20.00"
13893-10_obs_drw.pdf |  |  | .25 TYP
13893-10_obs_drw.pdf | 15.00
13893-10_obs_drw.pdf | TYP | .25
13893-10_obs_drw.pdf |  |  | 8.00
13893-10_obs_drw.pdf |  |  | 20.00
13893-10_obs_drw.pdf | to the document | in accepts the | confidence. CUMMINS FIRE POWER LLC CORPORATE OFFICE | CUSTOM DESIGN UPFIT CENTER
13893-10_obs_drw.pdf | ittrawdiellse(c1r)etnoitnfuosrematthieondotchuemreenitn,or(2a)nynoctopcyoptyhetrheeofdoocrumtehnet, or the | ittrawdiellse(c1r)etnoitnfuosrematthieondotchuemreenitn,or(2a)nynoctopcyoptyhetrheeofdoocrumtehnet, | 1600 BUERKLE ROAD WHITE BEAR LAKE, MN or trade | LAWRENCE DRIVE DEPERE, WISCONSIN
13893-10_obs_drw.pdf | of | need to cPoopwieersLtLhCereof, | retain anFd
13893-10_obs_drw.pdf |  | TOLERANCESCAFREP5E, | 1610 DRIVESHAFT
13893-11_drw.pdf | 1 | 4 | HOOK, LIFTING, CFP59 | 22294
13893-11_drw.pdf | 2 | 2 | GUSSET | A042K502
13893-11_drw.pdf | 3 | 1 | MOUNT, ENGINE | A042K508
13893-11_drw.pdf | 4 | 2 | CHANNEL, SIDE | A042K509
13893-11_drw.pdf | 5 | 4 | GUSSET, ENGINE MOUNT | A042K510
13893-11_drw.pdf | 6 | 1 | CHANNEL, END | A042K511
13893-11_drw.pdf | 7 | 1 | CHANNEL, END | A042K512
13893-11_drw.pdf | 8 | 1 | MOUNT, ENGINE | A042K513
13893-11_drw.pdf | 9 | 2 | MOUNT, PUMP | A042K519
13893-11_obs_drw.pdf | 1 | 1 | FRAME, WLDMNT, LRG MID, CFP3.3 / 3.9 / | 12381
13893-11_obs_drw.pdf | 2 | 2 | ANGLE, HRS, 8.0 X 8.0 X 0.50, 26.00" | 12504
13893-11_obs_drw.pdf |  |  | TYP
13893-11_obs_drw.pdf | .25
13893-11_obs_drw.pdf |  |  | 8.00
13893-11_obs_drw.pdf |  |  | 29.00
13893-11_obs_drw.pdf | to the document | in accepts the | confidence. CUMMINS FIRE POWER LLC CORPORATE OFFICE | CUSTOM DESIGN UPFIT CENTER
13893-11_obs_drw.pdf | ittrawdiellse(c1r)etnoitnfuosrematthieondotchuemreenitn,or(2a)nynoctopcyoptyhetrheeofdoocrumtehnet, or the | ittrawdiellse(c1r)etnoitnfuosrematthieondotchuemreenitn,or(2a)nynoctopcyoptyhetrheeofdoocrumtehnet, | 1600 BUERKLE ROAD WHITE BEAR LAKE, MN or trade | LAWRENCE DRIVE DEPERE, WISCONSIN
13893-11_obs_drw.pdf | of | need to cPoopwieersLtLhCereof, | retain anFd
13893-11_obs_drw.pdf |  | TOLERANCESCAFREP5E, | 1610 DRIVESHAFT
13893-12_drw.pdf | 1 | 4 | HOOK, LIFTING, CFP59 | 22294
13893-12_drw.pdf | 2 | 1 | MOUNT, ENGINE | A042K476
13893-12_drw.pdf | 3 | 2 | CHANNEL, SIDE | A042K477
13893-12_drw.pdf | 4 | 4 | GUSSET, ENGINE MOUNT | A042K478
13893-12_drw.pdf | 5 | 1 | CHANNEL, END | A042K479
13893-12_drw.pdf | 6 | 1 | CHANNEL, END | A042K480
13893-12_drw.pdf | 7 | 1 | MOUNT, ENGINE | A042K481
13893-12_drw.pdf | 8 | 2 | MOUNT, PUMP | A042K520
13893-12_drw.pdf | 9 | 2 | GUSSET | A042K521
13893-12_obs_drw.pdf | 1 | 1 | FRAME, WLDMNT, STD, CFP3.3 / 3.9 / 5E | 9893
13893-12_obs_drw.pdf | 2 | 2 | ANGLE, HRS, 8.0 X 8.0 X 0.50, 20.00"
13893-12_obs_drw.pdf |  |  | .25 TYP
13893-12_obs_drw.pdf | 15.36
13893-12_obs_drw.pdf | TYP | .25
13893-12_obs_drw.pdf | 3.79
13893-12_obs_drw.pdf |  |  | 23.00
13893-12_obs_drw.pdf | to the document | in accepts the | confidence. CUMMINS FIRE POWER LLC CORPORATE OFFICE | CUSTOM DESIGN UPFIT CENTER
13893-12_obs_drw.pdf | or any (2) not or the | thereof copy the | or the document, or trade 1600 BUERKLE ROAD WHITE BEAR LAKE, MN | LAWRENCE DRIVE DEPERE, WISCONSIN
13893-12_obs_drw.pdf | of all Fire Power | need to LLC | retain and
13893-12_obs_drw.pdf |  | TOLERANCESCAFREP5E, | 1610 DRIVESHAFT
13893-13_drw.pdf | 1 | 4 | HOOK, LIFTING, CFP59 | 22294
13893-13_drw.pdf | 2 | 1 | MOUNT, ENGINE | A042K476
13893-13_drw.pdf | 3 | 2 | CHANNEL, SIDE | A042K477
13893-13_drw.pdf | 4 | 4 | GUSSET, ENGINE MOUNT | A042K478
13893-13_drw.pdf | 5 | 1 | CHANNEL, END | A042K479
13893-13_drw.pdf | 6 | 1 | CHANNEL, END | A042K480
13893-13_drw.pdf | 7 | 1 | MOUNT, ENGINE | A042K481
13893-13_drw.pdf | 8 | 2 | GUSSET | A042K521
13893-13_drw.pdf | 9 | 2 | MOUNT, PUMP | A042K525
13893-13_obs_drw.pdf | 1 | 1 | FRAME, WLDMNT, STD, CFP3.3 / 3.9 / 5E | 9893
13893-13_obs_drw.pdf | 2 | 2 | ANGLE, HRS, 8.0 X 8.0 X 0.50, 20.00"
13893-13_obs_drw.pdf |  |  | TYP
13893-13_obs_drw.pdf | 13.38
13893-13_obs_drw.pdf | TYP | .25
13893-13_obs_drw.pdf | 3.79
13893-13_obs_drw.pdf |  |  | 23.00
13893-13_obs_drw.pdf | to the document | in accepts the | confidence. CUMMINS FIRE POWER LLC CORPORATE OFFICE | CUSTOM DESIGN UPFIT CENTER
13893-13_obs_drw.pdf | or any (2) not or the | thereof copy the | or the document, or trade 1600 BUERKLE ROAD WHITE BEAR LAKE, MN | LAWRENCE DRIVE DEPERE, WISCONSIN
13893-13_obs_drw.pdf | of all Fire Power | need to LLC | retain and
13893-13_obs_drw.pdf |  | TOLERANCESCAFREP5E, | 1610 DRIVESHAFT
13893-14_drw.pdf | 1 | 4 | HOOK, LIFTING, CFP59 | 22294
13893-14_drw.pdf | 2 | 1 | MOUNT, ENGINE | A042K476
13893-14_drw.pdf | 3 | 2 | CHANNEL, SIDE | A042K477
13893-14_drw.pdf | 4 | 4 | GUSSET, ENGINE MOUNT | A042K478
13893-14_drw.pdf | 5 | 1 | CHANNEL, END | A042K479
13893-14_drw.pdf | 6 | 1 | CHANNEL, END | A042K480
13893-14_drw.pdf | 7 | 1 | MOUNT, ENGINE | A042K481
13893-14_drw.pdf | 8 | 2 | MOUNT, PUMP | A042K520
13893-14_drw.pdf | 9 | 2 | GUSSET | A042K529
13893-14_obs_drw.pdf | 1 | 1 | FRAME, WLDMNT, STD, CFP3.3 / 3.9 / 5E | 9893
13893-14_obs_drw.pdf | 2 | 2 | ANGLE, HRS, 8.0 X 8.0 X 0.50, 20.00"
13893-14_obs_drw.pdf |  |  | .25 TYP
13893-14_obs_drw.pdf | 15.36
13893-14_obs_drw.pdf |  | .25
13893-14_obs_drw.pdf |  |  | 8.00
13893-14_obs_drw.pdf | to the document | in accepts the | confidence. CUMMINS FIRE POWER LLC CORPORATE OFFICE | CUSTOM DESIGN UPFIT CENTER
13893-14_obs_drw.pdf | or any (2) not or the | thereof copy the | or the document, or trade 1600 BUERKLE ROAD WHITE BEAR LAKE, MN | LAWRENCE DRIVE DEPERE, WISCONSIN
13893-14_obs_drw.pdf | of all Fire Power | need to LLC | retain and
13893-14_obs_drw.pdf |  | TOLERANCESCAFREP5E, | 1610 DRIVESHAFT
13893-15_drw.pdf | 1 | 4 | HOOK, LIFTING, CFP59 | 22294
13893-15_drw.pdf | 2 | 1 | MOUNT, ENGINE | A042K476
13893-15_drw.pdf | 3 | 2 | CHANNEL, SIDE | A042K477
13893-15_drw.pdf | 4 | 1 | CHANNEL, END | A042K479
13893-15_drw.pdf | 5 | 1 | CHANNEL, END | A042K480
13893-15_drw.pdf | 6 | 1 | MOUNT, ENGINE | A042K481
13893-15_drw.pdf | 7 | 4 | GUSSET, ENGINE MOUNT | A042K510
13893-15_drw.pdf | 8 | 2 | GUSSET | A042K531
13893-15_drw.pdf | 9 | 2 | MOUNT, PUMP | A042K532
13893-15_obs_drw.pdf | 1 | 1 | FRAME, WLDMNT, MID, CFP3.3 / 3.9 / 5E | 12376
13893-15_obs_drw.pdf | 2 | 2 | ANGLE, HRS, 8.0 X 8.0 X 0.50, 20.00"
13893-15_obs_drw.pdf |  |  | TYP
13893-15_obs_drw.pdf | 13.38
13893-15_obs_drw.pdf |  | .25
13893-15_obs_drw.pdf | 2.88
13893-15_obs_drw.pdf |  |  | 8.00
13893-15_obs_drw.pdf |  |  | 20.00
13893-15_obs_drw.pdf | to the document | in accepts the | confidence. CUMMINS FIRE POWER LLC CORPORATE OFFICE | CUSTOM DESIGN UPFIT CENTER
13893-15_obs_drw.pdf | ittrawdiellse(c1r)etnoitnfuosrematthieondotchuemreenitn,or(2a)nynoctopcyoptyhetrheeofdoocrumtehnet, or the | ittrawdiellse(c1r)etnoitnfuosrematthieondotchuemreenitn,or(2a)nynoctopcyoptyhetrheeofdoocrumtehnet, | 1600 BUERKLE ROAD WHITE BEAR LAKE, MN or trade | LAWRENCE DRIVE DEPERE, WISCONSIN
13893-15_obs_drw.pdf | of | need to cPoopwieersLtLhCereof, | retain anFd
13893-15_obs_drw.pdf |  | TOLERANCESCAFREP5E, | 1610 DRIVESHAFT
13893-16_drw.pdf | 1 | 4 | HOOK, LIFTING, CFP59 | 22294
13893-16_drw.pdf | 2 | 1 | MOUNT, ENGINE | A042K508
13893-16_drw.pdf | 3 | 2 | CHANNEL, SIDE | A042K509
13893-16_drw.pdf | 4 | 1 | CHANNEL, END | A042K511
13893-16_drw.pdf | 5 | 1 | CHANNEL, END | A042K512
13893-16_drw.pdf | 6 | 1 | MOUNT, ENGINE | A042K513
13893-16_drw.pdf | 7 | 2 | MOUNT, PUMP | A042K539
13893-16_drw.pdf | 8 | 2 | GUSSET | A042K540
13893-16_drw.pdf | 9 | 4 | GUSSET, ENGINE MOUNT | A042K541
13893-16_obs_drw.pdf | 1 | 1 | FRAME, WLDMNT, LRG TALL, CFP3.3 / 3.9 / | 5E 12382
13893-16_obs_drw.pdf | 2 | 2 | ANGLE, HRS, 8.0 X 8.0 X 0.50, 26.00" | 12504
13893-16_obs_drw.pdf |  |  | TYP
13893-16_obs_drw.pdf | .25
13893-16_obs_drw.pdf |  |  | 26.00
13893-16_obs_drw.pdf | to the document | in accepts the | confidence. CUMMINS FIRE POWER LLC CORPORATE OFFICE | CUSTOM DESIGN UPFIT CENTER
13893-16_obs_drw.pdf | ittrawdiellse(c1r)etnoitnfuosrematthieondotchuemreenitn,or(2a)nynoctopcyoptyhetrheeofdoocrumtehnet, or the | ittrawdiellse(c1r)etnoitnfuosrematthieondotchuemreenitn,or(2a)nynoctopcyoptyhetrheeofdoocrumtehnet, | 1600 BUERKLE ROAD WHITE BEAR LAKE, MN or trade | LAWRENCE DRIVE DEPERE, WISCONSIN
13893-16_obs_drw.pdf | of | need to cPoopwieersLtLhCereof, | retain anFd
13893-16_obs_drw.pdf |  | TOLERANCESCAFREP5E, | 1610 DRIVESHAFT
13893-17_drw.pdf | 1 | 4 | HOOK, LIFTING, CFP59 | 22294
13893-17_drw.pdf | 2 | 1 | MOUNT, ENGINE | A042K476
13893-17_drw.pdf | 3 | 2 | CHANNEL, SIDE | A042K477
13893-17_drw.pdf | 4 | 4 | GUSSET, ENGINE MOUNT | A042K478
13893-17_drw.pdf | 5 | 1 | CHANNEL, END | A042K479
13893-17_drw.pdf | 6 | 1 | CHANNEL, END | A042K480
13893-17_drw.pdf | 7 | 1 | MOUNT, ENGINE | A042K481
13893-17_drw.pdf | 8 | 1 | MOUNT, PUMP | A042K543
13893-17_drw.pdf | 9 | 1 | MOUNT, PUMP | A042K544
13893-17_drw.pdf | 10 | 2 | GUSSET | A042K545
13893-17_drw.pdf |  |  | 9
13893-17_drw.pdf |  |  | 10
13893-17_obs_drw.pdf | 1 | 1 | FRAME, WLDMNT, STD, CFP3.3 / 3.9 / 5E | 9893
13893-17_obs_drw.pdf | 2 | 2 | ANGLE, HRS, 8.0 X 8.0 X 0.50, 20.00"
13893-17_obs_drw.pdf |  |  | .25
13893-17_obs_drw.pdf | 8.12
13893-17_obs_drw.pdf | 1.88
13893-17_obs_drw.pdf | TYP
13893-17_obs_drw.pdf |  | A
13893-17_obs_drw.pdf | 5.19
13893-17_obs_drw.pdf |  |  | 23.00
13893-17_obs_drw.pdf | to the document | in accepts the | confidence. CUMMINS FIRE POWER LLC CORPORATE OFFICE | CUSTOM DESIGN UPFIT CENTER
13893-17_obs_drw.pdf | ittrawdiellse(c1r)etnoitnfuosrematthieondotchuemreenitn,or(2a)nynoctopcyoptyhetrheeofdoocrumtehnet, or the | ittrawdiellse(c1r)etnoitnfuosrematthieondotchuemreenitn,or(2a)nynoctopcyoptyhetrheeofdoocrumtehnet, | 1600 BUERKLE ROAD WHITE BEAR LAKE, MN or trade | LAWRENCE DRIVE DEPERE, WISCONSIN
13893-17_obs_drw.pdf | of | need to cPoopwieersLtLhCereof, | retain anFd
13893-17_obs_drw.pdf |  | TOLERANCESCAFREP5E, | 1610 DRIVESHAFT
13893-18_drw.pdf | 1 | 4 | HOOK, LIFTING, CFP59 | 22294
13893-18_drw.pdf | 2 | 4 | GUSSET, ENGINE MOUNT | A042K478
13893-18_drw.pdf | 3 | 1 | MOUNT, ENGINE | A042K508
13893-18_drw.pdf | 4 | 2 | CHANNEL, SIDE | A042K509
13893-18_drw.pdf | 5 | 1 | CHANNEL, END | A042K511
13893-18_drw.pdf | 6 | 1 | CHANNEL, END | A042K512
13893-18_drw.pdf | 7 | 1 | MOUNT, ENGINE | A042K513
13893-18_drw.pdf | 8 | 1 | MOUNT, PUMP | A042K546
13893-18_drw.pdf | 9 | 1 | MOUNT, PUMP | A042K547
13893-18_drw.pdf | 10 | 2 | GUSSET | A042K548
13893-18_obs_drw.pdf | 1 | 1 | FRAME, WLDMNT, LARGE, CFP3.3 / 3.9 / 5E | 12380
13893-18_obs_drw.pdf | 2 | 2 | ANGLE, HRS, 8.0 X 8.0 X 0.50, 26.00" | 12504
13893-18_obs_drw.pdf |  |  | TYP
13893-18_obs_drw.pdf | .25
13893-18_obs_drw.pdf |  |  | 29.00
13893-18_obs_drw.pdf | to the document | in accepts the | confidence. CUMMINS FIRE POWER LLC CORPORATE OFFICE | CUSTOM DESIGN UPFIT CENTER
13893-18_obs_drw.pdf | ittrawdiellse(c1r)etnoitnfuosrematthieondotchuemreenitn,or(2a)nynoctopcyoptyhetrheeofdoocrumtehnet, or the | ittrawdiellse(c1r)etnoitnfuosrematthieondotchuemreenitn,or(2a)nynoctopcyoptyhetrheeofdoocrumtehnet, | 1600 BUERKLE ROAD WHITE BEAR LAKE, MN or trade | LAWRENCE DRIVE DEPERE, WISCONSIN
13893-18_obs_drw.pdf | of | need to cPoopwieersLtLhCereof, | retain anFd
13893-18_obs_drw.pdf |  | TOLERANCESCAFREP5E, | 1610 DRIVESHAFT
13893-19_drw.pdf | 1 | 4 | HOOK, LIFTING, CFP59 | 22294
13893-19_drw.pdf | 2 | 1 | MOUNT, ENGINE | A042K508
13893-19_drw.pdf | 3 | 2 | CHANNEL, SIDE | A042K509
13893-19_drw.pdf | 4 | 4 | GUSSET, ENGINE MOUNT | A042K510
13893-19_drw.pdf | 5 | 1 | CHANNEL, END | A042K511
13893-19_drw.pdf | 6 | 1 | CHANNEL, END | A042K512
13893-19_drw.pdf | 7 | 1 | MOUNT, ENGINE | A042K513
13893-19_drw.pdf | 8 | 1 | MOUNT, PUMP | A042K549
13893-19_drw.pdf | 9 | 1 | MOUNT, PUMP | A042K550
13893-19_drw.pdf | 10 | 2 | GUSSET | A042K551
13893-19_obs_drw.pdf | 1 | 1 | FRAME, WLDMNT, LRG MID, CFP3.3 / 3.9 / | 12381
13893-19_obs_drw.pdf | 2 | 2 | ANGLE, HRS, 8.0 X 8.0 X 0.50, 26.00" | 12504
13893-19_obs_drw.pdf |  |  | TYP
13893-19_obs_drw.pdf | 21.76
13893-19_obs_drw.pdf |  |  | 8.00
13893-19_obs_drw.pdf |  |  | 26.00
13893-19_obs_drw.pdf | to the document | in accepts the | confidence. CUMMINS FIRE POWER LLC CORPORATE OFFICE | CUSTOM DESIGN UPFIT CENTER
13893-19_obs_drw.pdf | or any (2) not or the | thereof copy the | or the document, or trade 1600 BUERKLE ROAD WHITE BEAR LAKE, MN | LAWRENCE DRIVE DEPERE, WISCONSIN
13893-19_obs_drw.pdf | of all Fire Power | need to LLC | retain and
13893-19_obs_drw.pdf |  | TOLERANCESCAFREP5E, | 1610 DRIVESHAFT
13893-20_drw.pdf | 1 | 4 | HOOK, LIFTING, CFP59 | 22294
13893-20_drw.pdf | 2 | 1 | MOUNT, ENGINE | A042K508
13893-20_drw.pdf | 3 | 2 | CHANNEL, SIDE | A042K509
13893-20_drw.pdf | 4 | 4 | GUSSET, ENGINE MOUNT | A042K510
13893-20_drw.pdf | 5 | 1 | CHANNEL, END | A042K511
13893-20_drw.pdf | 6 | 1 | CHANNEL, END | A042K512
13893-20_drw.pdf | 7 | 1 | MOUNT, ENGINE | A042K513
13893-20_drw.pdf | 8 | 1 | MOUNT, PUMP | A042K552
13893-20_drw.pdf | 9 | 1 | MOUNT, PUMP | A042K553
13893-20_drw.pdf | 10 | 2 | GUSSET | A042K554
13893-20_obs_drw.pdf | 1 | 1 | FRAME, WLDMNT, LRG MID, CFP3.3 / 3.9 / | 12381
13893-20_obs_drw.pdf | 2 | 2 | ANGLE, HRS, 8.0 X 8.0 X 0.50, 26.00" | 12504
13893-20_obs_drw.pdf |  |  | TYP
13893-20_obs_drw.pdf |  |  | 8.00
13893-20_obs_drw.pdf |  |  | 26.00
13893-20_obs_drw.pdf | to the document | in accepts the | confidence. CUMMINS FIRE POWER LLC CORPORATE OFFICE | CUSTOM DESIGN UPFIT CENTER
13893-20_obs_drw.pdf | ittrawdiellse(c1r)etnoitnfuosrematthieondotchuemreenitn,or(2a)nynoctopcyoptyhetrheeofdoocrumtehnet, or the | ittrawdiellse(c1r)etnoitnfuosrematthieondotchuemreenitn,or(2a)nynoctopcyoptyhetrheeofdoocrumtehnet, | 1600 BUERKLE ROAD WHITE BEAR LAKE, MN or trade | LAWRENCE DRIVE DEPERE, WISCONSIN
13893-20_obs_drw.pdf | of | need to cPoopwieersLtLhCereof, | retain anFd
13893-20_obs_drw.pdf |  | TOLERANCESCAFREP5E, | 1610 DRIVESHAFT
13893-21_drw.pdf | 1 | 4 | HOOK, LIFTING, CFP59 | 22294
13893-21_drw.pdf | 2 | 1 | MOUNT, ENGINE | A042K508
13893-21_drw.pdf | 3 | 2 | CHANNEL, SIDE | A042K509
13893-21_drw.pdf | 4 | 4 | GUSSET, ENGINE MOUNT | A042K510
13893-21_drw.pdf | 5 | 1 | CHANNEL, END | A042K511
13893-21_drw.pdf | 6 | 1 | CHANNEL, END | A042K512
13893-21_drw.pdf | 7 | 1 | MOUNT, ENGINE | A042K513
13893-21_drw.pdf | 8 | 1 | MOUNT, PUMP | A042K562
13893-21_drw.pdf | 9 | 1 | MOUNT, PUMP | A042K563
13893-21_drw.pdf | 10 | 2 | GUSSET | A042K564
13893-21_obs_drw.pdf | 1 | 1 | FRAME, WLDMNT, LRG MID, CFP3.3 / 3.9 / | 12381
13893-21_obs_drw.pdf | 2 | 2 | ANGLE, HRS, 8.0 X 8.0 X 0.50, 26.00" | 12504
13893-21_obs_drw.pdf |  |  | TYP
13893-21_obs_drw.pdf | 21.76
13893-21_obs_drw.pdf |  |  | 8.00
13893-21_obs_drw.pdf |  |  | 26.00
13893-21_obs_drw.pdf | to the document | in accepts the | confidence. CUMMINS FIRE POWER LLC CORPORATE OFFICE | CUSTOM DESIGN UPFIT CENTER
13893-21_obs_drw.pdf | or any (2) not or the | thereof copy the | or the document, or trade 1600 BUERKLE ROAD WHITE BEAR LAKE, MN | LAWRENCE DRIVE DEPERE, WISCONSIN
13893-21_obs_drw.pdf | of all Fire Power | need to LLC | retain and
13893-21_obs_drw.pdf |  | TOLERANCESCAFREP5E, | 1610 DRIVESHAFT
13895-01_drw.pdf | 1 | 1 | FRAME, WLDMNT, STD, CFP3.3 / 3.9 / 5E | 9893
13895-01_drw.pdf | 4 | 2 | PLATE, PUMP BRACE, .25" x 2.00" x
13895-01_drw.pdf | .25 |  | TYP
13895-01_drw.pdf |  |  | 1.75
13895-01_drw.pdf |  |  | 20.00
13895-01_drw.pdf |  |  | 23.00
13895-01_drw.pdf | receiver in accepts in | confidence. by | CUMMINS FIRE POWER LLC CORPORATE OFFICE AND | DESIGN UPFIT CENTER
13895-01_drw.pdf | ittrawdiellse(c1r)etnoitnfuosrematthieondotchuemreenitn,or(2a)nynoctopcyoptyhetrheeofdoocrumtehnet, | ittrawdiellse(c1r)etnoitnfuosrematthieondotchuemreenitn,or(2a)nynoctopcyoptyhetrheeofdoocrumtehnet, | WHITE BEAR LAKE, MN | WISCONSIN
13895-02_drw.pdf | 1 | 1 | FRAME, WLDMNT, STD, CFP3.3 / 3.9 / 5E | 9893
13895-02_drw.pdf | 2 | 2 | ANGLE, HRS, 8.0 X 8.0 X 0.50, 20.00"
13895-02_drw.pdf |  | .25
13895-02_drw.pdf |  | A
13895-02_drw.pdf | 5.19
13895-02_drw.pdf |  |  | 8.00
13895-02_drw.pdf |  |  | 23.00
13895-02_drw.pdf | to the document | in accepts the | confidence. CUMMINS FIRE POWER LLC CORPORATE OFFICE | CUSTOM DESIGN UPFIT CENTER
13895-02_drw.pdf | ittrawdiellse(c1r)etnoitnfuosrematthieondotchuemreenitn,or(2a)nynoctopcyoptyhetrheeofdoocrumtehnet, or the | ittrawdiellse(c1r)etnoitnfuosrematthieondotchuemreenitn,or(2a)nynoctopcyoptyhetrheeofdoocrumtehnet, | 1600 BUERKLE ROAD WHITE BEAR LAKE, MN or trade | LAWRENCE DRIVE DEPERE, WISCONSIN
13895-02_drw.pdf | of | need to cPoopwieersLtLhCereof, | retain anFd
13895-02_drw.pdf |  | TOLERANCESCAFREP5E, | 1610 DRIVESHAFT
13895-03_drw.pdf | 1 | 1 | FRAME, WLDMNT, STD, CFP3.3 / 3.9 / 5E | 9893
13895-03_drw.pdf | 2 | 2 | ANGLE, HRS, 8.0 X 8.0 X 0.50, 20.00"
13895-03_drw.pdf |  |  | TYP
13895-03_drw.pdf | TYP
13895-03_drw.pdf |  |  | 8.00
13895-03_drw.pdf |  |  | 20.00
13895-03_drw.pdf | to the document | in accepts the | confidence. CUMMINS FIRE POWER LLC CORPORATE OFFICE | CUSTOM DESIGN UPFIT CENTER
13895-03_drw.pdf | ittrawdiellse(c1r)etnoitnfuosrematthieondotchuemreenitn,or(2a)nynoctopcyoptyhetrheeofdoocrumtehnet, or the | ittrawdiellse(c1r)etnoitnfuosrematthieondotchuemreenitn,or(2a)nynoctopcyoptyhetrheeofdoocrumtehnet, | 1600 BUERKLE ROAD WHITE BEAR LAKE, MN or trade | LAWRENCE DRIVE DEPERE, WISCONSIN
13895-03_drw.pdf | of | need to cPoopwieersLtLhCereof, | retain anFd
13895-03_drw.pdf |  | TOLERANCESCAFREP5E, | 1610 DRIVESHAFT
13895-04_drw.pdf | 1 | 1 | FRAME, WLDMNT, STD, CFP3.3 / 3.9 / 5E | 9893
13895-04_drw.pdf | 2 | 2 | ANGLE, HRS, 8.0 X 8.0 X 0.50, 20.00"
13895-04_drw.pdf |  |  | TYP
13895-04_drw.pdf | TYP | .25
13895-04_drw.pdf |  |  | 8.00
13895-04_drw.pdf | to the document | in accepts the | confidence. CUMMINS FIRE POWER LLC CORPORATE OFFICE | CUSTOM DESIGN UPFIT CENTER
13895-04_drw.pdf | ittrawdiellse(c1r)etnoitnfuosrematthieondotchuemreenitn,or(2a)nynoctopcyoptyhetrheeofdoocrumtehnet, or the | ittrawdiellse(c1r)etnoitnfuosrematthieondotchuemreenitn,or(2a)nynoctopcyoptyhetrheeofdoocrumtehnet, | 1600 BUERKLE ROAD WHITE BEAR LAKE, MN or trade | LAWRENCE DRIVE DEPERE, WISCONSIN
13895-04_drw.pdf | of | need to cPoopwieersLtLhCereof, | retain anFd
13895-04_drw.pdf |  | TOLERANCESCAFREP5E, | 1610 DRIVESHAFT
13895-05_drw.pdf | 1 | 1 | FRAME, WLDMNT, STD, CFP3.3 / 3.9 / 5E | 9893
13895-05_drw.pdf | 2 | 2 | ANGLE, HRS, 8.0 X 8.0 X 0.50, 20.00"
13895-05_drw.pdf |  |  | TYP
13895-05_drw.pdf | 14.24
13895-05_drw.pdf | TYP
13895-05_drw.pdf |  |  | 8.00
13895-05_drw.pdf |  |  | 20.00
13895-05_drw.pdf | to the document | in accepts the | confidence. CUMMINS FIRE POWER LLC CORPORATE OFFICE | CUSTOM DESIGN UPFIT CENTER
13895-05_drw.pdf | ittrawdiellse(c1r)etnoitnfuosrematthieondotchuemreenitn,or(2a)nynoctopcyoptyhetrheeofdoocrumtehnet, or the | ittrawdiellse(c1r)etnoitnfuosrematthieondotchuemreenitn,or(2a)nynoctopcyoptyhetrheeofdoocrumtehnet, | 1600 BUERKLE ROAD WHITE BEAR LAKE, MN or trade | LAWRENCE DRIVE DEPERE, WISCONSIN
13895-05_drw.pdf | of | need to cPoopwieersLtLhCereof, | retain anFd
13895-05_drw.pdf |  | TOLERANCESCAFREP5E, | 1610 DRIVESHAFT
13895-06_drw.pdf | 1 | 1 | FRAME, WLDMNT, STD, CFP3.3 / 3.9 / 5E | 9893
13895-06_drw.pdf | 2 | 2 | ANGLE, HRS, 8.0 X 8.0 X 0.50, 20.00"
13895-06_drw.pdf |  |  | TYP
13895-06_drw.pdf | 14.24
13895-06_drw.pdf |  | .25
13895-06_drw.pdf |  |  | 8.00
13895-06_drw.pdf | to the document | in accepts the | confidence. CUMMINS FIRE POWER LLC CORPORATE OFFICE | CUSTOM DESIGN UPFIT CENTER
13895-06_drw.pdf | ittrawdiellse(c1r)etnoitnfuosrematthieondotchuemreenitn,or(2a)nynoctopcyoptyhetrheeofdoocrumtehnet, or the | ittrawdiellse(c1r)etnoitnfuosrematthieondotchuemreenitn,or(2a)nynoctopcyoptyhetrheeofdoocrumtehnet, | 1600 BUERKLE ROAD WHITE BEAR LAKE, MN or trade | LAWRENCE DRIVE DEPERE, WISCONSIN
13895-06_drw.pdf | of | need to cPoopwieersLtLhCereof, | retain anFd
13895-06_drw.pdf |  | TOLERANCESCAFREP5E, | 1610 DRIVESHAFT
13895-07_drw.pdf | 1 | 1 | FRAME, WLDMNT, STD, CFP3.3 / 3.9 / 5E | 9893
13895-07_drw.pdf | 2 | 2 | ANGLE, HRS, 8.0 X 8.0 X 0.50, 20.00"
13895-07_drw.pdf |  |  | .25
13895-07_drw.pdf |  | 16.00
13895-07_drw.pdf | 8.00
13895-07_drw.pdf | 2.00
13895-07_drw.pdf | TYP
13895-07_drw.pdf |  |  | 8.00
13895-07_drw.pdf |  |  | 20.00
13895-07_drw.pdf |  |  | 23.00
13895-07_drw.pdf | to the document | in accepts the | confidence. CUMMINS FIRE POWER LLC CORPORATE OFFICE | CUSTOM DESIGN UPFIT CENTER
13895-07_drw.pdf | ittrawdiellse(c1r)etnoitnfuosrematthieondotchuemreenitn,or(2a)nynoctopcyoptyhetrheeofdoocrumtehnet, or the | ittrawdiellse(c1r)etnoitnfuosrematthieondotchuemreenitn,or(2a)nynoctopcyoptyhetrheeofdoocrumtehnet, | 1600 BUERKLE ROAD WHITE BEAR LAKE, MN or trade | LAWRENCE DRIVE DEPERE, WISCONSIN
13895-07_drw.pdf | of | need to cPoopwieersLtLhCereof, | retain anFd
13895-07_drw.pdf |  | TOLERANCESCAFREP5E, | 1610 DRIVESHAFT
13895-08_drw.pdf | 1 | 1 | FRAME, WLDMNT, MID, CFP3.3 / 3.9 / 5E | 12376
13895-08_drw.pdf | 2 | 2 | ANGLE, HRS, 8.0 X 8.0 X 0.50, 20.00"
13895-08_drw.pdf |  |  | .25
13895-08_drw.pdf |  | 16.00
13895-08_drw.pdf | 8.00
13895-08_drw.pdf | 2.00
13895-08_drw.pdf |  | .25
13895-08_drw.pdf | 4.19
13895-08_drw.pdf |  |  | 20.00
13895-08_drw.pdf |  |  | 23.00
13895-08_drw.pdf | to the document | in accepts the | confidence. CUMMINS FIRE POWER LLC CORPORATE OFFICE | CUSTOM DESIGN UPFIT CENTER
13895-08_drw.pdf | ittrawdiellse(c1r)etnoitnfuosrematthieondotchuemreenitn,or(2a)nynoctopcyoptyhetrheeofdoocrumtehnet, or the | ittrawdiellse(c1r)etnoitnfuosrematthieondotchuemreenitn,or(2a)nynoctopcyoptyhetrheeofdoocrumtehnet, | 1600 BUERKLE ROAD WHITE BEAR LAKE, MN or trade | LAWRENCE DRIVE DEPERE, WISCONSIN
13895-08_drw.pdf | of | need to cPoopwieersLtLhCereof, | retain anFd
13895-08_drw.pdf |  | TOLERANCESCAFREP5E, | 1610 DRIVESHAFT
13895-09_drw.pdf | 1 | 1 | FRAME, WLDMNT, TALL, CFP3.3 / 3.9 / 5E | 12377
13895-09_drw.pdf | 2 | 2 | ANGLE, HRS, 8.0 X 8.0 X 0.50, 20.00"
13895-09_drw.pdf |  |  | .25
13895-09_drw.pdf |  | 18.00
13895-09_drw.pdf |  |  | 20.00
13895-09_drw.pdf |  |  | 23.00
13895-09_drw.pdf | to the document | in accepts the | confidence. CUMMINS FIRE POWER LLC CORPORATE OFFICE | CUSTOM DESIGN UPFIT CENTER
13895-09_drw.pdf | ittrawdiellse(c1r)etnoitnfuosrematthieondotchuemreenitn,or(2a)nynoctopcyoptyhetrheeofdoocrumtehnet, or the | ittrawdiellse(c1r)etnoitnfuosrematthieondotchuemreenitn,or(2a)nynoctopcyoptyhetrheeofdoocrumtehnet, | 1600 BUERKLE ROAD WHITE BEAR LAKE, MN or trade | LAWRENCE DRIVE DEPERE, WISCONSIN
13895-09_drw.pdf | of | need to cPoopwieersLtLhCereof, | retain anFd
13895-09_drw.pdf |  | TOLERANCESCAFREP5E, | 1610 DRIVESHAFT
13895-10_drw.pdf | 1 | 1 | FRAME, WLDMNT, MID, CFP3.3 / 3.9 / 5E | 12376
13895-10_drw.pdf | 2 | 2 | ANGLE, HRS, 8.0 X 8.0 X 0.50, 20.00"
13895-10_drw.pdf |  |  | .25
13895-10_drw.pdf |  | 16.00
13895-10_drw.pdf | 8.00
13895-10_drw.pdf | 2.00
13895-10_drw.pdf |  | .25
13895-10_drw.pdf |  |  | 20.00
13895-10_drw.pdf |  |  | 23.00
13895-10_drw.pdf | to the document | in accepts the | confidence. CUMMINS FIRE POWER LLC CORPORATE OFFICE | CUSTOM DESIGN UPFIT CENTER
13895-10_drw.pdf | ittrawdiellse(c1r)etnoitnfuosrematthieondotchuemreenitn,or(2a)nynoctopcyoptyhetrheeofdoocrumtehnet, or the | ittrawdiellse(c1r)etnoitnfuosrematthieondotchuemreenitn,or(2a)nynoctopcyoptyhetrheeofdoocrumtehnet, | 1600 BUERKLE ROAD WHITE BEAR LAKE, MN or trade | LAWRENCE DRIVE DEPERE, WISCONSIN
13895-10_drw.pdf | of | need to cPoopwieersLtLhCereof, | retain anFd
13895-10_drw.pdf |  | TOLERANCESCAFREP5E, | 1610 DRIVESHAFT
13895-11_drw.pdf | 1 | 1 | FRAME, WLDMNT, LRG MID, CFP3.3 / 3.9 / | 12381
13895-11_drw.pdf | 2 | 2 | ANGLE, HRS, 8.0 X 8.0 X 0.50, 26.00" | 12504
13895-11_drw.pdf |  |  | TYP
13895-11_drw.pdf |  |  | 8.00
13895-11_drw.pdf |  |  | 29.00
13895-11_drw.pdf | to the document | in accepts the | confidence. CUMMINS FIRE POWER LLC CORPORATE OFFICE | CUSTOM DESIGN UPFIT CENTER
13895-11_drw.pdf | ittrawdiellse(c1r)etnoitnfuosrematthieondotchuemreenitn,or(2a)nynoctopcyoptyhetrheeofdoocrumtehnet, or the | ittrawdiellse(c1r)etnoitnfuosrematthieondotchuemreenitn,or(2a)nynoctopcyoptyhetrheeofdoocrumtehnet, | 1600 BUERKLE ROAD WHITE BEAR LAKE, MN or trade | LAWRENCE DRIVE DEPERE, WISCONSIN
13895-11_drw.pdf | of | need to cPoopwieersLtLhCereof, | retain anFd
13895-11_drw.pdf |  | TOLERANCESCAFREP5E, | 1610 DRIVESHAFT
13895-12_drw.pdf | 1 | 1 | FRAME, WLDMNT, LRG TALL, CFP3.3 / 3.9 / | 5E 12382
13895-12_drw.pdf | 2 | 2 | ANGLE, HRS, 8.0 X 8.0 X 0.50, 26.00" | 12504
13895-12_drw.pdf |  |  | TYP
13895-12_drw.pdf | .25
13895-12_drw.pdf |  |  | 26.00
13895-12_drw.pdf | to the document | in accepts the | confidence. CUMMINS FIRE POWER LLC CORPORATE OFFICE | CUSTOM DESIGN UPFIT CENTER
13895-12_drw.pdf | ittrawdiellse(c1r)etnoitnfuosrematthieondotchuemreenitn,or(2a)nynoctopcyoptyhetrheeofdoocrumtehnet, or the | ittrawdiellse(c1r)etnoitnfuosrematthieondotchuemreenitn,or(2a)nynoctopcyoptyhetrheeofdoocrumtehnet, | 1600 BUERKLE ROAD WHITE BEAR LAKE, MN or trade | LAWRENCE DRIVE DEPERE, WISCONSIN
13895-12_drw.pdf | of | need to cPoopwieersLtLhCereof, | retain anFd
13895-12_drw.pdf |  | TOLERANCESCAFREP5E, | 1610 DRIVESHAFT
13901_drw.pdf | 1 | 1 | ANGLE, CATALYST, SUPPORT FORMED | 13901-01
13901_drw.pdf | 2 | 1 | GUSSET, CATALYST, MOUNT | 13901-02
13905_drw.pdf | ITEM
13905_drw.pdf | 1 | 2 | SPACER, GTA855 ISOLATOR | 13660
13905_drw.pdf | 2 | 1 | CHANNEL, GTA19 GENSET FRAME LH | 13906
13905_drw.pdf | 3 | 1 | CHANNEL, GTA19 GENSET FRAME | 13907
13905_drw.pdf | 4 | 1 | CROSS MEMBER, FRONT ENGINE | 13909
13905_drw.pdf |  |  | CHANNEL, FRAME, REAR MEMBER, GTA/KTA 19 | 13910
13905_drw.pdf |  |  | FRAME CROSS CHANNEL | 14143
13905_drw.pdf |  |  |  | 14447
13905_drw.pdf | 11 | 1
13914_drw.pdf | 1 | 1 | MOUNT, FRONT ENGINE | 13915
13914_drw.pdf | 2 | 3 | GUSSET, FRONT ENGINE MOUNT | 13916
13918_drw.pdf | 1 | 1 | PLATE, GTA19 REAR ENGINE MOUNT | 13919
13918_drw.pdf | 2 | 1 | PLATE, GTA19 REAR ENGINE MOUNT BOTTOM | 13920
13918_drw.pdf | 3 | 1 | GUSSET, GTA19 REAR ENGINE MOUNT | 13921
13918_drw.pdf | 4 | 1 | GUSSET, GTA19 REAR ENGINE MOUNT | 13922
13918_drw.pdf | 5 | 1 | BLOCK, GTA19 REAR ENGINE MOUNT | 13926
13918_drw.pdf |  |  | 1
13918_drw.pdf |  | C | 3
13918_drw.pdf |  |  | 5 | C
13923_drw.pdf | 1 | 1 | PLATE, GTA19 REAR ENGINE MOUNT | 13919
13923_drw.pdf | 2 | 1 | PLATE, GTA19 REAR ENGINE MOUNT BOTTOM | 13920
13923_drw.pdf | 3 | 1 | GUSSET, GTA19 REAR ENGINE MOUNT | 13921
13923_drw.pdf | 4 | 1 | GUSSET, GTA19 REAR ENGINE MOUNT | 13922
13923_drw.pdf | 5 | 1 | BLOCK, GTA19 REAR ENGINE MOUNT | 13926
13923_drw.pdf |  |  | 1
13923_drw.pdf |  |  | D 5
13924_drw.pdf | 1 | 2 | SPACER, GTA855 ISOLATOR | 13660
13924_drw.pdf | 2 | 1 | CROSSMEMBER,GENERATOR, GTA855/19 | 13665
13924_drw.pdf | 3 | 2 | COMPONENT, GENERATOR CROSS MEMBER | 13925
13927_drw.pdf | 1 | 2 | SPACER, GTA855 ISOLATOR | 13660
13927_drw.pdf | 2 | 1 | CROSSMEMBER,GENERATOR, GTA855/19 | 13668
13927_drw.pdf | 3 | 2 | COMPONENT, GENERATOR CROSS MEMBER | 13937
13929_drw.pdf | 1 | 2 | SPACER, GTA855 ISOLATOR | 13660
13929_drw.pdf | 2 | 1 | CROSSMEMBER,GENERATOR, GTA19 | 13662
13929_drw.pdf | 3 | 2 | COMPONENT, GENERATOR CROSS MEMBER | 13930
13933_drw.pdf | 1 | 1 | ANGLE, 2 X 2 X 0.25 X 3.38, ASTM36 | 13931
13933_drw.pdf | 2 | 1 | FLAT, 0.25 X 1.00 X 6.50, ASTM36 | 13932
13933_drw.pdf |  | 4.25
13963_drw.pdf | 1 | 2 | END CAP,TUBE,THREADED, - | 13814
13963_drw.pdf | 2 | 1 | CROSSMEMBER,ENGINE,FRONT, GTA38/50 | 13833
13963_drw.pdf | 3 | 1 | CHANNEL,FRAME, GTA38/50 RADIATOR SUPPORT | 13836
13963_drw.pdf | 4 | 1 | CHANNEL,FRAME, GTA38/50 | 13837
13963_drw.pdf |  |  |  | 14404
13963_drw.pdf | 9 | 1 | CHANNEL,FRAME, GTA38 RH | 14405
13963_drw.pdf | 10 | 4 | BRKT,LIFTING, GTA28/38/50 | 16505
13963_drw.pdf | 11 | 1 | CHANNEL,FRAME,REAR, GTA38/50 | 17405
13963_drw.pdf |  |  | .25
13963_drw.pdf |  |  | .25
13974_drw.pdf | 1 | 4 | NUT, WELD HEX HEAD, 5/16"-18, - | 13253
13974_drw.pdf | 2 | 1 | BRACKET, HEAT SHIELD SUPPORT, CFP_7E | 13977
13974_drw.pdf |  |  | 1
13974_drw.pdf | 1
13980_drw.pdf | 1 | 1 | ELBOW, ALUMINIZED, 3" 0D | 89090A
13991_drw.pdf | 1 | 1 | PANEL, TERMINATION BOX FLOOR | 13701
13991_drw.pdf | 2 | 12 | WELDNUT, 1/4"-20 NC, _ | 14520
13992-01_drw.pdf | 1 | 1 | PANEL, TERMINATION BOX SIDE | 13693-01
13992-01_drw.pdf | 2 | 20 | WELDNUT, 1/4"-20 NC, _ | 14520
13992-02_drw.pdf | 1 | 1 | PANEL, TERMINATION BOX SIDE | 13693-02
13992-02_drw.pdf | 2 | 17 | WELDNUT, 1/4"-20 NC, _ | 14520
13995_drw.pdf | 1 | 1 | HOSE,PARKER, 1/2"ID X 40"L | 801-04_006
13995_drw.pdf | 2 | 1 | HOSE,PARKER, 1/2"ID X 36.00"L | 801-04_007
13995_drw.pdf | 3 | 1 | TUBE, JACKET WATER UPPER, GTA855 | 13789
13995_drw.pdf | 4 | 1 | TUBE, JACKET WATER LOWER, GTA855 | 13911
13995_drw.pdf | 5 | 1 | RACK, DUAL 8D BATTERY | 14150
13995_drw.pdf | 6 | 1 | ENGINE TO FRAME, GTA855/E | 14172
13995_drw.pdf | 7 | 1 | TUBE,AFTERCOOLER UPPER, GTA855 | 14184
13995_drw.pdf | 8 | 1 | TUBE, AFTERCOOLER LOWER, GTA855 | 14212
13995_drw.pdf | 9
13995_drw.pdf | 10 | 1 | PANEL,FRNT,CONDUIT BOX, HCI4 | 14344
13995_drw.pdf | 11 | 1 | PANEL,FRNT,CONDUIT BOX, UCI274 | 14345
13995_drw.pdf | 12 | 1 | TUBE,AFTERCOOLER FILL, - | 14623
13995_drw.pdf | 13 | 2 | MOUNT,PCC2100, - | 14788
13995_drw.pdf | 14 | 2 | PANEL,FLR,CONDUIT BOX, HCI4 | 14789
13995_drw.pdf | 15 | 2 | PANEL,FLR,CONDUIT BOX, UCI274 | 14790
13995_drw.pdf | 16 | 1 | HOSE,FUEL,NATURAL GAS, - | 15007_001
13997_drw.pdf | 1 | 1 | PLUG, COMMON RAIL FUEL CONNECTION, M20-1.5 | 13998
13997_drw.pdf | 2 | 1 | TEE, COMMON RAIL FUEL CONNECTION, M18-1.5 X M18-1.5 | 13999
13997_drw.pdf | 3 | 1 | VALVE, PRESSURE RELIEF, | 3947799
13997_drw.pdf | 4 | 1 | SENSOR, PRESSURE, RE-USE EXISTING | 3974092
13997_drw.pdf | 5 | 1 | FUEL RAIL, RE-USE EXISTING | 3978448
13997_drw.pdf | 6 | 1 | FTG, STR, M14-1.5 ORB X -4 NPT | M14-14F80HGS
13997_drw.pdf | 6
14000_drw.pdf | 1 | 2 | CHANNEL, STRUCTURAL, C6 10.5#, ASTM | A3614000-01
14000_drw.pdf | 3 | 2 | PLATE, .25" FORMED, ASTM A36 | 14000-03
14000_drw.pdf | 4 | 4 | PLATE, .25", ASTM A36 | 14000-04
14000_drw.pdf | 5 | 4 | FLAT BAR, .375 X 1.50 X 5.31, ASTM | A3614000-05
14000_drw.pdf |  |  | 7.00
14000_drw.pdf |  |  | 1.75
14000_drw.pdf |  |  | 6.25 6.00
14000_drw.pdf |  | 10.00
14000_drw.pdf |  |  | DETAIL
14000_drw.pdf |  |  | SCALE 0.125
14000_drw.pdf | is the
14001_drw.pdf | 1 | 1 | FRAME, WLDMNT, 6" CHANNEL, CFP7E | 14000
14001_drw.pdf | 19.00
14001_drw.pdf |  |  | TYP
14001_drw.pdf |  |  | 28.25
14001_drw.pdf |  |  | 30.07
14001_drw.pdf | receiver in accepts in | confidence. by | CUMMINS FIRE POWER LLC CORPORATE OFFICE AND | DESIGN UPFIT CENTER
14001_drw.pdf | ittrawdiellse(c1r)etnoitnfuosrematthieondotchuemreenitn,or(2a)nynoctopcyoptyhetrheeofdoocrumtehnet, | ittrawdiellse(c1r)etnoitnfuosrematthieondotchuemreenitn,or(2a)nynoctopcyoptyhetrheeofdoocrumtehnet, | WHITE BEAR LAKE, MN | WISCONSIN
14002_drw.pdf | ITEM
14002_drw.pdf | 2 |  | 1 ASSEMBLY, POWER MODULE, CFP7E-F10/20/30/40/50/60 | 15547
14002_drw.pdf | 3 |  | 1 COMPANION FLANGE, STD BORE, 1710 DRIVE SHAFT | 10005
14002_drw.pdf | 5 |  | 1 DRIVESHAFT, 1710 SHORT COUPLED, UL LISTED | 13421
14002_drw.pdf |  |  | #3, LARGE | 14144
14002_drw.pdf | 7 |  | 1 PUMP, PEERLESS | 8AEF17
14010-01_drw.pdf | 1 | 1 | FRAME, WLDMNT, MID, CFP23E | 13596
14010-01_drw.pdf | 2 | 2 | ANGLE, HRS, 8.0 X 8.0 X 0.50, 42.00" | 12504-04
14010-01_drw.pdf | 3 | 2 | PLATE, PUMP BRACE, .25" x 3.50" x 22.00" | 12505-03
14010-01_drw.pdf | .25
14010-01_drw.pdf | TYP
14010-01_drw.pdf | 10.00
14010-01_drw.pdf |  |  | 48.00
14010-01_drw.pdf |  |  | 51.00
14010-01_drw.pdf | to the the document as | receiver accepts in | confidence. the writing by CUMMINS FIRE POWER LLC CORPORATE OFFICE | DESIGN UPFIT CENTER
14010-01_drw.pdf | ittrawdiellse(c1r)etnoitnfuosrematthieondotchuemreenitn,or(2a)nynoctopcyoptyhetrheeofdoocrumtehnet, or the | ittrawdiellse(c1r)etnoitnfuosrematthieondotchuemreenitn,or(2a)nynoctopcyoptyhetrheeofdoocrumtehnet, confidential | WHITE BEAR LAKE, MN or trade WWW.CUMMINSFIREPOWER.COM | DEPERE, WISCONSIN
14010-01_drw.pdf |  | cPoopwieersLtLhCereof, | anFd RAME, AURORA #332
14010-01_drw.pdf | DIMENSION |  | TOLERANCESCAFREP23E
14010-01_drw.pdf |  |  | DWG UNITS: DRAWN BY:S DUBICK | 10/09/08
14015_drw.pdf | 1 | 4 | LUMBER, 1 7/8 x 4 x 136, HEAT TREATED & | 14015_01
14015_drw.pdf | 3 | 5 | LUMBER, 4 x 6 x 48, HEAT TREATED & MARKED | 14015_03
14015_drw.pdf | 4 | 2 | LUMBER, 2 x 6 x 136, HEAT TREATED & MARKED | 14015_04
14015_drw.pdf | 6 | 4 | LUMBER, 7/4 x 4 x 6, HEAT TREATED & MARKED | 14015_06
14015_drw.pdf |  |  | 4
14015_drw.pdf |  |  | 7.00
14016_drw.pdf | ITEM
14016_drw.pdf | 1 | 2 | LUMBER, 2 x 4 x 48, HEAT TREATED, MARKED | 14016-01
14016_drw.pdf | 2 | 2 | LUMBER, 2 x 4 x 65, HEAT TREATED, MARKED | 14016-02
14016_drw.pdf | 3 | 1 | PLYWOOD, 48" x 77 5/8" x 1/2", HEAT TREATED, MARKED | 14017-03
14017_drw.pdf | ITEM
14017_drw.pdf | 1 | 4 | LUMBER, 2 x 4 x 53, HEAT TREATED, MARKED | 14017-01
14017_drw.pdf | 2 | 2 | LUMBER, 2 x 4 x 133, HEAT TREATED, MARKED | 14017-02
14017_drw.pdf | 3 | 2 | PLYWOOD, 48" x 77 5/8" x 1/2", HEAT TREATED, MARKED | 14017-03
14017_drw.pdf | 4 | 1 | PLYWOOD, 40" x 77 5/8" x 1/2", HEAT TREATED, MARKED | 14017-04
14018_drw.pdf | 1 | 4 | LUMBER, 2 x 4 x 48, HEAT TREATED, MARKED | 14018-01
14018_drw.pdf | 2 | 1 | PLYWOOD, 48" x 96" x 1/2", HEAT TREATED, | MARKED14018-02
14018_drw.pdf | 3 | 1 | PLYWOOD, 40" x 48" x 1/2", HEAT TREATED,
14019_drw.pdf | ITEM
14019_drw.pdf | 1 | 2 | PANEL, CRATE END, FOR USE WITH 14015 SKID | 14016
14019_drw.pdf | 2 | 2 | PANEL, CRATE SIDE, FOR USE ON 14015 SKID | 14017
14019_drw.pdf | 3 | 1 | COVER, CRATE, FOR USE WITH 14015 SKID | 14018
14019_drw.pdf | 4 | 1 | SKID, ENCLOSED, 48 X 136 SHIPPING | A042C957
14019_drw.pdf |  | 3
14020_drw.pdf | 1 | 2 | ANGLE, HRS, 8.0 X 8.0 X 0.50, 26.00" | LENGTH12504
14020_drw.pdf | 4 | 2 | CHANNEL, C4 x 7.25# x 26.00", ASTM | 14020-02
14020_drw.pdf | 5 | 2 | CHANNEL, C4 x 7.25# x 31.25", ASTM A36 | 14020-03
14020_drw.pdf | 6 | 2 | PLATE, .25", ENGINE SUPPORT, ASTM A36 | 14020-04
14020_drw.pdf | 7 | 4 | PLATE, .25", ENGINE BRACE, A-36 | 14020-05
14020_drw.pdf | 8 | 4 | FLAT BAR, .38 x 1.5 x 3.56,
14020_drw.pdf |  |  | 31.25 | 20 $
14020_drw.pdf |  |  | 20 $
14020_drw.pdf |  |  | 6.00
14020_drw.pdf | accepts in | by | CUMMINS FIRE POWER LLC CORPORATE OFFICE AND | DESIGN UPFIT CENTER
14020_drw.pdf | ittrawdiellse(c1r)etnoitnfuosrematthieondotchuemreenitn,or(2a)nynoctopcyoptyhetrheeofdoocrumtehnet, | ittrawdiellse(c1r)etnoitnfuosrematthieondotchuemreenitn,or(2a)nynoctopcyoptyhetrheeofdoocrumtehnet, | WHITE BEAR LAKE, MN | WISCONSIN
14024_old_drw.pdf | 1 | 2 | CHANNEL, STRUCTURAL, C8 11.5#, ASTM | A369891-011
14024_old_drw.pdf | 3 | 2 | PLATE, .25" FORMED, ASTM A36 | 9891-032
14024_old_drw.pdf | 4 | 4 | PLATE, .25", ASTM A36 | 9891-041
14024_old_drw.pdf | 5 | 4 | FLAT BAR, .375 X 1.50 X 7.31, ASTM | A36 9891-05
14024_old_drw.pdf |  |  | 7.00
14024_old_drw.pdf |  |  | 5.25
14024_old_drw.pdf |  | 9.50
14024_old_drw.pdf |  |  | 4
14024_old_drw.pdf | is the
14025_drw.pdf | 1 | 1 | FRAME, WLDMNT, MID RISE LRG, CFP11E | 14024
14025_drw.pdf | 2 | 2 | ANGLE, HRS, 8.0 X 8.0 X 0.50, 28.00"
14025_drw.pdf |  |  | 32.52
14025_drw.pdf | information, the receiver | is in | the confidence. CUMMINS FIRE POWER LLC | DESIGN
14025_drw.pdf | authorized | in writing | by 1600 BUERKLE ROAD 875 WHITE BEAR LAKE, MN | LAWRENCE DRIVE WISCONSIN
14025_drw.pdf | the of the | or need to | trade retain WWW.CUMMINSFIREPOWER.COM
14025_drw.pdf |  |  | RAME, AMERICAN MARSH 8X10X18
14026_drw.pdf | 1 | 1 | FRAME, AMERICAN MARSH 8X10X18, CFP11E, CUSTOM | 14025
14026_drw.pdf | 2 | 1 | ASSEMBLY, SAE 14, 2.25" DIA STUB SHAFT, CFP11E SERIES | 14956
14026_drw.pdf | 3 | 1 | ASSEMBLY, POWER MODULE, CFP11E-F10/20 | 15551
14026_drw.pdf | 4 | 1 | PUMP, AMERICAN MARSH | 8x10x18
14029-01_drw.pdf | 1 | 1 | FRAME, WLDMNT, MID, CFP23E | 13596
14029-01_drw.pdf | 2 | 2 | ANGLE, HRS, 8.0 X 8.0 X 0.50, 48.00" | 12504-07
14029-01_drw.pdf | 3 | 2 | PLATE, PUMP BRACE, .25" x 1.25" x 22.00" | 12506-05
14029-01_drw.pdf | 12.19
14029-01_drw.pdf | 11.81
14029-01_drw.pdf |  | 23.62
14029-01_drw.pdf | .25
14029-01_drw.pdf | 1.31
14029-01_drw.pdf | 10.00
14029-01_drw.pdf |  |  | 51.00
14029-01_drw.pdf | to the document as authorized | in accepts the in | confidence. by CUMMINS FIRE POWER LLC CORPORATE OFFICE | DESIGN UPFIT CENTER
14029-01_drw.pdf | ittrawdiellse(c1r)etnoitnfuosrematthieondotchuemreenitn,or(2a)nynoctopcyoptyhetrheeofdoocrumtehnet, or the | ittrawdiellse(c1r)etnoitnfuosrematthieondotchuemreenitn,or(2a)nynoctopcyoptyhetrheeofdoocrumtehnet, | or trade WHITE BEAR LAKE, MN WWW.CUMMINSFIREPOWER.COM | DEPERE, WISCONSIN
14029-01_drw.pdf |  | cPoopwieersLtLhCereof, | and FRAME, SPP BR12D
14029-01_drw.pdf | DIMENSION |  | ACREFP23E
14029-01_drw.pdf | IMUPNEIRTISAL |  | DWG UNITS: DRAWN BY:S DUBICK | 10-22-10
14029-02_drw.pdf | 1 | 1 | FRAME, WLDMNT, TALL, CFP23E | 14765
14029-02_drw.pdf | 2 | 2 | ANGLE, HRS, 8.0 X 8.0 X 0.50, 48.00" | 12504-07
14029-02_drw.pdf | 3 | 2 | PLATE, PUMP BRACE, .25" x 2.50" x 26.00" | 12507-07
14029-02_drw.pdf | 15.75
14029-02_drw.pdf |  | 31.50
14029-02_drw.pdf | .25 |  | TYP
14029-02_drw.pdf |  |  | 48.00
14029-02_drw.pdf | to the document as authorized | in accepts the in | confidence. by CUMMINS FIRE POWER LLC CORPORATE OFFICE | DESIGN UPFIT CENTER
14029-02_drw.pdf | ittrawdiellse(c1r)etnoitnfuosrematthieondotchuemreenitn,or(2a)nynoctopcyoptyhetrheeofdoocrumtehnet, or the | ittrawdiellse(c1r)etnoitnfuosrematthieondotchuemreenitn,or(2a)nynoctopcyoptyhetrheeofdoocrumtehnet, | or trade WHITE BEAR LAKE, MN WWW.CUMMINSFIREPOWER.COM | DEPERE, WISCONSIN
14029-02_drw.pdf |  | cPoopwieersLtLhCereof, | and FRAME, SPP BT10D
14029-02_drw.pdf | DIMENSION |  | ACREFP23E
14029-02_drw.pdf | IMUPNEIRTISAL |  | DWG UNITS: DRAWN BY:S DUBICK | 11-JUN-13
14030-01_drw.pdf | 1 | 1 | ASSY, SC SHAFT GUARD, TELESCOPING, SIZE | 13880
14030-01_drw.pdf | 2 | 1 | FRAME, SPP BR12D, CFP23E | 14029-01
14030-01_drw.pdf |  |  | CFP23E
14030-01_drw.pdf | 6 | 1 | ADAPTER, U-JOINT, SAE #1, APT225, CFP23E | 16599
14030-01_drw.pdf | 7 | 1 | PUMP, SPP | BR12D
14030-01_drw.pdf |  |  |  | 101.0
14030-01_drw.pdf | 30.10
14030-02_drw.pdf | 1 | 1 | ASSY, SC SHAFT GUARD, TELESCOPING, SIZE 0-XL | 13880
14030-02_drw.pdf | 2 | 1 | FRAME, SPP BT10D, CFP23E | 14029-02
14030-02_drw.pdf | 3 | 1 | ASSEMBLY, FIREPUMP, CFP23E F10/F20/F30/F40/F50/F60/F70 | 15554
14030-02_drw.pdf | 4 | 1 | DRIVESHAFT, APT225 SHORT COUPLED, U3200 SERIES | 13508
14030-02_drw.pdf | 5
14030-02_drw.pdf | 6 | 1 | ADAPTER, U-JOINT, SAE #1, APT225, CFP23E | 16599
14030-02_drw.pdf | 7 | 1 | PUMP, SPP | BT10D
14030_drw.pdf | 1 | 1 | ASSY, SC SHAFT GUARD, TELESCOPING, SIZE | 13880
14030_drw.pdf | 2 | 1 | ASSEMBLY, FIREPUMP, CFP23E
14030_drw.pdf |  |  | SHORT COUPLED, U3200 | 13508
14030_drw.pdf | FRM_23E_SPP | FRM_23E_SPP | H J K L | N
14030_drw.pdf | 14029-01 | 14029-01 | 26.570 1.310 37.880 32.870 | 0.000ASSEMBLY,
14030_drw.pdf | 14029-02 |  | 31.500 2.380 43.880 39.610 | 0.000ASSEMBLY,
14030_drw.pdf |  |  | -A-
14030_drw.pdf |  |  | --EE--
14031_drw.pdf | ITEM | QTY
14031_drw.pdf | 1 | 1 | ANGLE CROSS SUPPORT TOP | 14031-01
14031_drw.pdf | 2 | 1 | CHANNEL 4 @ 5.4# x 12.25" | 14031-02
14031_drw.pdf |  |  |  | 14031-03
14032_drw.pdf | 1 | 1 | SCREW COVER CONTROL BOX , HOFFMAN P/N A-SE36X24X10 | 9049
14032_drw.pdf | 3 | 1 | COVER MODIFICATION, BREAKER BOX COVER | 10626
14032_drw.pdf | 4 | 1 | CIRCUIT BREAKER, 600A J-FRAME, SQUARE-D | 18329
14032_drw.pdf | THIS | SIDE
14032_drw.pdf | OPPOSITE | OPPOSITE | SIDE
14033_drw.pdf | ITEM
14033_drw.pdf | 1 | 1 | SWITCH, WATER TEMP, 200F SETTING, #3408632 | 8860
14033_drw.pdf | 2 | 1 | SWITCH, OIL PRESSURE, 16 PSI, #3408607 | 8861
14033_drw.pdf | 3 | 1 | SWITCH, LOW COOLANT TEMP, 110° F SET POINT | 18105
14036_drw.pdf | ITEM
14036_drw.pdf | 1 | 1 | BRACKET, CAC INTAK;ECFP23E | 13180
14036_drw.pdf | 2 | 1 | TUBE, CAC I;N CFP23E | 13181
14036_drw.pdf | 3 | 1 | CAC OU;T CFP23E | 13182
14036_drw.pdf | 4 | 1 | WATER I;N CFP23E | 13183
14036_drw.pdf |  |  | WATER OU;TCFP23E | 13184
14036_drw.pdf |  |  |  | 13191
14036_drw.pdf |  |  |  | 13588
14036_drw.pdf | 11 | 1
14036_drw.pdf | 12 | 1 | MODULE, 2" NPT, 3
14036_drw.pdf | 13 | 1 | GROUND STRAP, 1/4" BRA;ID24" LONG, 1/4" & 1/2"
14036_drw.pdf | 14 | 1 | GROUND STRAP, 1/4" BRA;ID24" LONG, 1/4" & 1/2" | 15843
14036_drw.pdf | 15 | 1 | GROUND STRAP, 1/4" BRA;ID12" LONG, 1/4" & 1/2" | 15813
14038_drw.pdf | 1 | 1 | FLEX, EXHAUST, 6" OD X 8" FLANGE | 14038-01
14038_drw.pdf | 2 | 1 | FLANGE, EXHAUST, CFP23E | 14038-02
14038_drw.pdf | 3 | 1 | COUPLING, HALF, 1/2" NPT | 14038-03
14038_drw.pdf |  |  | 45.0 $
14038_drw.pdf |  |  | TYP
14038_drw.pdf |  |  | A 13.50
14038_drw.pdf |  |  | 6.00
14038_drw.pdf | the document as | accepts in | CUMMINS FIRE POWER LLC the writing by CORPORATE OFFICE | DESIGN UPFIT CENTER
14038_drw.pdf | ittrawdiellse(c1r)etnoitnfuosrematthieondotchuemreenitn,or(2a)nynoctopcyoptyhetrheeofdoocrumtehnet, or the | ittrawdiellse(c1r)etnoitnfuosrematthieondotchuemreenitn,or(2a)nynoctopcyoptyhetrheeofdoocrumtehnet, confidential | WHITE BEAR LAKE, MN or trade WWW.CUMMINSFIREPOWER.COM | DEPERE, WISCONSIN
14038_drw.pdf |  | cPoopwieersLtLhCereof, | anEd XHAUST FLEX, SST, 1/2" NPT COUPLING
14038_drw.pdf | DIMENSION |  | TOLERANCESCAFREP23E
14038_drw.pdf |  |  | DWG UNITS: DRAWN BY:S DUBICK | 25-MAR-11
14039_drw.pdf | ITEM | QTY
14039_drw.pdf | 1 | 1 | BRACKET, OPERATOR STATION, CFP23E | 13120
14039_drw.pdf | 2 | 1 | BATTERY ISOLATOR, FIRE PUMP | 8838
14039_drw.pdf | 3 | 1 | FACTORY SETTINGS TAG, FIREPUMP
14039_drw.pdf | 7 | 8 | WASHER,FLAT, M6 | 20020-M6
14039_drw.pdf | 8 | 4 | NUT,HEX, M5-0.80 | 20120-M5
14040_drw.pdf | ITEM
14040_drw.pdf | 1 | 1 | BRACKET, OPERATOR STATION, CFP23E | 13120
14040_drw.pdf | 2 | 1 | ASSEMBLY, CONTROL PANEL, LH MTG, STAINLESS, CFP23E & | CFP301E6190
14040_drw.pdf | 3 | 2 | GROMMET, 1.5 x 2.75 OVAL | 508-1057
14040_drw.pdf | 4 | 2 | CONTACTOR, MANUAL OVERIDE, CFP | 8824
14040_drw.pdf | 5 | 1 | BATTERY ISOLATOR, FIRE PUMP | 8838
14041_drw.pdf | 1 | 2 | PLATE, OPERATOR STATION MOUNTING BRACKET | SIDE 15248
14041_drw.pdf | 2 | 2 | TAB, OPERATOR STATION MOUNTING BRACKET | 15249
14041_drw.pdf | 3 | 1 | PLATE, OPERATOR STATION MOUNTING BRACKET, | SIDE 16146
14041_drw.pdf | 4 | 1 | GUSSET, OPERATOR STATION MOUNTING BRACKET | 16147
14041_drw.pdf |  |  | BRACKET | 16153
14041_drw.pdf |  |  | .25 1 | 2
14041_drw.pdf |  |  | .25 1 2
14041_drw.pdf | to the the document as | receiver accepts in | confidence. the writing by CUMMINS FIRE POWER LLC CORPORATE OFFICE | DESIGN UPFIT CENTER
14041_drw.pdf | ittrawdiellse(c1r)etnoitnfuosrematthieondotchuemreenitn,or(2a)nynoctopcyoptyhetrheeofdoocrumtehnet, or the | ittrawdiellse(c1r)etnoitnfuosrematthieondotchuemreenitn,or(2a)nynoctopcyoptyhetrheeofdoocrumtehnet, confidential | WHITE BEAR LAKE, MN or trade WWW.CUMMINSFIREPOWER.COM | DEPERE, WISCONSIN
14041_drw.pdf |  | cPoopwieersLtLhCereof, | anWd ELDMENT, CONTROL PANEL MTG, LH
14041_drw.pdf | DIMENSION |  | TOLERANCESCAFREP23E & CFP30E
14041_drw.pdf |  |  | DWG UNITS: DRAWN BY:S DUBICK | 12-APR-11
14042_drw.pdf | ITEM | QTY
14042_drw.pdf | 3 | 2 | ISOLATOR, PLATE MOUNT, 3 LB (YELLOW MARK) | 15400
14042_drw.pdf | 4 | 2 | ISOLATOR, PLATE MOUNT, 6 LB (RED MARK) | 15412
14042_drw.pdf | 5 | 12 | RIVET, ALUMINUM, STEEL SHANK, 0.156 DIA, 0.25-0.38 GRIP | 15414
14042_drw.pdf | 7 | 4 | SCREW, SELF LOCKING, 0.25-20 X 1.00, PH OR BH | 15422
14042_drw.pdf | 8 | 1 | BRACE, CONTROL PANEL, CFP8.3 | 15526
14042_drw.pdf |  |  | 1
14043_drw.pdf | ITEM
14043_drw.pdf | 1 | 1 | BRACKET, OPERATOR STATION, CFP23E | 13120
14043_drw.pdf | 2 | 1 | ASSEMBLY, CONTROL PANEL, RH MTG, STAINLESS, CFP23E & | CFP301E4042
14043_drw.pdf | 3 | 2 | GROMMET, 1.5 x 2.75 OVAL | 508-1057
14043_drw.pdf | 4 | 2 | CONTACTOR, MANUAL OVERIDE, CFP | 8824
14043_drw.pdf | 5 | 1 | BATTERY ISOLATOR, FIRE PUMP | 8838
14044_drw.pdf | 1 | 1 | ENGINE, QSK23, 1760 RPM, 1220 HP, G-DRIVE, | E1X2C8H8A8NGER
14044_drw.pdf | 3 | 1 | EXHAUST FLEX, CFP23E | 13119
14044_drw.pdf | 4 | 1 | BRKT, LIFTING, CFP23E | 13124
14045_drw.pdf | 1 | 1 | ASSY, SUPPORTS, ENGINE, CFP23E | 13118
14045_drw.pdf | 3 | 1 | BRKT, LIFTING, CFP23E | 13124
14045_drw.pdf | 4 | 1 | ASSEMBLY, GUARDING, CFP23E HX COOLED, GDRIVE | 13130
14046_drw.pdf | ITEM
14046_drw.pdf | 1 | 1 | BRACKET, COOLANT HEATER SUPPORT, CFP23E | 14007
14046_drw.pdf | 2 | 2 | GUSSET, COOLANT HEATER, CFP23E | 14008
14046_drw.pdf | 3 | 1 | BRACKET, CONTACTOR MOUNTING, CFP23E | 14009
14046_drw.pdf | 4 | 1 | GUSSET, COOLANT HEATER BRACKET, CFP23E | 22043
14046_drw.pdf |  |  | 3
14046_drw.pdf |  |  | 4
14049_drw.pdf | 1 | 1 | BRACKET, FUEL COOLER; CFP23E | 14047
14049_drw.pdf | 2 | 2 | GUSSET, FUEL COOLER; CFP23E | 14048
14058_drw.pdf | 1 | 2 | CHANNEL, STRUCTURAL, ASTM A36, C6 10.5#, | 112" 14051
14058_drw.pdf | 2 | 2 | CHANNEL, STRUCTURAL, ASTM A36, C6 10.5#, | 28.44"14052
14058_drw.pdf | 3 | 2 | PLATE, .25" FORMED, ASTM A36 | 14053
14058_drw.pdf | 4 | 4 | PLATE, .25", ASTM A36 | 14054
14058_drw.pdf |  |  | 7.00
14058_drw.pdf |  |  | 6.50
14058_drw.pdf |  |  | 1.75
14058_drw.pdf |  |  | 4.00 70 $TYP
14058_drw.pdf | 10.00
14058_drw.pdf |  |  | DETAIL
14058_drw.pdf |  |  | SCALE
14058_drw.pdf | 6
14058_drw.pdf |  |  | 10.25
14058_drw.pdf | DETAIL
14058_drw.pdf | BOTTOM |  | TOP LIP
14058_drw.pdf |  |  | DETAIL
14058_drw.pdf | .25 |  | SCALE 0.125
14058_drw.pdf | to the the document as | receiver accepts in | confidence. the writing by CUMMINS FIRE POWER LLC CORPORATE OFFICE | DESIGN UPFIT CENTER
14058_drw.pdf | ittrawdiellse(c1r)etnoitnfuosrematthieondotchuemreenitn,or(2a)nynoctopcyoptyhetrheeofdoocrumtehnet, or the | ittrawdiellse(c1r)etnoitnfuosrematthieondotchuemreenitn,or(2a)nynoctopcyoptyhetrheeofdoocrumtehnet, confidential | WHITE BEAR LAKE, MN or trade WWW.CUMMINSFIREPOWER.COM | DEPERE, WISCONSIN
14058_drw.pdf |  | cPoopwieersLtLhCereof, | anFd RAME, PEERLESS 8AEF20G
14058_drw.pdf | DIMENSION |  | CUSTOM
14058_drw.pdf |  |  | DWG UNITS: DRAWN BY:S DUBICK | 15-AUG-11
14061_drw.pdf | 1 | 4 | FLAT BAR, .375 X 1.50 X 7.31, ASTM | 9891-05
14061_drw.pdf | 3 | 2 | CHANNEL, STRUCTURAL, C8 11.5#, ASTM | A3614061-02
14061_drw.pdf | 4 | 2 | PLATE, .25" FORMED, ASTM A36 | 14061-03
14061_drw.pdf | 5 | 4 | PLATE, .25", ASTM A36 | 14061-04
14061_drw.pdf |  |  | 7.00
14061_drw.pdf |  |  |  | 1.75
14061_drw.pdf |  |  | 5.25
14061_drw.pdf | 14.00 | 14.00
14061_drw.pdf | is the
14062_drw.pdf | 1 | 1 | FRAME, WELDMENT, * CUSTOM *, CFP5.9/7E, | 14061
14062_drw.pdf | 3 | 2 | PLATE, PUMP BRACE, .25" x 2.00" x 22.00" | 12506-02
14062_drw.pdf |  |  | 3.00
14062_drw.pdf |  |  | 20.00
14062_drw.pdf |  |  | TYP
14062_drw.pdf | 14.69 | 14.69
14063_drw.pdf | 1 | 1 | FRAME, AURORA PUMP #318, CFP7E | 14062
14063_drw.pdf | 2 | 2 | WELDMENT, SHAFT GUARD, SAE 3-X, FIRE PUMP | 14145
14063_drw.pdf | 3 | 1 | DRIVESHAFT, 1610, EXT TUBE, NON-LISTED | 14875-21
14063_drw.pdf | 4 | 1 | ASSEMBLY, POWER MODULE, CFP7E-F10/20/30/40/50/60 | 15547
14063_drw.pdf | 5 | 1 | PUMP, AURORA | 8-491-14A_318
14063_drw.pdf | 6
14063_drw.pdf | 7 | 1 | ADAPTER, U-JOINT, 1480, 1550, 1610 | 12604
14064_drw.pdf | 1 | 1 | FRAME, WLDMNT, WIDE, CFP3.3 / 3.9 / 5E | 13041
14064_drw.pdf | 2 | 3 | ANGLE, HRS, 8.0 X 8.0 X 0.50, 26.00" | 12504
14064_drw.pdf | 3 | 2 | PLATE, PUMP BRACE, .25" x 5.00" x 18.00" | 13628-03
14064_drw.pdf | 4 | 2 | PLATE, PUMP BRACE, .25" x 5.00" x 7.50" | 13679
14064_drw.pdf |  |  | 30.52
14064_drw.pdf | to the the document as | receiver accepts in | confidence. the writing by CUMMINS FIRE POWER LLC CORPORATE OFFICE | DESIGN UPFIT CENTER
14064_drw.pdf | ittrawdiellse(c1r)etnoitnfuosrematthieondotchuemreenitn,or(2a)nynoctopcyoptyhetrheeofdoocrumtehnet, or the | ittrawdiellse(c1r)etnoitnfuosrematthieondotchuemreenitn,or(2a)nynoctopcyoptyhetrheeofdoocrumtehnet, confidential | WHITE BEAR LAKE, MN or trade WWW.CUMMINSFIREPOWER.COM | DEPERE, WISCONSIN
14064_drw.pdf |  | cPoopwieersLtLhCereof, | anFd RAME, AURORA PUMP #3804
14064_drw.pdf | DIMENSION
14064_drw.pdf |  |  | DWG UNITS: DRAWN BY:S DUBICK | 13-SEP-11
14065_drw.pdf | 1 | 1 | FRAME, AURORA PUMP #3804, CFP5E | 14064
14065_drw.pdf | 2 | 1 | ASSEMBLY, POWER MODULE, CFP5E-F10/20/30/40/50 | 15543
14065_drw.pdf | 3 | 1 | PUMP, AURORA END SUCTION, #3804, 5x6x13.5, PF21A | 3804
14065_drw.pdf | 4
14065_drw.pdf | 5
14065_drw.pdf | 6 | 1 | ADAPTER, U-JOINT, 1480, 1550, 1610 | 12604
14065_drw.pdf | 7 | 1 | DRIVESHAFT, 1610 SHORT COUPLED, UL LISTED | 13420
14069_drw.pdf | 1
14069_drw.pdf | receiver in accepts in | confidence. by | CUMMINS FIRE POWER LLC CORPORATE OFFICE AND | DESIGN UPFIT CENTER
14069_drw.pdf | ittrawdiellse(c1r)etnoitnfuosrematthieondotchuemreenitn,or(2a)nynoctopcyoptyhetrheeofdoocrumtehnet, | ittrawdiellse(c1r)etnoitnfuosrematthieondotchuemreenitn,or(2a)nynoctopcyoptyhetrheeofdoocrumtehnet, | WHITE BEAR LAKE, MN | WISCONSIN
14072_drw.pdf | 1 | 1 | FRAME, SPP PC10D, CFP11E, 3172 UL LISTED | 12464-05
14072_drw.pdf | 2 | 1 | ASSEMBLY, POWER MODULE, CFP11E-F10/20 | 15551
14072_drw.pdf | 3 | 1 | COMP FLANGE, 2.250 / .500x.250, 1810 / 3172 DRIVESHAFTS | 10015-10
14072_drw.pdf | 4 | 1 | ADAPTER, U-JOINT, SAE#1 FW, 1710/1810/U3172/ DRIVESHAFTS | 12578
14072_drw.pdf | 5 | 1 | SHAFT, U3172, SHORT COUPLED | 13430
14072_drw.pdf | 6 | 1 | ASM, SHAFT GUARD, SAE #1, XL | 16381
14072_drw.pdf | 7 | 1 | PUMP, SPP | PC10D
14074_drw.pdf | 1 | 1 | HOSE, 1/4" ID, 15" LENGTH | R-801-4
14074_drw.pdf | 2 | 1 | HOSE, 3/8" ID, 28" LENGTH | R-801-6
14074_drw.pdf | 3 | 1 | TEE, M BRANCH, -4 NPT | R-801-6
14074_drw.pdf | 4 | 1 | TEE, STREET, -4 NPT | R-801-6
14074_drw.pdf | 10
14074_drw.pdf | 11
14074_drw.pdf | 12 | 1 | SWITCH GAUGE, LIQUID LEVEL | EL150K1
14074_drw.pdf | to the document as authorized | in accepts the in | confidence. by CUMMINS FIRE POWER LLC CORPORATE OFFICE | DESIGN UPFIT CENTER
14074_drw.pdf | ittrawdiellse(c1r)etnoitnfuosrematthieondotchuemreenitn,or(2a)nynoctopcyoptyhetrheeofdoocrumtehnet, or the | ittrawdiellse(c1r)etnoitnfuosrematthieondotchuemreenitn,or(2a)nynoctopcyoptyhetrheeofdoocrumtehnet, | or trade WHITE BEAR LAKE, MN WWW.CUMMINSFIREPOWER.COM | DEPERE, WISCONSIN
14074_drw.pdf |  | cPoopwieersLtLhCereof, | and ASM, COOLANT LEVEL GAUGE
14074_drw.pdf | DIMENSION |  | ACREFP15E
14074_drw.pdf | IMUPNEIRTISAL |  | DWG UNITS: DRAWN BY:S DUBICK | 27-OCT-11
14075_drw.pdf | ITEM
14075_drw.pdf | 1 | 2 | HOSE END, 90° SWIVEL JIC, PARKER TYPE 43 OR EQUIV. | 13943-4-4
14075_drw.pdf | 2 | 1 | HOSE, 1/4" ID, 14.5" LENGTH, PARKER 601-4 OR EQUIV. | 14075_H
14075_drw.pdf |  |  | 1
14076_drw.pdf | ITEM
14076_drw.pdf | 1 | 1 | HOSE END, 45° SWIVEL JIC, PARKER TYPE 43 OR EQUIV. | 13743-4-4
14076_drw.pdf | 2 | 1 | HOSE END, 90° SWIVEL JIC, PARKER TYPE 43 OR EQUIV. | 13943-4-4
14076_drw.pdf | 3 | 1 | HOSE, 1/4" ID, 13.5" LENGTH, PARKER 601-4 OR EQUIV. | 14076_H
14076_drw.pdf |  |  | 3
14077_drw.pdf | ITEM
14077_drw.pdf | 1 | 2 | HOSE END, STRAIGHT MALE NPT, RIDGID, PARKER TYPE 43 OR | 1E0Q1U4I3V-.24-24
14077_drw.pdf | 2 | 1 | HOSE, 1 1/2" ID, 38" LENGTH, PARKER 881-24 OR EQUIV. | 14077_H
14077_drw.pdf |  |  | 2
14084_drw.pdf | 1 | 2 | SPACER, MOUNTING, SECONDARY ECM | R-801-4
14084_drw.pdf | 2
14084_drw.pdf | 3
14084_drw.pdf | 4
14084_drw.pdf |  |  |  | 14992-04
14084_drw.pdf | 9 | 1 | BRACKET, LOW OIL LEVEL | 15347
14084_drw.pdf | 10
14084_drw.pdf | 11 | 1 | OSP, MODIFY ADAPTER, MERTIC M18 ORR x 3/8 | FNPTA058Z376
14084_drw.pdf | 12 | 1 | SWITCH GAUGE, LIQUID LEVEL | EL150K1
14084_drw.pdf | 13 | 1 | HOSE,PARKER, 1/4IN ID X 7.00IN LONG | R-801-4
14085_drw.pdf | 1 | 1 | DETAIL, MOUNT, FRONT, ISOLATED, CFP15E | 14085_01
14085_drw.pdf | 2 | 2 | DETAIL, SUPPORT, CFP15E FIREPUMP | 14085_02
14085_drw.pdf | 3 | 1 | DETAIL, SUPPORT, CFP15E FIREPUMP | 14085_03
14085_drw.pdf | document as authorized | accepts the in | CUMMINS FIRE POWER LLC by CORPORATE OFFICE | DESIGN UPFIT CENTER
14085_drw.pdf | ittrawdiellse(c1r)etnoitnfuosrematthieondotchuemreenitn,or(2a)nynoctopcyoptyhetrheeofdoocrumtehnet, | ittrawdiellse(c1r)etnoitnfuosrematthieondotchuemreenitn,or(2a)nynoctopcyoptyhetrheeofdoocrumtehnet, | WHITE BEAR LAKE, MN WWW.CUMMINSFIREPOWER.COM | DEPERE, WISCONSIN
14085_drw.pdf |  | cPoopwieersLtLhCereof, | andSUPPORT, ENGINE, FRONT, ISOLATED
14085_drw.pdf | DIMENSION |  | ACREFP15E
14085_drw.pdf | IMUPNEIRTISAL |  | DWG UNITS: DRAWN BY:S DUBICK | 30-OCT-11
14087_drw.pdf | 1 | 2 | -, - | 0688-20-20
14087_drw.pdf | 2 | 1 | HOSE, 1 1/4" ID, 17" CUT LENGTH, PARKER 811-20 OR | EQUIV.14087_H
14087_drw.pdf |  | 2 | 1
14088_drw.pdf | 1 | 2 | HOSE END, JIC SWIVEL, PARKER 81 SERIES OR EQUIV. | 0688-24-24
14088_drw.pdf | 2 | 1 | HOSE,1 1/2" ID, 35" CUT LENGTH, PARKER 811-24 OR | EQUIV.14088_H
14088_drw.pdf |  |  | 1
14088_drw.pdf |  |  | 2
14089_drw.pdf | ITEM
14089_drw.pdf | 2 |  | HOSE ASM, AIR STARTER OUTLET, INGERSOLL-RAND 150T | 14076
14089_drw.pdf | 3
14089_drw.pdf | 6
14089_drw.pdf | 8 |  | MUFFLER, INGERSOLL-RAND 150T-311 | 14095
14089_drw.pdf |  |  |  | 14096
14089_drw.pdf | 10 |  | RELAY VALVE, INGERSOLL-RAND SRV125 | 14097
14089_drw.pdf | 11 |  | STRAINER, AIR, 1 1/2" NPT, INGERSOLL-RAND | ST900-267-2414098
14089_drw.pdf | 13
14089_drw.pdf | 14
14089_drw.pdf | 16
14089_drw.pdf | 17
14089_drw.pdf | 19 |  | ELBOW, 90°, 1 1/4" NPT FEMALE, BLK STEEL | B90H
14089_drw.pdf | 20 |  | NIPPLE, PIPE, 1/8" NPT, SCH 40, BLACK | LTL-CPN18
14090_drw.pdf | 1
14090_drw.pdf | 2 | 2 | SENDER, PRESURE, DATCON #02504-00 | 8863
14090_drw.pdf | 3
14091_drw.pdf | ITEM
14091_drw.pdf | 1 | 1 | WELDMENT, CONTROL PANEL BRACKET, CFP15E RH CONTROLS | 14100
14091_drw.pdf | 2 | 1 | WELDMENT, OPERATOR STATION MOUNTING, CFP5E | 15075
14091_drw.pdf | 3 | 2 | GROMMET, 0.25 GRIP, 2.125 DIA HOLE OT 1.50 DIA X | SL1O5T653
14091_drw.pdf | 4 | 2
14091_drw.pdf | 6 | 1 | FACTORY SETTINGS TAG, FIREPUMP | 9526-02
14091_drw.pdf | 7 | 1 | FIELD SETTINGS TAG, FIREPUMP | 9526-03
14091_drw.pdf | 8 | 1 | DATA TAG, FIREPUMP | 9534
14091_drw.pdf | 9 | 1 | BRACE, RH CONTROLS, CFP15E | 14762
14091_drw.pdf | 10 | 1 | DIGTAL CONTROL PANEL, ELECTRONIC CFP ENGINES
14091_drw.pdf |  |  | MARK) | 15412
14091_drw.pdf | 13 | 12 | RIVET, ALUMINUM, 0.187 DIA., 0.25-0.38 GRIP | 15413
14091_drw.pdf | 14 | 12 | RIVET, ALUMINUM, STEEL SHANK, 0.156 DIA, 0.25-0.38 | GRIP15414
14091_drw.pdf | 15 | 2 | FENDER WASHER, 0.281 X 1.25 | 15421
14091_drw.pdf | 16 | 4 | SCREW, SELF LOCKING, 0.25-20 X 1.00, PH OR BH | 15422
14091_drw.pdf | 17 | 1 | BRACE, KNEE
14091_drw.pdf |  |  | PLATE, MOUNTING, HD AIR CLEANER, CFP15E | 18432
14092_drw.pdf | ITEM
14092_drw.pdf | 1 | 1 | WELDMENT, CONTROL PANEL BRACKET, CFP15E RH CONTROLS | 14100
14092_drw.pdf | 2 | 1 | WELDMENT, OPERATOR STATION MOUNTING, CFP5E | 15075
14092_drw.pdf | 3 | 2 | GROMMET, 0.25 GRIP, 2.125 DIA HOLE OT 1.50 DIA X | SL1O5T653
14092_drw.pdf | 4 | 2
14092_drw.pdf | 6 | 1 | FACTORY SETTINGS TAG, FIREPUMP | 9526-02
14092_drw.pdf | 7 | 1 | FIELD SETTINGS TAG, FIREPUMP | 9526-03
14092_drw.pdf | 8 | 1 | DATA TAG, FIREPUMP | 9534
14092_drw.pdf | 9 | 1 | BRACE, RH CONTROLS, CFP15E | 14762
14092_drw.pdf | 10 | 1 | DIGTAL CONTROL PANEL, ELECTRONIC CFP ENGINES
14092_drw.pdf |  |  | MARK) | 15412
14092_drw.pdf | 13 | 12 | RIVET, ALUMINUM, 0.187 DIA., 0.25-0.38 GRIP | 15413
14092_drw.pdf | 14 | 12 | RIVET, ALUMINUM, STEEL SHANK, 0.156 DIA, 0.25-0.38 | GRIP15414
14092_drw.pdf | 15 | 2 | FENDER WASHER, 0.281 X 1.25 | 15421
14092_drw.pdf | 16 | 4 | SCREW, SELF LOCKING, 0.25-20 X 1.00, PH OR BH | 15422
14092_drw.pdf | 17 | 1 | BRACE, KNEE
14100_drw.pdf | 1 | 2 | PLATE, OPERATOR STATION MTG BRACKET, RH | CONTROL1S4078
14100_drw.pdf | 2 | 1 | TUBE, SQUARE STRUCTURAL, 2" x 2" x .25" | 14079
14100_drw.pdf | to the document as authorized | in accepts the in | confidence. by CUMMINS FIRE POWER LLC CORPORATE OFFICE | DESIGN UPFIT CENTER
14100_drw.pdf | ittrawdiellse(c1r)etnoitnfuosrematthieondotchuemreenitn,or(2a)nynoctopcyoptyhetrheeofdoocrumtehnet, or the | ittrawdiellse(c1r)etnoitnfuosrematthieondotchuemreenitn,or(2a)nynoctopcyoptyhetrheeofdoocrumtehnet, | or trade WHITE BEAR LAKE, MN WWW.CUMMINSFIREPOWER.COM | DEPERE, WISCONSIN
14100_drw.pdf |  | cPoopwieersLtLhCereof, | andWELDMENT, CONTROL PANEL BRACKET
14100_drw.pdf | DIMENSION |  | ACREFP15E RH CONTROLS
14100_drw.pdf | IMUPNEIRTISAL |  | DWG UNITS: DRAWN BY:S DUBICK | 22-NOV-11
14102_drw.pdf | 1 | 1 | BRKT,FRONT ENGINE SUPPORT, GTA38/50 | 14103
14102_drw.pdf | 2 | 2 | GUSSET,FRONT ENGINE SUPPORT, GTA38/50 | 14104
14117_drw.pdf | 1 | 1 | TUBE,COOLANT HEATER, GTA19 | 7838
14117_drw.pdf | 2 | 1 | ENGINE TO FRAME, GTA19 | 14179
14117_drw.pdf | 3 | 2 | PANEL,FRNT,CONDUIT BOX, HCI5 | 14343
14117_drw.pdf | 4 | 1 | PANEL,FRNT,CONDUIT BOX, HCI4 | 14344
14117_drw.pdf | 5 | 1 | PANEL,FRNT,CONDUIT BOX, UCI274 | 14345
14117_drw.pdf | 6 | 1 | TUBE,JACKET WATER,LOWER, GTA19 | 14457
14117_drw.pdf | 7 | 1 | TUBE, JACKET WATER,UPPER, GTA19 | 14458
14117_drw.pdf | 8 | 1 | TUBE,AFTER COOLER,UPPER, GTA19 | 14460
14117_drw.pdf | 9 | 1 | TUBE,JACKET WATER FILL, GTA19 | 14479
14117_drw.pdf | 10 | 1 | MOUNT,AIR CLEANER, GTA19 | 14600
14117_drw.pdf | 11 | 1 | TUBE,AFTERCOOLER,LOWER, GTA19 | 14640
14117_drw.pdf | 12 | 1 | TUBE,AFTERCOOLER FILL, GTA19 | 14645
14117_drw.pdf | 13 | 1 | RADIATOR,2PUMP/2LOOP, GTA19 | 14646
14117_drw.pdf | 14 | 4 | MOUNT,PCC2100, - | 14788
14117_drw.pdf | 15 | 1 | PANEL,FLR,CONDUIT BOX, HCI4 | 14789
14117_drw.pdf | 16 | 1 | PANEL,FLR,CONDUIT BOX, UCI274 | 14790
14118_drw.pdf | 1 | 1 | GUARD,FAN,LH SIDE, GTA28 | 14118-01
14118_drw.pdf | 2 | 1 | GUARD,FAN,RH SIDE, GTA28 | 14118-02
14118_drw.pdf | 3 | 1 | GUARD,FAN,RH FRNT, GTA28 | 14118-03
14118_drw.pdf | 4 | 1 | GUARD,FAN,LH FRNT, GTA28 | 14118-04
14118_drw.pdf | 5 | 1 | GUARD,FAN,LH TOP, GTA28 | 14118-05
14118_drw.pdf | 6 | 1 | GUARD,FAN,RH TOP, GTA28 | 14118-06
14118_drw.pdf | 7 | 4 | GUSSET,FAN GUARD, GTA28 | 14118-07
14118_drw.pdf | 8 | 2 | GUSSET,FAN GUARD, GTA28 | 14118-08
14118_drw.pdf | 9 | 1 | GUSSET,FAN GUARD, GTA28 | 14118-09
14118_drw.pdf | 10 | 1 | GUSSET,FAN GUARD, GTA28 | 14118-10
14118_drw.pdf | 11 | 1 | GUSSET,FAN GUARD, GTA28 | 14118-11
14118_drw.pdf | 12 | 1 | GUSSET,FAN GUARD, GTA28 | 14118-12
14118_drw.pdf | 13 | 1 | SHROUD,FAN,LH, GTA28 | 14118-13
14118_drw.pdf | 14 | 1 | SHROUD,FAN,RH, GTA28 | 14118-14
14118_drw.pdf | 15 | 2 | BRACE,FAN GUARD, GTA28 | 14118-15
14150_drw.pdf | 1 | 2 | BRACKET, LH BATTERY RACK | 14151
14150_drw.pdf | 2 | 1 | TRAY, BATTERY RACK | 14153
14150_drw.pdf | 3 | 1 | GUSSET, BATTERY RACK | 14154
14150_drw.pdf | 4 | 1 | NUT, 3/8-16 UNC | NUT_3_8-16
14155_drw.pdf | ITEM
14155_drw.pdf | 1 | 2 | WELDMENT, SHAFT GUARD, SIZE 3-X, FIRE PUMP | 14240
14155_drw.pdf | 4 | 4 | SCREW, CAP, HEX HEAD, M8 x 20 | HHCS_M8
14155_drw.pdf |  |  | 3
14155_drw.pdf |  |  | 4
14155_drw.pdf |  |  | 1
14156_drw.pdf | 1 | 2 | COVER, TELESCOPING, SHAFT GUARD ; FIREPUMP SIZE XL | 14237
14156_drw.pdf | 2 | 2 | WELDMENT,SHAFT GUARD ; SAE 1-XL, FIRE PUMP | 14238
14156_drw.pdf | 3 | 4 | WASHER, RETAINING ; TABULATED | 16662-06
14156_drw.pdf | 4 | 8 | WASHER, RETAINING ; TABULATED | 16662-07
14156_drw.pdf | 5 | 8 | SCREW, CAP, HEX HEAD, 7/16-14 UNC | HHCS_0437_0075
14156_drw.pdf | 6 | 4 | SCREW, CAP, HEX HEAD, M10-1.5 | HHCS_M10
14156_drw.pdf | 7 | 2 | WASHER, M10
14161_drw.pdf | ITEM
14161_drw.pdf | 1 | 2 | WELDMENT, SHAFT GUARD, SAE 1-XL, FIRE PUMP
14161_drw.pdf | 3 | 4 | WASHER, RETAINING, 3/8" | 16662-06
14161_drw.pdf | 4 | 8 | WASHER, RETAINING, 7/16" | 16662-07
14161_drw.pdf | 5 | 8 | SCREW, CAP, HEX HEAD, 7/16-14 UNC | HHCS_0437_0075
14162_drw.pdf |  | PLATE, | SHAFT GUARD, SIZE 3-X, SHORT COUPLED
14162_drw.pdf |  | SHAFT | TELESCOPING, SIZE 1-X
14169_drw.pdf | 1 | 1 | RACK, DUAL 8D BATTERY | 14150
14169_drw.pdf | 2 | 1 | BRACKET, BATTERY HOLD DOWN | 14168
14169_drw.pdf | 3 | 1 | ROD, THREADED, McMASTER-CARR or EQUIV | 99065A401
14169_drw.pdf | 4 | 3 | NUT, 3/8-16 UNC | NUT_3_8-16
14169_drw.pdf | 5 | 3 | WASHER, 3/8 | WASHER_3-8
14169_drw.pdf | 6 | 3 | WASHER, LOCK, 3/8 | WASHER_LOCK_3-8
14173_drw.pdf |  |  |  | 801-04_006
14173_drw.pdf | 1 2 | 1 1 | HOSE,PARKE;R 1/2"ID X 40"L 1/2"ID X 36.00"L | 801-04_007
14173_drw.pdf | 3 | 1 | TUBE, JACKET WATER UPP;ERGTA855 | 13789
14173_drw.pdf | 4 | 1 | TUBE, JACKET WATER LOW;ERGTA855 | 13911
14175_drw.pdf | ITEM
14175_drw.pdf | 1 | 1 | XMBR,GENERATOR, GTA855/19 UCI274 G/H/J/K | 16286
14175_drw.pdf | 2 | 1 | XMBR,GENERATOR, GTA855/19 UCI274 G/H/J/K | A042A469
14175_drw.pdf | 3 | 1 | ALTERNATOR, UC274, 1 BEARING | UCI274
14175_drw.pdf | 4 | 8 | WASHER, SNUBBING, TECH PRODUCTS 0184 | 0184
14175_drw.pdf |  |  | MOUNT, UNIVERSAL, 60044, BLUE | 14442
14176_drw.pdf | 1 | 2 | XMBR,GENERATOR, GTA855/19 HC434 C/D/E/F | 16290
14176_drw.pdf | 2 | 1 | ALTERNATOR PART, NEWAGE | HC4_STD_1B
14176_drw.pdf | 3 | 8 | WASHER, SNUBBING, TECH PRODUCTS 0184 | 0184
14176_drw.pdf | 4 | 4 | MOUNT, UNIVERSAL, 60044, BLUE | 14442
14177_curciut_breakers_drw.pdf | ITEM
14177_curciut_breakers_drw.pdf | 1 | 2 | CIRCUIT BREAKER BOX, REFERENCE ASM | 0320-1995
14177_curciut_breakers_drw.pdf | 2 | 1 | FRAME, GTA855 GENSET | 13094
14177_curciut_breakers_drw.pdf | 3 | 2 | XMBR,GENERATOR, GTA855/19 HC534C | 16295
14177_curciut_breakers_drw.pdf | 4 | 1 | LOUVER,CONDUIT BOX, UCI274/HCI4/HCI5 | 17310
14177_curciut_breakers_drw.pdf |  |  | PANEL,RR,CONDUIT BOX, UCI274/HCI4/HCI5 | 18319
14177_curciut_breakers_drw.pdf |  |  | UCI274/HCI4/HCI5 | 18324
14177_curciut_breakers_drw.pdf |  |  |  | 18338
14177_curciut_breakers_drw.pdf | 11 | 1
14177_curciut_breakers_drw.pdf | 12 | 4 | MOUNT, UNIVERSAL, 60044,
14177_curciut_breakers_drw.pdf | 13 | 2 | BRKT,CONDUIT BOX, -
14177_curciut_breakers_drw.pdf | 14 | 2 | BRKT,CONDUIT BOX, - | 17394
14177_curciut_breakers_drw.pdf | 15 | 1 | COVER, LOWER FRONT, HCI4 C/D/E/F | 18787
14177_drw.pdf | 1 | 2 | XMBR,GENERATOR, GTA855/19 HC534C | 16295
14177_drw.pdf | 2 | 1 | ALTERNATOR PART, NEWAGE | HC5_STD_1B
14177_drw.pdf | 3 | 8 | WASHER, SNUBBING, TECH PRODUCTS 0184 | 0184
14177_drw.pdf | 4 | 4 | MOUNT, UNIVERSAL, 60044, BLUE | 14442
14178_drw.pdf | 1 | 1 | ELBOW, EXHAUST, 90 DEG 6" FLANGE | 14381
14178_drw.pdf | 2 | 1 | FLEX TUBE, EXHAUST | 6735-60
14178_drw.pdf | 3 | 3 | GASKET, ANSI FULL FACED CERAMIC, 2000°F, 6" FLANGE | 13574
14178_drw.pdf | 4 | 1 | CATALYST, EMIT 855, 2.0/4.0/1.0 | 14314
14178_drw.pdf | 5 | 1 | BRACKET, GTA855 EXHAUST | 14315
14178_drw.pdf | 6 |  | SILENCER, GTA855, GT EXHAUST | 14438
14179_drw.pdf |  | 1 | FRAME, GENSET GTA19
14179_drw.pdf |  | 1 | MOUNT, GTA19 REAR ENGINE, RH
14179_drw.pdf |  | 6 | WASHER, SNUBBING, TECH PRODUCTS
14179_drw.pdf |  | 2 | ISOLATOR,UNIVERSAL, 60045, WHITE
14179_drw.pdf |  | 2 | WSHR, SNUBBING, 2-1/2" OD
14179_drw.pdf |  | 64 | OIL, ENGINE (QUARTS)
14180_drw.pdf | ITEM
14180_drw.pdf | 1 | 1 | HOSE,PARKER, 1/4 INCH ID X 42.00 IN LG | 801-04
14180_drw.pdf | 2 | 1 | HOSE,PARKER, 1/4 INCH ID X 57.00 IN LG | 801-04
14180_drw.pdf | 3 | 1 | TUBE,JACKET WATER,LOWER, GTA19 | 14457
14180_drw.pdf | 4 | 1 | TUBE, JACKET WATER,UPPER, GTA19 | 14458
14180_drw.pdf |  |  | TUBE,AFTER COOLER,UPPER, GTA19 | 14460
14180_drw.pdf |  |  | GTA19 | 14479
14180_drw.pdf |  |  |  | 14640
14180_drw.pdf | 11 | 2
14180_drw.pdf | 12 | 32 | COOLANT, FC EG PM, 1 GALLON
14180_drw.pdf | 13 | 1 | SENSOR, COOLANT
14180_drw.pdf | 14 | 1 | BRACKET, MOUNTING, GUARD, FIREPUMP | 8593
14180_drw.pdf | 15 | 1 | BRACKET, MOUNTING, TUBE SUPPORT, FIREPUMP | 9822
14183_drw.pdf | ITEM
14183_drw.pdf | 1 | 1 | HOSE,1 IN ID X 36 INCH,SILICONE, 19.50 INCH LONG | A042F061
14183_drw.pdf | 2 | 1 | HOSE,1 IN ID X 36 INCH,SILICONE, 24 INCH LONG | A042F061
14183_drw.pdf | 3 | 1 | BRACKET, COOLANT HEATER, MULTI-UNIT | 8143
14183_drw.pdf | 4
14183_drw.pdf |  |  | CLAMP, WORM, .81 - 1.50 | 14990-16
14183_drw.pdf |  |  | HEATER BRKT | 23457
14183_drw.pdf |  |  |  | CPBPE6S12
14183_drw.pdf | 11 | 2
14187_drw.pdf | 1 | 1 | HOSE, HEATER, 3/4" I.D. x 12" | 80242GL
14187_drw.pdf | 2 | 1 | HOSE, HEATER, 3/4" I.D. x 16" | 80242GL
14187_drw.pdf | 3 | 1 | CIRCULATION HEATER, P&T 3315032, 1500W, 120V, | 176°9F598
14191_drw.pdf | 1 | 1 | ASSEMBLY, HOSE, FUEL LINE, INLET PLUMBING CFP7E | 14192
14191_drw.pdf | 2 | 1 | ASSEMBLY, HOSE, FUEL LINE, OUTLET PLUMBING CFP7E | 14196
14191_drw.pdf | 3 | 1 | ASSEMBLY, HOSE, FUEL LINE, PRE-FILTER PLUMBING, CFP7E | 14380
14191_drw.pdf | 4 | 1 | FUEL LINE, 221FR-5 X 31" LG, NO ENDS | 221FR-5
14191_drw.pdf | 5
14191_drw.pdf | 6
14191_drw.pdf | 7
14191_drw.pdf | 8
14191_drw.pdf | 9
14191_drw.pdf | 10
14191_drw.pdf | 11 | 1 | FUEL LINE, 12" EXTENSION, #6 FEM JIC X #6 221FR X | 3/8"1N4P4T00-005
14191_drw.pdf | 12 | 1 | FUEL LINE, 12" EXTENSION, #8 FEM JIC X #8 221FR X | 1/2"1N4P4T00-008
14191_drw.pdf | 13 | 4 | CLAMP, WORM, .39-.87 | 14990-06
14192_drw.pdf | ITEM
14192_drw.pdf | 1 | 1 | FTG, 13926-6-6,FEMALE JIC 37° SWIVEL, 90° ELBOW, PARKER OR | 1E3Q9U2I6V-A6L-E6N_TCCR
14196_drw.pdf | 1 | 1 | FTG, 13926-6-6,FEMALE JIC 37° SWIVEL, 90° ELBOW, PARKER OR | EQUIVA1L3E9N2T6-6-6_CCR
14196_drw.pdf | 2 | 1 | HOSE, 221FR-6 X 34" LG | 14196
14197_drw.pdf | ITEM
14197_drw.pdf | 1 | 1 | PLUG, COMMON RAIL FUEL CONNECTION, M20-1.5 | 13998
14197_drw.pdf | 4 | 1 | CAP SCREW, M12 X 1.50 X 16MM LONG | 91180A743
14197_drw.pdf |  |  | FUEL
14201_drw.pdf | 1 | 1 | PLATE, FUEL RAIL ADAPTER, CFP_5E & 7E | 14199
14201_drw.pdf | 2 | 2 | BOLT, SOCKET HEAD CAP, M5-.8X25, CLASS 12.9 | 14200
14201_drw.pdf | 3 | 2 | NUT, HD M5x.8MM, CLASS 8 | 62016
14201_drw.pdf |  |  | 1
14202_drw.pdf | ITEM
14202_drw.pdf | 1 | 1 | PLUG, COMMON RAIL FUEL CONNECTION, M20-1.5 | 13998
14202_drw.pdf | 4 | 1 | CAP SCREW, M12 X 1.50 X 16MM LONG | 91180A743
14202_drw.pdf |  |  | SENSOR CONNECTION
14202_drw.pdf | INJECTORS
14202_drw.pdf |  | FT/LB
14208_drw.pdf | 1 | 1 | BRKT,REAR ENGINE MOUNT, GTA38 & GTA50 | 14209
14208_drw.pdf | 2 | 1 | PLATE,REAR ENGINE MOUNT, GTA38 & GTA50 | 14210
14208_drw.pdf | 3 | 2 | GUSSET,REAR ENGINE MOUNT, GTA38 & GTA50 | 14211
14238_drw.pdf |  | SHAFT | GUARD, TELESCOPING, SIZE 1-X
14246_drw.pdf | 1 | 2 | COMPONENT, GTA19 AIR FILTER BRACKET | 14247
14246_drw.pdf | 2 | 2 | COMPONENT, GTA19 AIR FILTER PRACKET | 14248
14251_drw.pdf | 1 | 1 | TRAY, BATTERY RACK | 14153
14251_drw.pdf | 2 | 2 | BRKT,BATTERY RACK | 14252
14251_drw.pdf | 3 | 1 | GUSSET,BATTERY TRAY | 14253
14251_drw.pdf | 4 | 1 | NUT, 3/8-16 UNC | NUT_3_8-16
14251_drw.pdf |  | 1
14256_drw.pdf | 1 | 2 | CHANNEL, STRUCTURAL, C6 8.2# | 14256_1
14256_drw.pdf | 2 | 1 | CHANNEL, STRUCTURAL, C6 8.2# | 14256_2
14256_drw.pdf | 3 | 1 | SHEET, HRS, 10 GA 23.50 X 23.25 | 14256_3
14256_drw.pdf | 4 | 1 | CHANNEL, STRUCTURAL, C6 8.2# | 14256_4
14256_drw.pdf |  |  | .25 TYP
14256_drw.pdf |  |  | (2) 1.00 SLOT OUT
14256_drw.pdf |  |  | BOTTOM FLANGE ONLY
14257_drw.pdf | 1 | 2 | CHANNEL, STRUCTURAL, C6 8.2# | 14257_1
14257_drw.pdf | 2 | 1 | CHANNEL, STRUCTURAL, C6 8.2# | 14257_2
14257_drw.pdf | 3 | 1 | SHEET, HRS, 10 GA 23.50 X 27.25 | 14257_3
14257_drw.pdf | 4 | 1 | CHANNEL, STRUCTURAL, C6 8.2# | 14257_4
14257_drw.pdf |  |  | TYP
14257_drw.pdf |  |  | (2) 1.00 SLOT OUT
14257_drw.pdf |  |  | BOTTOM FLANGE ONLY
14258_drw.pdf | 1 | 2 | CHANNEL, STRUCTURAL, C6 8.2# | 14258_1
14258_drw.pdf | 2 | 1 | CHANNEL, STRUCTURAL, C6 8.2# | 14258_2
14258_drw.pdf | 3 | 1 | SHEET, HRS, 10 GA 23.50 X 29.25 | 14258_3
14258_drw.pdf | 4 | 1 | CHANNEL, STRUCTURAL, C6 8.2# | 14258_4
14258_drw.pdf |  |  | TYP
14258_drw.pdf |  |  | .25
14258_drw.pdf |  |  | BOTTOM FLANGE ONLY
14272_drw.pdf | 1 | 1 | GUARD, GTA855, FAN/BELT | 14218
14272_drw.pdf | 2 | 13 | WELDNUT, 1/4"-20 NC, _ | 14520
14273_drw.pdf | 1 | 1 | GUARD, GTA855, RH FAN/BELT | 14220
14273_drw.pdf | 2 | 6 | WELDNUT, 1/4"-20 NC, _ | 14520
14274_drw.pdf | 1 | 1 | GUARD, GTA855, ALTERNATOR | 14221
14274_drw.pdf | 2 | 3 | WELDNUT, 1/4"-20 NC, _ | 14520
14275_drw.pdf | 1 | 1 | BRKT,FRONT ENGINE MOUNT, GTA28 | 14276
14275_drw.pdf | 2 | 2 | GUSSET,FRONT ENGINE MOUNT, GTA28 | 14277
14275_drw.pdf | 3 | 1 | GUSSET,FRONT ENGINE MOUNT, GTA28 | 14278
14275_drw.pdf | 4 | 1 | GUSSET,FRONT ENGINE MOUNT, GTA28 | 14279
14275_drw.pdf | 5 | 2 | PLATE,FRONT ENGINE MOUNT, GTA28 | 14288
14280_drw.pdf | 1 | 1 | GUARD, GTA855, LOWER LH FAN/BELT | 14235
14280_drw.pdf | 2 | 4 | WELDNUT, 1/4"-20 NC, _ | 14520
14281_drw.pdf | 1 | 1 | GUARD, GTA855, LOWER RH FAN/BELT | 14236
14281_drw.pdf | 2 | 4 | WELDNUT, 1/4"-20 NC, _ | 14520
14282_drw.pdf | 1 | 1 | ANGLE, 1.5 X 1.5 X 3/16 X 15.43 LG, ASTM36 | 14282-01
14282_drw.pdf | 2 | 1 | ANGLE, 1.5 X 1.5 X 3/16 X 15.43 LG, ASTM36 | 14282-02
14282_drw.pdf | 3 | 2 | ANGLE, 1.5 X 1.5 X 3/16 X 17.75 LG, ASTM36 | 14282-03
14282_drw.pdf | 4 | 2 | ANGLE, 2 X 2 X 0.25 X 49.00 LG, ASTM36 | 14282-04
14282_drw.pdf | 5 | 2 | ANGLE, 1.5 X 1.5 X 3/16 X 11.65 LG, ASTM36 | 14282-05
14283_drw.pdf | 1 | A/R | TUBE, 3.00 O.D., 16 GA WALL | ALUMINIZED
14284_drw.pdf | 1 | 2 | FLAT 4.50 X 0.25 A-36, 10.375 LONG | 14284-01
14284_drw.pdf | 2 | 1 | ANGLE 3.0 X 2.0 X 0.18 38 A-36, 40.25 LONG | 14284-02
14284_drw.pdf | 3 | 2 | ANGLE 1.0 X 1.0 X 0.13 A-36, 4.00 LONG | 14284-03
14285_drw.pdf | 1 | 2 | CHANNEL C6 @ 8.2#, ASTM A36 | 14285-01
14285_drw.pdf | 2 | 1 | CHANNEL C5 @ 6.7#, ASTM A36 | 14285-02
14285_drw.pdf | 3 | 1 | CHANNEL C5 @ 6.7#, ASTM A36 | 14285-03
14285_drw.pdf | 4 | 1 | CHANNEL C6 @ 8.2#, ASTM A36 | 14285-04
14285_drw.pdf | 5 | 2 | TUBE, SQ 2.0 X 2.0 X 2.0 X 0.125, ASTM A500, - | 14285-05
14285_drw.pdf | 6 | 2 | CHANNEL, C5 @ 8.2#, ASTM A36 | 14285-06
14291_drw.pdf | 1 | 1 | PLATE,REAR ENGINE MOUNT, GTA28 | 14292
14291_drw.pdf | 2 | 1 | PLATE,REAR ENGINE MOUNT, GTA28 | 14293
14291_drw.pdf | 3 | 2 | GUSSET,REAR ENGINE MOUNT, GTA28 | 14294
14291_drw.pdf | 4 | 1 | ANGLE,REAR ENGINE MOUNT, GTA28 | 14295
14296_drw.pdf | 1 | 1 | ASSEMBLY,RADIATOR,GTA855E 2-PUMP 2-LOOP, RADIATOR | SPECIAL1T4I1E0S7
14296_drw.pdf | 2 | 1 | WELDMENT, GTA855, MAIN FAN/BELT GUARD | 14272
14296_drw.pdf | 3 | 1 | WELDMENT, GTA855, RH FAN/BELT GUARD | 14273
14296_drw.pdf | 4 | 1 | WELDMENT, GTA855 ALTERNATOR GUARD | 14274
14296_drw.pdf | 5 | 1 | WELDMENT, GTA855, LH LOWER GUARD | 14280
14296_drw.pdf | 6 | 1 | WELDMENT, GTA855, RH LOWER GUARD | 14281
14296_drw.pdf | 7 | 1 | GUARD, GTA855, LH FAN/BELT | 14219
14296_drw.pdf | 8 | 1 | GUARD, GTA855, ALTERNATOR | 14222
14296_drw.pdf | 9 | 1 | GUARD, GTA855, LOWER FAN/BELT | 14271
14303_drw.pdf | ITEM
14303_drw.pdf | 1 | 2 | WELDMENT,CROSSMEMBER,GENERATOR, GTA28 WITH HC5C/D/E | 13786
14303_drw.pdf | 2 | 1 | ALTERNATOR PART, NEWAGE | HC5_STD_1B_SAE0
14303_drw.pdf | 3 | 4 | SPACER, ISOLATOR, 6.00 x 6.00 x 0.875 | 13711
14303_drw.pdf | 4 | 4 | ISOLATOR,UNIVERSAL, TECH PRODUCTS 60053 | 13721
14303_drw.pdf | 5 | 8 | WASHER,SNUBBING, TECH PRODUCTS 0186 | 13722
14304_drw.pdf | 1 | 1 | FRAME, ENCLOSED, WELDMENT, GTA28 | 13704
14304_drw.pdf | 2 | 2 | FLEX, EXHAUST, 4" ASA FLG X 4" ID CUFF X 14" | 6735-31
14304_drw.pdf | 3 | 1 | SILENCER,GT EXHAUST, 411-C2-6110-FM-43514 | 14149
14304_drw.pdf | 4 | 1 | TUBE,EXHAUST,OUTLET EXTENSION, GT EXHAUST SYSTEMS | 14313
14304_drw.pdf | 5 | 1 | CATALYST,DCL 28L 2.0/2.0/1.0, - | A042A032
14304_drw.pdf | 6 | 2 | -, - | ENGINE_EXHAUST_GTA28
14305_drw.pdf | 1 | 1 | CHANNEL, FRONT SUPPORT, 1.812" OFFSETT, CFP5.9 / 8.3 | 14305-01
14305_drw.pdf | 2 | 1 | PLATE, LEG, ENGINE SUPPORT, FIREPUMP | 14305-02
14308_drw.pdf | ITEM
14308_drw.pdf | 1 | 1 | HOSE,PARKER, 1/4 INCH ID X 56.00 IN LG | 801-04_003
14308_drw.pdf | 2 | 1 | HOSE,PARKER, 1/4 INCH ID X 55.00 IN LG | 801-04_004
14308_drw.pdf | 3 | 1 | HOSE, PARKER REF LNGTH, 1/4 INCH ID X 50.00 IN LG | 801-04_012
14308_drw.pdf | 4 | 1 | HOSE, PARKER REF LNGTH, 1/4 INCH ID X 85.00 IN LG | 801-04_013
14308_drw.pdf |  |  | ASSEMBLY,RADIATOR,2-PUMP 2-LOOP, GTA28 | 10268
14308_drw.pdf |  |  | GTA28 | 13724
14308_drw.pdf |  |  |  | 13725
14308_drw.pdf | 11 | 1
14308_drw.pdf | 12 | 1 | TUBE,AFTERCOOLER OUT, GTA28
14308_drw.pdf | 13 | 1 | TUBE,AFTERCOOLER OUT, GTA28
14308_drw.pdf | 14 | 2 | BRKT,RADIATOR-SPRT, GTA28 | 22357
14308_drw.pdf | 15 | 60 | COOLANT, FC EG PM, 1 GALLON | CC2743
14308_drw.pdf |  |  |  | LTL-ST112
14309_drw.pdf | ITEM
14309_drw.pdf | 1 | 2 | WELDMENT,CROSSMEMBER,GENERATOR, GTA28 WITH HC5C/D/E | 13808
14309_drw.pdf | 2 | 1 | ALTERNATOR PART, NEWAGE | HC5_STD_1B_SAE0
14309_drw.pdf | 3 | 4 | SPACER, ISOLATOR, 6.00 x 6.00 x 0.875 | 13711
14309_drw.pdf | 4 | 4 | ISOLATOR,UNIVERSAL, TECH PRODUCTS 60053 | 13721
14309_drw.pdf | 5 | 8 | WASHER,SNUBBING, TECH PRODUCTS 0186 | 13722
14328_drw.pdf | 1 | 1 | FRAME, GENSET, GTA50 G1/G2 | 13821
14328_drw.pdf | 2 | 1 | WELDMENT,FRONT ENGINE SUPPORT, GTA38/50 | 14102
14328_drw.pdf | 3 | 2 | SPT,FLYWHEEL,REWORK, GTA38/50 | 15111
14328_drw.pdf | 4 | 4 | SPACER, ISOLATOR, 6.00 x 6.00 x 0.875 | 13711
14328_drw.pdf | 5 | 4 | ISOLATOR,UNIVERSAL, TECH PRODUCTS 60053 | 13721
14328_drw.pdf | 6 | 8 | WASHER,SNUBBING, TECH PRODUCTS 0186 | 13722
14328_drw.pdf | 7
14329_drw.pdf | 1
14329_drw.pdf | 2 | 1 | WELDMENT,FRONT ENGINE SUPPORT, GTA38/50 | 14102
14329_drw.pdf | 3 | 2 | SPT,FLYWHEEL,REWORK, GTA38/50 | 15111
14329_drw.pdf | 4
14329_drw.pdf | 5 | 4 | SPACER, ISOLATOR, 6.00 x 6.00 x 0.875 | 13711
14329_drw.pdf | 6 | 8 | WASHER,SNUBBING, TECH PRODUCTS 0186 | 13722
14329_drw.pdf | 7 | 4 | ISOLATOR,UNIVERSAL, TECH PRODUCTS 60054 | 14327
14329_drw.pdf | 8
14330_drw.pdf | 1 | 1 | RADIATOR, BOLTED ASSEMBLY, GTA50, G1-G2 | 10198
14330_drw.pdf | 2 | 1 | CLAMP,MUFFLER,1.50 NOM, 5/16-18 THD | 0155-1239
14330_drw.pdf | 3 | 1 | FAN,GTA38E,MULTI-WING, 72/10-10/32/PAG/9WR | 8485
14330_drw.pdf | 4 | 2 | TUBE, JACKET WATER, G38/50 W/GTI RADIATOR | 9119
14330_drw.pdf | 5 | 1 | TUBE, LOWER JACKET WATER, G38/50 GTI RADIATOR | 9120
14330_drw.pdf | 6
14330_drw.pdf | 7 | 1 | TUBE, FILL AFT, COOLER G38/50 | 9147
14330_drw.pdf | 8 | 2 | BRACE,RADIATOR, GTA50 W/GTI RADIATOR | 9155
14330_drw.pdf | 9 | 1 | TUBE,LOWER,INNER AFT COOLER KIT, AFTERCOOLER SIDE | 9158-01
14330_drw.pdf | 10 | 1 | TUBE,LOWER,INNER AFT COOLER KIT, RADIATOR SIDE | 9158-02
14330_drw.pdf | 11
14330_drw.pdf | 12 | 8 | CLAMP, T-BOLT, 3.28-3.59 | 13164-0350
14330_drw.pdf | 13 | 4 | CLAMP, T-BOLT, 5.28-5.59 | 13164-0550
14330_drw.pdf | 14 | 2 | BRACE,PLUMBING,GTA50, GTI RADIATOR | 13844
14330_drw.pdf | 15 | 2 | BRKT,RADIATOR TUBE SUPPORT, GTA 38/50 | 14108
14330_drw.pdf | 16 | 1 | SPACER,FINGER GUARD, GTA 38/50 | 14110
14331_drw.pdf | 1 | 2 | XMBR,GENERATOR, GTA38/50 ENCL HC6 | 13838
14331_drw.pdf | 2 | 4 | SPACER, ISOLATOR, 6.00 x 6.00 x 0.875 | 13711
14331_drw.pdf | 3 | 4 | ISOLATOR,UNIVERSAL, TECH PRODUCTS 60053 | 13721
14331_drw.pdf | 4 | 8 | WASHER,SNUBBING, TECH PRODUCTS 0186 | 13722
14331_drw.pdf | 5 | 1 | ALTERNATOR,NEWAGE, HCI634 F/G/H/J | HC6_FGHJ
14332_drw.pdf | 1 | 2 | ANGLE, HRS, 8.0 X 8.0 X 0.50, 20.00" LENGTH | 12504-03
14332_drw.pdf | 2 | 2 | PLATE, PUMP BRACE, .25" x 2.00" x 22.00" | 12506-02
14332_drw.pdf | 3 | 2 | CHANNEL, STRUCTURAL, C8 11.5#, ASTM A36 | 14332-01
14332_drw.pdf | 4 | 2 | CHANNEL, STRUCTURAL, C8 11.5#, ASTM A36 | 14332-02
14332_drw.pdf |  | .25
14332_drw.pdf | TYP
14332_drw.pdf |  |  | 7.00
14332_drw.pdf |  |  | 6.50
14332_drw.pdf |  |  | 3.00 70 $TYP
14332_drw.pdf | to the the document as | receiver accepts in | confidence. the writing by CUMMINS FIRE POWER LLC CORPORATE OFFICE | DESIGN UPFIT CENTER
14332_drw.pdf | ittrawdiellse(c1r)etnoitnfuosrematthieondotchuemreenitn,or(2a)nynoctopcyoptyhetrheeofdoocrumtehnet, or the | ittrawdiellse(c1r)etnoitnfuosrematthieondotchuemreenitn,or(2a)nynoctopcyoptyhetrheeofdoocrumtehnet, confidential | WHITE BEAR LAKE, MN or trade WWW.CUMMINSFIREPOWER.COM | DEPERE, WISCONSIN
14332_drw.pdf |  | cPoopwieersLtLhCereof, | anFd RAME, PEERLESS CUSTOM
14332_drw.pdf | DIMENSION |  | TOLERANCESCAFREP5E, 06AE14
14332_drw.pdf |  |  | DWG UNITS: DRAWN BY:S DUBICK | 07-28-10
14333_drw.pdf | 1 | 2 | XMBR,GENERATOR, GTA38/50 OPEN HC6 | 13856
14333_drw.pdf | 2 | 4 | SPACER, ISOLATOR, 6.00 x 6.00 x 0.875 | 13711
14333_drw.pdf | 3 | 8 | WASHER,SNUBBING, TECH PRODUCTS 0186 | 13722
14333_drw.pdf | 4 | 4 | ISOLATOR,UNIVERSAL, TECH PRODUCTS 60054 | 14327
14333_drw.pdf | 5 | 1 | ALTERNATOR,NEWAGE, HCI634 F/G/H/J | HC6_FGHJ
14334_drw.pdf | 1 2 | 1 1 | HOSE,1.00 IN IDx36IN SILICO;NCEUT TO 16.00 INCHES LONG IN IDx36IN SILICO;NCEUT TO 20.00 INCHES LONG | A042F061
14334_drw.pdf | 3 | 1 | HOSE,1.00 IN IDx36IN SILICO;NCEUT TO 21.00 INCHES LONG | A042F061
14334_drw.pdf | 4 | 2 | WATER TUBE,HEATER ASSEMB;LYGTA 38/50 | A058P296
14335_drw.pdf | ITEM
14335_drw.pdf | 1 | 1 | HOSE,PARKER, 3/8 INCH ID X 6.00 IN LG | R-801-6
14335_drw.pdf | 2 | 1 | HOSE,PARKER, 3/8 INCH ID X 73.00 IN LG | 801-06_005
14335_drw.pdf | 3 | 1 | HOSE,PARKER, 3/8 INCH ID X 73.00 IN LG | 801-06_006
14335_drw.pdf | 4 | 1 | HOSE,PARKER, 3/8 INCH ID X 72.00 IN LG | 801-06_007
14335_drw.pdf |  |  | RADIATOR ASSEM, STACKED DESIGN, GTA50-G3 | 12036_3602C
14335_drw.pdf |  |  | SECURE | 15629
14335_drw.pdf |  |  |  | CC2743
14335_drw.pdf | 11 | 1 | TUBE,
14335_drw.pdf | 12
14335_drw.pdf | 13 | 1 | TUBE, FILL AFT, COOLER G38/50
14335_drw.pdf | 14 | 2 | BRACE,RADIATOR, GTA50 W/GTI RADIATOR | 9155
14335_drw.pdf | 15 | 1 | FAN, GTA50 G3,MULTI-WING, 74/10-10/35/PAG/9WR | 11996
14339_drw.pdf | 1 | 1 | ELBOW, GT EXHAUST | 23-600
14339_drw.pdf | 2 | 1 | FLEX TUBE, EXHAUST | 6735-60
14339_drw.pdf | 3 | 3 | GASKET, ANSI FULL FACED CERAMIC, 2000°F, 6" FLANGE | 13574
14339_drw.pdf | 4 | 1 | CATALYST, EMIT 855, 2.0/4.0/1.0 | 14314
14339_drw.pdf | 5 | 1 | SILENCER, CRITICAL GRADE, NELSON 43360F | 43360F
14341_drw.pdf | 1 | 1 | SHEET,RR,CONDUIT BOX, UCI274/HCI4/HCI5 W/CTRL | 13714
14341_drw.pdf | 2 | 12 | WELDNUT, 1/4"-20 NC, _ | 14520
14342_drw.pdf | 1 | 10 | WELDNUT, 1/4"-20 NC, _ | 14520
14342_drw.pdf | 2 | 1 | SHEET,RR,CONDUIT BOX, UCI274/HCI4/HCI5 | 14701
14343_drw.pdf | 1 | 1 | SHEET,FRNT,CONDUIT BOX, HCI5 | 13697
14343_drw.pdf | 2 | 14 | WELDNUT, 1/4"-20 NC, _ | 14520
14343_drw.pdf |  |  | 14X
14344_drw.pdf | 1 | 1 | SHEET,FRNT,CONDUIT BOX, HCI4 | 13727
14344_drw.pdf | 2 | 17 | WELDNUT, 1/4"-20 NC, _ | 14520
14345_drw.pdf | 1 | 1 | SHEET,FRNT,CONDUIT BOX, UCI274 | 13753
14345_drw.pdf | 2 | 17 | WELDNUT, 1/4"-20 NC, _ | 14520
14345_drw.pdf |  |  | 17X
14347_drw.pdf | 1 | 2 | END CAP,TUBE,THREADED, - | 13814
14347_drw.pdf | 2 | 1 | CROSSMEMBER,ENGINE,FRONT, GTA38/50 | 13833
14347_drw.pdf | 3 | 1 | CHANNEL,FRAME, GTA38/50 | 13837
14347_drw.pdf | 4 | 8 | GUSSET,ENGINE CROSSMEMBER, GTA38/50 | 13842
14347_drw.pdf |  |  |  | 14384
14347_drw.pdf | 9 | 4 | BRKT,LIFTING, GTA28/38/50 | 16505
14347_drw.pdf | 10 | 1 | CHANNEL,FRAME,REAR, GTA38/50 | 17405
14347_drw.pdf | 11 | 1 | MOUNT, RADIATOR, GTA50 | A042E420
14347_drw.pdf |  |  | TYP
14349_drw.pdf | 1 | 1 | PLATE, LEG, ENGINE SUPPORT, FIREPUMP, CFP5E | 14351
14349_drw.pdf | 2 | 1 | ANGLE, LEG, FIREPUMP, CFP5E | 14353
14350_drw.pdf | 1 | 1 | PLATE, LEG, ENGINE SUPPORT, FIREPUMP, CFP5E | 14351
14350_drw.pdf | 2 | 1 | ANGLE, LEG, FIREPUMP, CFP5E | 14352
14357_drw.pdf | 1 | 2 | CHANNEL, GTA855 GENSET FRAME | 13096
14357_drw.pdf | 2 | 2 | ANGLE, GTA855 GENSET FRAME RADIATOR | 13097
14357_drw.pdf | 3 | 4 | SPACER, GTA855 ISOLATOR | 13660
14357_drw.pdf | 4 | 2 | CHANNEL, GTA855 GENSET FRAME | 14358
14357_drw.pdf | 5 | 1 | CHANNEL, GTA855 GENSET FRAME | 14359
14357_drw.pdf | 6 | 1 | CHANNEL, GTA855 GENSET FRAME | 14360
14357_drw.pdf | 7 | 1 | FLOOR, GTA855 FRAME | 14361
14357_drw.pdf | 8 | 4 | GUSSET, GTA855 FRAME | 14362
14357_drw.pdf | 9 | 4 | TUBE, GTA855 FRAME | 14363
14357_drw.pdf | 10 | 2 | PLATE, GTA855 ENGINE FRONT MOUNTING | 14364
14357_drw.pdf | 11 | 2 | PLATE, GTA855 ENGINE REAR MOUNTING | 14365
14357_drw.pdf | 12 | 4 | GUSSET, GTA855 FRAME, FRONT ENGINE MOUNT | 14366
14357_drw.pdf | 13 | 4 | GUSSET, GTA855 FRAME, REAR ENGINE MOUNT | 14367
14357_drw.pdf | 14 | 2 | MOUNT, GTA855 GENSET KNEE BRACE | 14368
14357_drw.pdf | 15 | 4 | PLATE, GTA855 FRAME END | 14369
14357_drw.pdf | 16 | 2 | MEMBER, GTA855 FRAME, GENERATOR MOUNT CROSS | 14371
14374_drw.pdf | 1 | 1 | HOSE, 221FR-8 X 16" LG | 14374_H
14374_drw.pdf | 2 | 2 | FTG, FEMALE JIC 37° SWIVEL, 90° ELBOW, PARKER | 13926-8-8
14376_drw.pdf | 1 | 1 | HOSE, WATER, 12 JIC BOTH ENDS X 32", CFP7E | 11148-08
14376_drw.pdf | 2
14376_drw.pdf | 3 | 2 | BRACKET, MOUNTING, COOLING LOOP, 10" STAND | OFF 14394
14376_drw.pdf | 4 | 4 | WASHER,FLAT, 0.25 | 14394
14376_drw.pdf |  |  |  | 3201T13
14376_drw.pdf |  |  | 6 E
14376_drw.pdf | to the the document as | receiver accepts in | confidence. the writing by CUMMINS FIRE POWER LLC CORPORATE OFFICE | DESIGN UPFIT CENTER
14376_drw.pdf | ittrawdiellse(c1r)etnoitnfuosrematthieondotchuemreenitn,or(2a)nynoctopcyoptyhetrheeofdoocrumtehnet, or the | ittrawdiellse(c1r)etnoitnfuosrematthieondotchuemreenitn,or(2a)nynoctopcyoptyhetrheeofdoocrumtehnet, confidential | WHITE BEAR LAKE, MN or trade WWW.CUMMINSFIREPOWER.COM | DEPERE, WISCONSIN
14376_drw.pdf |  | cPoopwieersLtLhCereof, | anAd SSEMBLY, MISC PIPING
14376_drw.pdf | DIMENSION
14376_drw.pdf |  |  | DWG UNITS: DRAWN BY: DAVE N | 23JAN2009
14378_drw.pdf | 1 | 1 | SHAFT, SHORT COUPLED ASSY, 2000 ft/# (1480) | 8613
14378_drw.pdf | 3 | 1 | BASE, CFP5.9, VERT W/ JACK BOLTS | 14552
14378_drw.pdf | 4 | 1 | TORSIONAL COUPLING, 450 HP, SAE #3, 1480/1710 SHAFT | ADAPTER14871
14378_drw.pdf |  |  | -A-
14378_drw.pdf |  | 4
14379_drw.pdf | 1
14379_drw.pdf | 2 | 2 | BATTERY, GROUP 8D, COMMERCIAL | 8D-3 DRY
14380_drw.pdf | 1 | 1 | HOSE, 221FR-8 X 12" LG | 14380_H_
14380_drw.pdf | 2 | 1 | FTG, HOSE END, FEMALE JIC 37° SWIVEL, 45° ELBOW, PARKER OR
14380_drw.pdf | 3 | 1 | FTG, FEMALE JIC 37° SWIVEL, 90° ELBOW, PARKER | 13926-8-8
14381_drw.pdf | 1 | 1 | FLANGE,FOR 6" OD TUBE | 6347-03_DO_NOT_USE
14381_drw.pdf | 2 | 1 | ELBOW, 90 TUBE | 13147
14381_drw.pdf |  |  | 10.75
14393_drw.pdf | 1 | 2 | CHANNEL, STRUCTURAL, C6 8.2# | 14393_1
14393_drw.pdf | 2 | 1 | CHANNEL, STRUCTURAL, C6 8.2# | 14393_2
14393_drw.pdf | 3 | 1 | SHEET, HRS, 10 GA 23.50 X 34.00 | 14393_3
14393_drw.pdf | 4 | 1 | CHANNEL, STRUCTURAL, C6 8.2# | 14393_4
14393_drw.pdf |  |  | TYP
14393_drw.pdf |  |  | .25
14393_drw.pdf |  |  | BOTTOM FLANGE ONLY
14398_drw.pdf | 1 | 1 | HOSE, 221FR-5 X 20" LG | 14398
14398_drw.pdf |  |  | NOTES:
14398_drw.pdf |  |  | 1) PARKER 221FR FUEL LINE OR EQUAL
14398_drw.pdf |  |  | 3) PUSH PLUG ON JIC ENDS
14398_drw.pdf |  |  | 4) YELLOW LABEL W/ 0.18" BLACK PRINT
14401_drw.pdf | ITEM
14401_drw.pdf | 1 | 1 | PAD, COOLING LOOP MOUNTING BRACKET, CFP30E | 23516
14401_drw.pdf | 2 | 1 | ARM, COOLING LOOP MOUNTING BRACKET, CFP30E | 23519
14401_drw.pdf | 3 | 1 | ARM, COOLING LOOP MOUNTING BRACKET, CFP30E | 23520
14401_drw.pdf | 4 | 1 | GUSSET, COOLING LOOP MOUNTING BRACKET, CFP30E | 23521
14401_drw.pdf |  |  | COOLING LOOP MOUNTING BRACKET, CFP30E | 23522
14401_drw.pdf |  |  | B
14401_drw.pdf |  |  | 3
14406_drw.pdf | 1 | 1 | HOSE, FUEL | 221FR-12
14406_drw.pdf | 2 | 1 | FITTING, HOSE, ORFS, 90° ELBOW, SWIVEL | 1J926-12-12
14406_drw.pdf | 3 | 1 | FITTING, HOSE, ORFS, STRAIGHT SWIVEL | 1JC26-12-12
14406_drw.pdf |  |  | 3
14406_drw.pdf | to the the document as | receiver accepts in | confidence. the writing by CUMMINS FIRE POWER LLC CORPORATE OFFICE | DESIGN UPFIT CENTER
14406_drw.pdf | ittrawdiellse(c1r)etnoitnfuosrematthieondotchuemreenitn,or(2a)nynoctopcyoptyhetrheeofdoocrumtehnet, or the | ittrawdiellse(c1r)etnoitnfuosrematthieondotchuemreenitn,or(2a)nynoctopcyoptyhetrheeofdoocrumtehnet, confidential | WHITE BEAR LAKE, MN or trade WWW.CUMMINSFIREPOWER.COM | DEPERE, WISCONSIN
14406_drw.pdf |  | cPoopwieersLtLhCereof, | anHd OSE, FUEL, DUPLEX FILTER
14406_drw.pdf | DIMENSION |  | SWIVEL CONNECTORS
14406_drw.pdf |  |  | DWG UNITS: DRAWN BY:S DUBICK | 07-12-10
14418_drw.pdf | 1 | 1 | SILENCER, GT EXHAUST | 501-C2-5108-STYLE-2-6-OFFSET
14418_drw.pdf | 2 | 1 | CATALYST, CES, GTA19 | CXX8-4-TU
14422_drw.pdf | 1 | 1 | CHANNEL, SUPPORT, ENGINE, REAR, FIREPUMP, 6B/4B | 14422_1
14422_drw.pdf | 2 | 1 | PLATE, LEG, ENGINE SUPPORT, FIREPUMP | 14422_2
14422_drw.pdf | 3 | 1 | GUSSET, LEG | 14422_3
14422_drw.pdf |  |  | .25
14422_drw.pdf |  |  | 14.88
14423_drw.pdf | 1 | 1 | CHANNEL, SUPPORT, ENGINE, REAR, FIREPUMP, C8.3 | 14423_1
14423_drw.pdf | 2 | 1 | PLATE, LEG, ENGINE SUPPORT, FIREPUMP | 14423_2
14424_drw.pdf | 1 | 1 | LEG, ENGINE SUPPORT, LH REAR, CFP83 SHIFTED 1.8125 | 14422
14424_drw.pdf | 2 | 2 | SUPPORT, ENGINE, FRONT, CFP83 SHIFTED 1.8125 | 14423
14424_drw.pdf | 3 | 1 | LEG, ENGINE SUPPORT, RH REAR, CFP83 SHIFTED 1.8125 | 14425
14424_drw.pdf |  |  | 3
14425_drw.pdf | 1 | 1 | CHANNEL, SUPPORT, ENGINE, REAR, FIREPUMP, 6B/4B | 14422_1
14425_drw.pdf | 2 | 1 | PLATE, LEG, ENGINE SUPPORT, FIREPUMP | 14422_2
14425_drw.pdf | 3 | 1 | GUSSET, LEG | 14422_3
14425_drw.pdf |  |  | .25
14425_drw.pdf |  |  | .50
14425_drw.pdf |  | 1.00
14433_drw.pdf | 1 | 1 | BRKT, BATTERY CHARGER MTG | 14421
14433_drw.pdf | 2 | 1 | GUSSET, BATTERY CHARGER MOUNTING BRACKET | 14434
14439_drw.pdf | 1 | 1 | AIR FILTER, 4" DIA. INLET, CFP59,6E,83,9E FIREPUMP | 9606
14439_drw.pdf | 2 | 1 | WELDMENT, MOUNTING, AIR FILTER, CFP7E | 13233
14439_drw.pdf | 3 | 2 | CLAMP, T-BOLT, 4.28-4.59 | 13164-0450
14439_drw.pdf | 4 | 1 | COUPLING, RUBBER, 4", NELSON***USE 3316608-S | 89835K
14439_drw.pdf | 5 | 1 | SERVICE INDICATOR, FILTER, DONALDSON D-RAX00-2352 | D-RAX00-2352
14439_drw.pdf | 3
14453_drw.pdf | 1 | 1 | PLATE, UPPER COOLING, PACKAGE ELGIN GLIDER | 14451
14453_drw.pdf | 2 | 1 | GUSSET, UPPER COOLING, PACKAGE ELGIN GLIDERS | 14452
14454_drw.pdf | ITEM
14454_drw.pdf | 1 | 1 | COVER, VALVE, QSL9 | 3970865
14461_drw.pdf | 1 | 1 | FRAME, GENSET, GTA38 ENCL | 13963
14461_drw.pdf | 2 | 1 | WELDMENT,FRONT ENGINE SUPPORT, GTA38/50 | 14102
14461_drw.pdf | 3 | 2 | SPT,FLYWHEEL,REWORK, GTA38/50 | 15111
14461_drw.pdf | 4 | 4 | SPACER, ISOLATOR, 6.00 x 6.00 x 0.875 | 13711
14461_drw.pdf | 5 | 8 | WASHER,SNUBBING, TECH PRODUCTS 0186 | 13722
14461_drw.pdf | 6 | 4 | ISOLATOR,UNIVERSAL, TECH PRODUCTS 60054 | 14327
14461_drw.pdf | 7
14462_drw.pdf | 1 | 1 | WELDMENT,FRONT ENGINE SUPPORT, GTA38/50 | 14102
14462_drw.pdf | 2
14462_drw.pdf | 3 | 2 | SPT,FLYWHEEL,REWORK, GTA38/50 | 15111
14462_drw.pdf | 4 | 4 | SPACER, ISOLATOR, 6.00 x 6.00 x 0.875 | 13711
14462_drw.pdf | 5 | 8 | WASHER,SNUBBING, TECH PRODUCTS 0186 | 13722
14462_drw.pdf | 6 | 4 | ISOLATOR,UNIVERSAL, TECH PRODUCTS 60054 | 14327
14462_drw.pdf | 7
14463_drw.pdf | 1 | 1 | HOSE,PARKER, 3/8 INCH ID X 6.00 IN LG | R-801-6
14463_drw.pdf | 2 | 1 | HOSE,PARKER, 3/8 INCH ID X 60.00 IN LG | 801-06_002
14463_drw.pdf | 3 | 1 | HOSE,PARKER, 3/8 INCH ID X 60.00 IN LG | 801-06_003
14463_drw.pdf | 4 | 1 | HOSE,PARKER, 3/8 INCH ID X 74.00 IN LG | 801-06_004
14463_drw.pdf | 5 | 1 | RADIATOR, BOLTED ASSEMBLY, GTA38 | 10199
14463_drw.pdf | 6 | 1 | TUBE,LOWER JACKET WATER, GTA38 | 14416
14463_drw.pdf | 7 | 1 | BRACKET,RADIATOR, PIPE SECURE | 15629
14463_drw.pdf | 8 | 94 | COOLANT, FC EG PM, 1 GALLON | CC2743
14463_drw.pdf | 9 | 1 | CLAMP,MUFFLER,1.50 NOM, 5/16-18 THD | 0155-1239
14463_drw.pdf |  |  |  | 0193-0468
14464_drw.pdf | 1 | 1 | RADIATOR, BOLTED ASSEMBLY, GTA38 | 10199
14464_drw.pdf | 3 | 1 | CLAMP,MUFFLER,1.50 NOM, 5/16-18 THD | 0155-1239
14464_drw.pdf | 4 | 1 | FAN,GTA38E,MULTI-WING, 72/10-10/32/PAG/9WR | 8485
14464_drw.pdf | 5 | 2 | TUBE, JACKET WATER, G38/50 W/GTI RADIATOR | 9119
14464_drw.pdf | 7 | 1 | TUBE, FILL AFT, COOLER G38/50 | 9147
14464_drw.pdf | 8 | 1 | TUBE,LOWER,INNER AFT COOLER KIT, AFTERCOOLER | 9158-01
14464_drw.pdf | 10 | 1 | TUBE,RADIATOR TO AFTERCOOLER,LTA, - | 9193
14464_drw.pdf | 11
14464_drw.pdf | 12
14464_drw.pdf | 14 | 4 | CLAMP, T-BOLT, 5.28-5.59 | 13164-0550
14464_drw.pdf | 15 | 2 | BRACE,PLUMBING,GTA50, GTI RADIATOR | 13844
14464_drw.pdf | 16 | 2 | BRKT,RADIATOR TUBE SUPPORT, GTA 38/50 | 14108
14464_drw.pdf | 18 | 2 | BRACE,RADIATOR, GTA38 | 14417
14464_drw.pdf | 19 | 4 | CLAMP, WORM, .81 - 1.75 | 14990-20
14464_drw.pdf | 21
14464_drw.pdf | 22 | 1 | BRACKET, PIPE SECURE, 5" U-BOLT CLAMP | 26063
14464_drw.pdf | 23 | 1 | CLAMP, LOOM, 1.00 ID | 26963-16
14464_drw.pdf | 25 | 2 | CLAMP, U-BOLT, 2" OD PIPE | 89541K
14464_drw.pdf | 26 | 1 | CLAMP, U BOLT, 5.00", PLATED | 89549K
14464_drw.pdf | 27
14464_drw.pdf | 29 | 4 | HOSE,2 INCH ID X 36IN EPDM, CUT TO 6.00 INCHES | LONGA042F054
14464_drw.pdf | 30 | 4 | HOSE,3.00IN ID X 36IN EPDM, CUT TO 6.00 INCHES | LONGA042F058
14464_drw.pdf |  |  |  | B90KJ
14465_drw.pdf | ITEM
14465_drw.pdf | 1 | 2 | XMBR,GENERATOR, GTA38 ENCL HC5 | A042A162
14465_drw.pdf | 2 | 1 | ALTERNATOR PART, NEWAGE | HC5_STD_1B_SAE0
14465_drw.pdf | 3 | 4 | SPACER, ISOLATOR, 6.00 x 6.00 x 0.875 | 13711
14465_drw.pdf | 4 | 8 | WASHER,SNUBBING, TECH PRODUCTS 0186 | 13722
14465_drw.pdf | 5 | 4 | ISOLATOR,UNIVERSAL, TECH PRODUCTS 60054 | 14327
14466_drw.pdf | 1 | 2 | XMBR,GENERATOR, GTA38/50 ENCL HC6 | 13838
14466_drw.pdf | 2 | 1 | ALTERNATOR PART, NEWAGE | HC6_FGHJ_1B_SAE0
14466_drw.pdf | 3 | 4 | SPACER, ISOLATOR, 6.00 x 6.00 x 0.875 | 13711
14466_drw.pdf | 4 | 8 | WASHER,SNUBBING, TECH PRODUCTS 0186 | 13722
14466_drw.pdf | 5 | 4 | ISOLATOR,UNIVERSAL, TECH PRODUCTS 60054 | 14327
14467_drw.pdf | ITEM
14467_drw.pdf | 1 | 2 | XMBR,GENERATOR, GTA38 OPEN HC5 | 14472
14467_drw.pdf | 2 | 1 | ALTERNATOR PART, NEWAGE | HC5_STD_1B_SAE0
14467_drw.pdf | 3 | 4 | SPACER, ISOLATOR, 6.00 x 6.00 x 0.875 | 13711
14467_drw.pdf | 4 | 8 | WASHER,SNUBBING, TECH PRODUCTS 0186 | 13722
14467_drw.pdf | 5 | 4 | ISOLATOR,UNIVERSAL, TECH PRODUCTS 60054 | 14327
14468_drw.pdf | 1 | 2 | XMBR,GENERATOR, GTA38/50 OPEN HC6 | 13856
14468_drw.pdf | 2 | 1 | ALTERNATOR PART, NEWAGE | HC6_FGHJ_1B_SAE0
14468_drw.pdf | 3 | 4 | SPACER, ISOLATOR, 6.00 x 6.00 x 0.875 | 13711
14468_drw.pdf | 4 | 8 | WASHER,SNUBBING, TECH PRODUCTS 0186 | 13722
14468_drw.pdf | 5 | 4 | ISOLATOR,UNIVERSAL, TECH PRODUCTS 60054 | 14327
14469_drw.pdf | 1 2 | 2 4 | CAP,TUBE,THREAD;ED- CROSSMEMB;ERGTA38/50 | 13842
14469_drw.pdf | 3 | 1 | CHANNEL,FRAM;E GTA38/50 RADIATOR SUPPORT | 14225
14469_drw.pdf | 4 | 1 | CHANNEL,FRAM;EGTA38/50 REAR | 14227
14472_drw.pdf | 1 | 2 | PLATE,GENERATOR CROSSMEMBER, GTA38 | 13840
14472_drw.pdf | 2 | 1 | CROSSMEMBER,GENERATOR, GTA38 | 14476
14473_drw.pdf | 1 | 1 | PLATE, MOUNTING, COOLANT LOOP TAG, CFP30 | 14474
14473_drw.pdf | 2 | 1 | DECAL, VALVE POSITION, CFP30E | 23484
14473_drw.pdf | 3 | 2 | CLAMP, U-BOLT, GUILLOTINE, 3.00" | 89545K
14485_drw.pdf | 1 | 1 | GUARD, GTA855, ALTERNATOR | 14484
14485_drw.pdf | 2 | 3 | WELDNUT, 1/4"-20 NC, _ | 14520
14490_drw.pdf | 1 | 1 | WELDMENT, TERMINATION BOX FLOOR | 13991
14490_drw.pdf | 2 | 1 | PANEL,RR,CONDUIT BOX, UCI274/HCI4/HCI5 | 14342
14490_drw.pdf | 3 | 1 | PANEL,FRNT,CONDUIT BOX, HCI5 | 14343
14490_drw.pdf | 4 | 2 | PANEL,SIDE,CONDUIT BOX, UCI274/HCI4/HCI5 W/CTRL | 14697
14490_drw.pdf | 5 | 1 | ASSY,LOUVER, - | 14702
14490_drw.pdf | 6 | 2 | LOUVER,CONDUIT BOX, UCI274/HCI4/HCI5 | 14705
14490_drw.pdf | 7 | 1 | PANEL,TOP,CONDUIT BOX, UCI274,HCI4,HCI5 | 13694
14490_drw.pdf | 8 | 1 | SHEET,PCC2100 | 13712
14490_drw.pdf | 9 | 1 | SHEET,FLR,CONDUIT BOX, HCI5 C/D/E | 13988
14490_drw.pdf | 10 | 1 | BRKT,CONDUIT BOX,RH, UCI274/HCI4/HCI5 | 14735
14490_drw.pdf | 11 | 1 | BRKT,CONDUIT BOX,LH, UCI274/HCI4/HCI5 | 14737
14490_drw.pdf | 12 | A/R | PROFILE,BULB STYLE,UL RECOGNIZED | 14456
14491_drw.pdf | 1 | 1 | WELDMENT, TERMINATION BOX FLOOR | 13991
14491_drw.pdf | 2 | 1 | PANEL,RR,CONDUIT BOX, UCI274/HCI4/HCI5 W/CTRL | 14341
14491_drw.pdf | 3 | 1 | PANEL,FRNT,CONDUIT BOX, HCI5 | 14343
14491_drw.pdf | 4 | 1 | PANEL,SIDE,CONDUIT BOX, UCI274/HCI4/HCI5 W/CTRL | 14697
14491_drw.pdf | 5 | 1 | PANEL,SIDE,CONDUIT BOX, UCI274/HCI4/HCI5 | 14699
14491_drw.pdf | 6 | 1 | ASSY,LOUVER, - | 14702
14491_drw.pdf | 7 | 2 | LOUVER,CONDUIT BOX, UCI274/HCI4/HCI5 | 14705
14491_drw.pdf | 8 | 1 | PANEL,TOP,CONDUIT BOX, UCI274,HCI4,HCI5 | 13694
14491_drw.pdf | 9 | 1 | SHEET,PCC2100 | 13712
14491_drw.pdf | 10 | 1 | SHEET,FLR,CONDUIT BOX, HCI5 C/D/E | 13988
14491_drw.pdf | 11 | 1 | BRKT,CONDUIT BOX,RH, UCI274/HCI4/HCI5 | 14735
14491_drw.pdf | 12 | 1 | BRKT,CONDUIT BOX,LH, UCI274/HCI4/HCI5 | 14737
14491_drw.pdf | 13 | A/R | PROFILE,BULB STYLE,UL RECOGNIZED | 14456
14494_drw.pdf |  |  | OPERATOR STATION MOUNTING, CFP5E
14494_drw.pdf |  |  | MANUAL OVERIDE, CFP
14494_drw.pdf |  | BATTERY | ISOLATOR, FIRE PUMP
14494_drw.pdf |  |  | PLATE MOUNT, 3 LB (YELLOW MARK)
14494_drw.pdf |  |  | PLATE MOUNT, 6 LB (RED MARK) ALUMINUM, STEEL SHANK, 0.156 DIA,
14494_drw.pdf |  | FENDER | WASHER, 0.281 X 1.25
14494_drw.pdf |  | SCREW, | SELF LOCKING, 0.25-20 X 1.00, PH OR
14497_drw.pdf | 1 | 1 | ENGINE, QSX15-C665, SPEC CFP15E F10-F40 | 8742
14497_drw.pdf | 2 | 1 | EXHAUST,L 90 HALF MARMON, 6" 125# ANSI FLANGE | 9514-06
14497_drw.pdf | 3 | 1 | ASSEMBLY, SUPPORT, CFP15E FIRE PUMP | 10835
14497_drw.pdf | 4
14497_drw.pdf | 5 | 1 | ASSEMBLY, COOLANT HEATER, 3KW ADJ VOLTAGE, CFP15E | 10849
14497_drw.pdf | 6 | 1 | MISC PIPING, CFP15 | 10913
14497_drw.pdf | 7
14497_drw.pdf | 8 | 1 | HOSE, FUEL, DUPLEX FILTER, ORFS SWIVEL CONNECTORS | 14406
14497_drw.pdf | 9 | 1 | ASSEMBLY, GUARDING, HD AIR CLEANER, CFP15E | 16707
14497_drw.pdf | 10 | 1 | ASSEMBLY, OP STATION, NEMA PANEL, CFP15E | 14582
14497_drw.pdf | 16 | 4 | ISOLATOR, DOME STYLE | 8954
14497_drw.pdf | 17 | 1 | BRACKET, RADIATOR TUBE | 11581
14500-01_drw.pdf | 1 | 1 | ASSEMBLY, SHAFT GUARD, TELESCOPING, SIZE 1-XL, SHORT COUPLED | 14156
14500-01_drw.pdf | 2 | 1 | FRAME, CFP15E TO PEERLESS 10AEF20 | 14643-01
14500-01_drw.pdf | 3 | 1 | ASSEMBLY, POWER MODULE, CFP15E-F50/60/70 HIGH HORSE POWER | 15553
14500-01_drw.pdf | 4 | 1
14500-02_drw.pdf | 1 | 1 | ASSEMBLY, SHAFT GUARD, TELESCOPING, SIZE 1-XL, SHORT COUPLED | 14156
14500-02_drw.pdf | 2 | 1 | FRAME, CFP15E TO PEERLESS 10AEF16 | 14643-02
14500-02_drw.pdf | 3 | 1 | ASSEMBLY, POWER MODULE, CFP15E-F50/60/70 HIGH HORSE POWER | 15553
14500-02_drw.pdf | 4 | 1
14500-03_drw.pdf | 1 | 1 | ASSEMBLY, SHAFT GUARD, TELESCOPING, SIZE 1-XL, SHORT COUPLED | 14156
14500-03_drw.pdf | 2 | 1 | FRAME, CFP15E TO PEERLESS 08AEF20 | 14643-03
14500-03_drw.pdf | 3 | 1 | ASSEMBLY, POWER MODULE, CFP15E-F50/60/70 HIGH HORSE POWER | 15553
14500-03_drw.pdf | 4 | 1
14500-04_drw.pdf | 1 | 1 | ASSEMBLY, SHAFT GUARD, TELESCOPING, SIZE 1-XL, SHORT COUPLED | 14156
14500-04_drw.pdf | 2 | 1 | FRAME, CFP15E TO PEERLESS 08AEF17 | 14643-04
14500-04_drw.pdf | 3 | 1 | ASSEMBLY, POWER MODULE, CFP15E-F50/60/70 HIGH HORSE POWER | 15553
14500-04_drw.pdf | 4 | 1
14500-05_drw.pdf | 1 | 1 | ASSEMBLY, SHAFT GUARD, TELESCOPING, SIZE 1-XL, SHORT COUPLED | 14156
14500-05_drw.pdf | 2 | 1 | FRAME, CFP15E TO PEERLESS 08AEF15 | 14643-05
14500-05_drw.pdf | 3 | 1 | ASSEMBLY, POWER MODULE, CFP15E-F50/60/70 HIGH HORSE POWER | 15553
14500-05_drw.pdf | 4 | 1
14500-06_drw.pdf | 1 | 1 | ASSEMBLY, SHAFT GUARD, TELESCOPING, SIZE 1-XL, SHORT COUPLED | 14156
14500-06_drw.pdf | 2 | 1 | FRAME, CFP15E TO PEERLESS 08HY23 | 14643-06
14500-06_drw.pdf | 3 | 1 | ASSEMBLY, POWER MODULE, CFP15E-F50/60/70 HIGH HORSE POWER | 15553
14500-06_drw.pdf | 4 | 1
14500-07_drw.pdf | 1 | 1 | ASSEMBLY, SHAFT GUARD, TELESCOPING, SIZE 1-XL, SHORT COUPLED | 14156
14500-07_drw.pdf | 2 | 1 | FRAME, CFP15E TO PEERLESS 06TH19 | 14643-07
14500-07_drw.pdf | 3 | 1 | ASSEMBLY, POWER MODULE, CFP15E-F50/60/70 HIGH HORSE POWER | 15553
14500-07_drw.pdf | 4 | 1
14500-08_drw.pdf | 1 | 1 | ASSEMBLY, SHAFT GUARD, TELESCOPING, SIZE 1-XL, SHORT COUPLED | 14156
14500-08_drw.pdf | 2 | 1 | FRAME, CFP15E TO PEERLESS 12HY20 | 14643-08
14500-08_drw.pdf | 3 | 1 | ASSEMBLY, POWER MODULE, CFP15E-F50/60/70 HIGH HORSE POWER | 15553
14500-08_drw.pdf | 4 | 1
14500-09_drw.pdf | 1 | 1 | ASSEMBLY, SHAFT GUARD, TELESCOPING, SIZE 1-XL, SHORT COUPLED | 14156
14500-09_drw.pdf | 2 | 1 | FRAME, CFP15E TO PEERLESS 12AF19 | 14643-09
14500-09_drw.pdf | 3 | 1 | ASSEMBLY, POWER MODULE, CFP15E-F50/60/70 HIGH HORSE POWER | 15553
14500-09_drw.pdf | 4 | 1
14501-01_drw.pdf | 1 | 1 | FRAME, HORIZONTAL, 138" LG, CFP15E | 14503
14501-01_drw.pdf | 2 | 2 | ANGLE, HRS, 8.0 X 0.50, 30.75" LENGTH | 12887
14501-01_drw.pdf | 3 | 2 | PLATE, .25 x 27.00 x 5.50, A-36 | 14501-D
14501-01_drw.pdf |  |  | ITEM #3 FROM THIS PRINT
14501-01_save_drw.pdf | 1 | 1 | FRAME, HORIZONTAL, 138" LG, CFP15E | 14503
14501-01_save_drw.pdf | 2 | 2 | ANGLE, HRS, 8.0 X 0.50, 30.75" LENGTH | 12887
14501-01_save_drw.pdf | 3 | 2 | PLATE, .25 x 27.00 x 5.50, A-36 | 14501-D
14501-01_save_drw.pdf |  |  | NOTES:
14501-01_save_drw.pdf |  |  | * ALL WELDS TO BE 1/4" FILLET
14501-01_save_drw.pdf |  |  | * FULL PENETRATION
14501-01_save_drw.pdf |  |  | * PRIME AND PAINT CASE RED
14501-01_save_drw.pdf |  | 17.00
14501-02_drw.pdf | 1 | 1 | FRAME, HORIZONTAL, 138" LG, CFP15E | 14503
14501-02_drw.pdf | 2 | 2 | ANGLE, HRS, 8.0 X 0.50, 30.75" LENGTH | 14387
14501-02_drw.pdf | 3 | 2 | PLATE, .25 x 23.0 x 5.375, A-36 | 14501-F
14501-02_drw.pdf | 4 | 2 | PLATE, .25 x 20.50 x3.11, A-36 | 14501-O
14501-02_drw.pdf |  |  | #3& #4 FROM THIS PRINT
14501-02_save_drw.pdf | 1 | 1 | FRAME, HORIZONTAL, 138" LG, CFP15E | 14503
14501-02_save_drw.pdf | 2 | 2 | ANGLE, HRS, 8.0 X 0.50, 30.75" LENGTH | 14387
14501-02_save_drw.pdf | 3 | 2 | PLATE, .25 x 23.0 x 5.375, A-36 | 14501-F
14501-02_save_drw.pdf | 4 | 2 | PLATE, .25 x 20.50 x3.11, A-36 | 14501-O
14501-02_save_drw.pdf |  |  | * FULL PENETRATION
14501-02_save_drw.pdf |  |  | * ALL HOLES DRILLED AFTER WELDING
14501-02_save_drw.pdf | 19.00 | REF
14501-03_drw.pdf | 1 | 1 | FRAME, HORIZONTAL, 138" LG, CFP15E | 14503
14501-03_drw.pdf | 2 | 2 | ANGLE, HRS, 8.0 X 0.50, 30.75" LENGTH | 14387
14501-03_drw.pdf | 3 | 2 | PLATE, .25 x 32.50 x 6.875, A-36 | 14501-B
14501-03_save_drw.pdf | 1 | 1 | FRAME, HORIZONTAL, 138" LG, CFP15E | 14503
14501-03_save_drw.pdf | 2 | 2 | ANGLE, HRS, 8.0 X 0.50, 30.75" LENGTH | 14387
14501-03_save_drw.pdf | 3 | 2 | PLATE, .25 x 32.50 x 6.875, A-36 | 14501-B
14501-03_save_drw.pdf |  |  | NOTES:
14501-03_save_drw.pdf |  |  | * ALL WELDS TO BE 1/4" FILLET
14501-03_save_drw.pdf |  |  | * ALL HOLES DRILLED AFTER WELDING
14501-03_save_drw.pdf |  |  | * PRIME AND PAINT CASE RED
14501-03_save_drw.pdf | 19.00
14501-04_drw.pdf | 1 | 1 | FRAME, HORIZONTAL, 138" LG, CFP15E | 14503
14501-04_drw.pdf | 2 | 2 | ANGLE, HRS, 8.0 X 0.50, 30.75" LENGTH | 14387
14501-04_drw.pdf | 3 | 2 | PLATE, .25 x 20.50 x 5.375, A-36 | 14501-E
14501-04_drw.pdf | 4 | 2 | PLATE, .25 x 20.50 x 3.11, A-36 | 14501-N
14501-04_drw.pdf |  |  | MAKE ITEM #3& #4 FROM THIS PRINT
14501-04_save_drw.pdf | 1 | 1 | FRAME, HORIZONTAL, 138" LG, CFP15E | 14503
14501-04_save_drw.pdf | 2 | 2 | ANGLE, HRS, 8.0 X 0.50, 30.75" LENGTH | 14387
14501-04_save_drw.pdf | 3 | 2 | PLATE, .25 x 20.50 x 5.375, A-36 | 14501-E
14501-04_save_drw.pdf | 4 | 2 | PLATE, .25 x 20.50 x 3.11, A-36 | 14501-N
14501-04_save_drw.pdf |  |  | NOTES:
14501-04_save_drw.pdf |  |  | * ALL WELDS TO BE 1/4" FILLET
14501-04_save_drw.pdf |  |  | * PRIME AND PAINT CASE RED
14501-05_drw.pdf | 1 | 1 | FRAME, HORIZONTAL, 138" LG, CFP15E | 14503
14501-05_drw.pdf | 2 | 2 | ANGLE, HRS, 8.0 X 0.50, 30.75" LENGTH | 14387
14501-05_drw.pdf | 3 | 2 | PLATE, .25 x 20.50 x 5.375, A-36 | 14501-E
14501-05_drw.pdf | 4 | 2 | PLATE, .25 x 20.50 x 5.11, A-36 | 14501-M
14501-05_drw.pdf | MAKE | ITEM | #3& #4 FROM THIS PRINT
14501-05_save_drw.pdf | 1 | 1 | FRAME, HORIZONTAL, 138" LG, CFP15E | 14503
14501-05_save_drw.pdf | 2 | 2 | ANGLE, HRS, 8.0 X 0.50, 30.75" LENGTH | 14387
14501-05_save_drw.pdf | 3 | 2 | PLATE, .25 x 20.50 x 5.375, A-36 | 14501-E
14501-05_save_drw.pdf | 4 | 2 | PLATE, .25 x 20.50 x 5.11, A-36 | 14501-M
14501-05_save_drw.pdf |  |  | NOTES:
14501-05_save_drw.pdf |  |  | * ALL WELDS TO BE 1/4" FILLET
14501-05_save_drw.pdf |  |  | * ALL HOLES DRILLED AFTER WELDING
14501-05_save_drw.pdf |  |  | * PRIME AND PAINT CASE RED
14501-06_drw.pdf | 1 | 1 | FRAME, HORIZONTAL, 138" LG, CFP15E | 14503
14501-06_drw.pdf | 2 | 2 | ANGLE, HRS, 8.0 X 0.50, 30.75" LENGTH | 12887
14501-06_drw.pdf | 3 | 2 | PLATE, .25 x 20.50 x 5.50, A-36 | 14501-A
14501-06_drw.pdf |  | MAKE | ITEM #3 FROM THIS PRINT
14501-06_save_drw.pdf | 1 | 1 | FRAME, HORIZONTAL, 138" LG, CFP15E | 14503
14501-06_save_drw.pdf | 2 | 2 | ANGLE, HRS, 8.0 X 0.50, 30.75" LENGTH | 12887
14501-06_save_drw.pdf | 3 | 2 | PLATE, .25 x 20.50 x 5.50, A-36 | 14501-A
14501-06_save_drw.pdf |  |  | * FULL PENETRATION
14501-06_save_drw.pdf |  |  | * ALL HOLES DRILLED AFTER WELDING
14501-06_save_drw.pdf |  | 19.68 | REF
14501-07_drw.pdf | 1 | 1 | FRAME, HORIZONTAL, 138" LG, CFP15E | 14503
14501-07_drw.pdf | 2 | 2 | ANGLE, HRS, 8.0 X 0.50, 30.75" LENGTH | 12887
14501-07_drw.pdf | 3 | 2 | PLATE, .25 x 20.50 x 3.86, A-36 | 14501-C
14501-07_drw.pdf |  |  | MAKE ITEM #3 FROM THIS PRINT
14501-07_save_drw.pdf | 1 | 1 | FRAME, HORIZONTAL, 138" LG, CFP15E | 14503
14501-07_save_drw.pdf | 2 | 2 | ANGLE, HRS, 8.0 X 0.50, 30.75" LENGTH | 12887
14501-07_save_drw.pdf | 3 | 2 | PLATE, .25 x 20.50 x 3.86, A-36 | 14501-C
14501-07_save_drw.pdf |  |  | * FULL PENETRATION
14501-07_save_drw.pdf |  |  | *ALL HOLES DRILLED AFTER WELDING
14501-07_save_drw.pdf | 19.24 | REF
14501-08_drw.pdf | 1 | 1 | FRAME, HORIZONTAL, 138" LG, CFP15E | 14521
14501-08_drw.pdf | 2 | 2 | ANGLE, HRS, 8.0 X 0.50, 30.75" LENGTH | 12887
14501-08_drw.pdf | 3 | 2 | PLATE, .25 x 23.0 x 1.33, A-36 | 14501-G
14501-08_drw.pdf |  |  | MAKE ITEM #3 FROM THIS PRINT
14501-08_save_drw.pdf | 1 | 1 | FRAME, HORIZONTAL, 138" LG, CFP15E | 14521
14501-08_save_drw.pdf | 2 | 2 | ANGLE, HRS, 8.0 X 0.50, 30.75" LENGTH | 12887
14501-08_save_drw.pdf | 3 | 2 | PLATE, .25 x 23.0 x 1.33, A-36 | 14501-G
14501-08_save_drw.pdf |  |  | NOTES:
14501-08_save_drw.pdf |  |  | * ALL WELDS TO BE 1/4" FILLET
14501-08_save_drw.pdf |  |  | * ALL HOLES TO BE DRILLED AFTER | WELDING
14501-08_save_drw.pdf |  |  | * PRIME AND PAINT CASE RED
14501-08_save_drw.pdf |  |  | REF
14501-09_drw.pdf | 1 | 1 | FRAME, HORIZONTAL, SPECIAL, CFP15E | 14522
14501-09_drw.pdf | 2 | 2 | PLATE, .25 x 33.0 x 4.11, A-36 | 14501-P
14501-09_drw.pdf | 3 | 2 | ANGLE, HRS, 8.0 X 0.50, 34.75" LENGTH | 14526
14501-09_drw.pdf |  |  | MAKE ITEM #3 FROM THIS PRINT
14501-09_save_drw.pdf | 1 | 1 | FRAME, HORIZONTAL, SPECIAL, CFP15E | 14522
14501-09_save_drw.pdf | 2 | 2 | PLATE, .25 x 33.0 x 4.11, A-36 | 14501-P
14501-09_save_drw.pdf | 3 | 2 | ANGLE, HRS, 8.0 X 0.50, 34.75" LENGTH | 14526
14501-09_save_drw.pdf |  |  | * ALL WELDS TO BE 1/4"
14501-09_save_drw.pdf |  |  | * FULL PENETRATION
14501-09_save_drw.pdf |  |  | * ALL HOLES DRILLED AFTER
14501-09_save_drw.pdf |  |  | 26.00 REF
14503_drw.pdf | 1 | 2 | CHANNEL, C10 x .24 x 2.60, 30.75" | 13862
14503_drw.pdf | 2 | 2 | SUPPORT, ENGINE, 5/16" A-36, 16" | 13863
14503_drw.pdf | 3 | 4 | PLATE, ENGINE BRACE, 1/4" A-36, 6" | 13864
14503_drw.pdf | 4 | 2 | CHANNEL, C10 x .24 x 2.60, 138.00" | 14502
14503_drw.pdf | 5 | 4 | BRACKET, LIFTING, 10" CHANNEL | A042G991
14505_drw.pdf | 1 | 1 | ANGLE,TERM BOX MTG, GTA38 HC5 | 14506
14505_drw.pdf | 2 | 2 | PLATE,TERM BOX MTG, GTA38 HC5 | 14507
14521_drw.pdf | 1 | 2 | CHANNEL, C10 x .24 x 2.60, 30.75" | 13862
14521_drw.pdf | 2 | 2 | SUPPORT, ENGINE, 5/16" A-36, 18" | 13865
14521_drw.pdf | 3 | 4 | PLATE, ENGINE BRACE, 1/4" A-36, 8" | 13866
14521_drw.pdf | 4 | 2 | CHANNEL, C10 x .24 x 2.60, 138.00" | 14502
14521_drw.pdf | 5 | 4 | BRACKET, LIFTING, 10" CHANNEL | A042G991
14522_drw.pdf | 1 | 4 | PLATE, ENGINE BRACE, 1/4" A-36, 6" | 13864
14522_drw.pdf | 2 | 2 | SUPPORT, ENGINE, 5/16" A-36, 16 | 14523
14522_drw.pdf | 3 | 2 | CHANNEL, C10 x .24 x 2.60, 34.75" | 14524
14522_drw.pdf | 4 | 2 | CHANNEL, C10 x .24 x 2.60, 144.00" | 14525
14522_drw.pdf | 5 | 4 | BRACKET, LIFTING, 10" CHANNEL | A042G991
14527_drw.pdf | 1 | 1 | SHEET,FRNT,CONDUIT BOX, HCI6 | 14510
14527_drw.pdf | 2 | 12 | WELDNUT, 1/4"-20 NC, _ | 14520
14527_drw.pdf |  |  | 12X
14528_drw.pdf | 1 | 1 | SHEET,SIDE,CONDUIT BOX, HCI6 W/CTRL | 14511
14528_drw.pdf | 2 | 34 | WELDNUT, 1/4"-20 NC, _ | 14520
14529_drw.pdf | 1 | 1 | SHEET,SIDE,CONDUIT, HCI6 | 14515
14529_drw.pdf | 2 | 34 | WELDNUT, 1/4"-20 NC, _ | 14520
14529_drw.pdf |  | 2
14530_drw.pdf | 1 | 1 | SHEET,RR,CONDUIT BOX, HCI634 | 14513
14530_drw.pdf | 2 | 12 | WELDNUT, 1/4"-20 NC, _ | 14520
14530_drw.pdf | 2
14531_drw.pdf | 1 | 1 | SHEET,RR,CONDUIT BOX, HCI6 W/CTRL | 14516
14531_drw.pdf | 2 | 10 | WELDNUT, 1/4"-20 NC, _ | 14520
14532_drw.pdf | 1 | 1 | PANEL,REAR,TERMINATION BOX, HCI634 K | 14517
14532_drw.pdf | 2 | 10 | WELDNUT, 1/4"-20 NC, _ | 14520
14533_drw.pdf | 1 | 1 | PANEL,REAR,TERMINATION BOX, HCI634 K | 14518
14533_drw.pdf | 2 | 10 | WELDNUT, 1/4"-20 NC, _ | 14520
14534_drw.pdf | 1 | 1 | PANEL,FLOOR,TERMINATION BOX, HCI634 G/H/J/K | 14512
14534_drw.pdf | 2 | 12 | WELDNUT, 1/4"-20 NC, _ | 14520
14535_drw.pdf | ITEM
14535_drw.pdf | 1 | 1 | PANEL,FRNT,CONDUIT BOX, HCI6 | 14527
14535_drw.pdf | 2 | 1 | PANEL,SIDE,CONDUIT BOX, HCI6 W/CTRL | 14528
14535_drw.pdf | 3 | 1 | PANEL,SIDE,CONDUIT BOX, HCI6 | 14529
14535_drw.pdf | 4 | 1 | PANEL,RR,CONDUIT BOX, HCI6 | 14530
14535_drw.pdf |  |  | MOUNT,PCC2100, - | 14788
14535_drw.pdf |  |  |  | A041Z928
14535_drw.pdf |  |  |  | 14456_128
14535_drw.pdf | 11 | 2
14535_drw.pdf | 12 | 1 | PANEL,FRNT-LOWER,
14536_drw.pdf | 1 | 1 | PANEL,FRNT,CONDUIT BOX, HCI6 | 14527
14536_drw.pdf | 2 | 2 | PANEL,SIDE,CONDUIT BOX, HCI6 | 14529
14536_drw.pdf | 3 | 1 | PANEL,RR,CONDUIT BOX, HCI6 W/CTRL | 14531
14536_drw.pdf | 4 | 3 | LOUVER,CONDUIT BOX, HCI6 | 14583
14536_drw.pdf | 5 | 1 | MOUNT,PCC2100, - | 14788
14536_drw.pdf | 6 | 1 | PANEL,FLR,CONDUIT BOX, HCI6 | 14831
14536_drw.pdf | 7 | 1 | PANEL,TOP,CONDUIT BOX, HCI6 | 14514
14536_drw.pdf | 8 | 1 | BRKT,CONDUIT BOX,RH, HCI6 | 14740
14536_drw.pdf | 9 | 1 | BRKT,CONDUIT BOX,LH, HCI6 | 14741
14536_drw.pdf | 10 | 1 | PANEL,COVER, HCI6 | 14843
14536_drw.pdf | 11 | A/R | SEAL,BULB STYLE,UL RECOGNIZED | 14456
14537_drw.pdf | 1 | 1 | PANEL,FRNT,CONDUIT BOX, HCI6 | 14527
14537_drw.pdf | 2 | 2 | PANEL,SIDE,CONDUIT BOX, HCI6 W/CTRL | 14528
14537_drw.pdf | 3 | 1 | WELDMENT,REAR PANEL,TERMINATION BOX, HCI634 K | 14532
14537_drw.pdf | 4 | 1 | WELDMENT,FLOOR PANEL,TERMINATION BOX, HCI634 G/H/J/K | 14534
14537_drw.pdf | 5 | 2 | LOUVER,CONDUIT BOX, HCI6 | 14583
14537_drw.pdf | 6 | 1 | ASSY,LOUVER, - | 14584
14537_drw.pdf | 7 | 1 | SHEET,PCC2100 | 13712
14537_drw.pdf | 8 | 1 | SHEET,FLR,CONDUIT BOX, HCI6 | 14509
14537_drw.pdf | 9 | 1 | PANEL,TOP,CONDUIT BOX, HCI6 | 14514
14537_drw.pdf | 10 | 1 | BRKT,CONDUIT BOX,RH, HCI6 | 14740
14537_drw.pdf | 11 | 1 | BRKT,CONDUIT BOX,LH, HCI6 | 14741
14537_drw.pdf | 12 | A/R | SEAL,BULB STYLE,UL RECOGNIZED | 14456
14538_drw.pdf | 1 | 1 | PANEL,FRNT,CONDUIT BOX, HCI6 | 14527
14538_drw.pdf | 2 | 1 | PANEL,SIDE,CONDUIT BOX, HCI6 W/CTRL | 14528
14538_drw.pdf | 3 | 1 | PANEL,SIDE,CONDUIT BOX, HCI6 | 14529
14538_drw.pdf | 4 | 1 | WELDMENT,REAR PANEL,TERMINATION BOX, HCI634 K | 14533
14538_drw.pdf | 5 | 1 | WELDMENT,FLOOR PANEL,TERMINATION BOX, HCI634 G/H/J/K | 14534
14538_drw.pdf | 6 | 2 | LOUVER,CONDUIT BOX, HCI6 | 14583
14538_drw.pdf | 7 | 1 | ASSY,LOUVER, - | 14584
14538_drw.pdf | 8 | 1 | SHEET,PCC2100 | 13712
14538_drw.pdf | 9 | 1 | SHEET,FLR,CONDUIT BOX, HCI6 | 14509
14538_drw.pdf | 10 | 1 | PANEL,TOP,CONDUIT BOX, HCI6 | 14514
14538_drw.pdf | 11 | 1 | BRKT,CONDUIT BOX,RH, HCI6 | 14740
14538_drw.pdf | 12 | 1 | BRKT,CONDUIT BOX,LH, HCI6 | 14741
14538_drw.pdf | 13 | A/R | SEAL,BULB STYLE,UL RECOGNIZED | 14456
14540-01_drw.pdf | 1 | 1 | ASSEMBLY, SHAFT GUARD, TELESCOPING, SIZE 1-XL, SHORT COUPLED | 14156
14540-01_drw.pdf | 2 | 1 | FRAME, AURORA PUMP #107, CFP15E, 3172 DRIVESHAFT | 14592-01
14540-01_drw.pdf | 3 | 1 | ASSEMBLY, FIRE PUMP, CFP15E-F50/60/70 | 26115
14540-01_drw.pdf | 4 | 1
14540-02_drw.pdf | 1 | 1 | ASSEMBLY, SHAFT GUARD, TELESCOPING, SIZE 1-XL, SHORT COUPLED | 14156
14540-02_drw.pdf | 2 | 1 | FRAME, AURORA PUMP #128, CFP15E, 3172 DRIVESHAFT | 14592-02
14540-02_drw.pdf | 3 | 1 | ASSEMBLY, FIRE PUMP, CFP15E-F50/60/70 | 26115
14540-02_drw.pdf | 4 | 1
14540-03_drw.pdf | 1 | 1 | ASSEMBLY, SHAFT GUARD, TELESCOPING, SIZE 1-XL, SHORT COUPLED | 14156
14540-03_drw.pdf | 2 | 1 | FRAME, AURORA PUMP #121, CFP15E, 3172 DRIVESHAFT | 14592-03
14540-03_drw.pdf | 3 | 1 | ASSEMBLY, FIRE PUMP, CFP15E-F50/60/70 | 26115
14540-03_drw.pdf | 4 | 1
14540-04_drw.pdf | 1 | 1 | ASSEMBLY, SHAFT GUARD, TELESCOPING, SIZE 1-XL, SHORT COUPLED | 14156
14540-04_drw.pdf | 2 | 1 | FRAME, AURORA PUMP #108, CFP15E, 3172 DRIVESHAFT | 14592-04
14540-04_drw.pdf | 3 | 1 | ASSEMBLY, FIRE PUMP, CFP15E-F50/60/70 | 26115
14540-04_drw.pdf | 4 | 1
14540-05_drw.pdf | 1 | 1 | ASSEMBLY, SHAFT GUARD, TELESCOPING, SIZE 1-XL, SHORT COUPLED | 14156
14540-05_drw.pdf | 2 | 1 | FRAME, AURORA PUMP #125, CFP15E, 3172 DRIVESHAFT | 14592-05
14540-05_drw.pdf | 3 | 1 | ASSEMBLY, FIRE PUMP, CFP15E-F50/60/70 | 26115
14540-05_drw.pdf | 4 | 1
14540-06_drw.pdf | 1 | 1 | ASSEMBLY, SHAFT GUARD, TELESCOPING, SIZE 1-XL, SHORT COUPLED | 14156
14540-06_drw.pdf | 2 | 1 | FRAME, AURORA PUMP #122, CFP15E, 3172 DRIVESHAFT | 14592-06
14540-06_drw.pdf | 3 | 1 | ASSEMBLY, FIRE PUMP, CFP15E-F50/60/70 | 26115
14540-06_drw.pdf | 4 | 1
14540-07_drw.pdf | 1 | 1 | ASSEMBLY, SHAFT GUARD, TELESCOPING, SIZE 1-XL, SHORT COUPLED | 14156
14540-07_drw.pdf | 2 | 1 | FRAME, AURORA PUMP #129, CFP15E, 3172 DRIVESHAFT | 14592-07
14540-07_drw.pdf | 3 | 1 | ASSEMBLY, FIRE PUMP, CFP15E-F50/60/70 | 26115
14540-07_drw.pdf | 4 | 1
14540-08_drw.pdf | 1 | 1 | ASSEMBLY, SHAFT GUARD, TELESCOPING, SIZE 1-XL, SHORT COUPLED | 14156
14540-08_drw.pdf | 2 | 1 | FRAME, AURORA PUMP #105, CFP15E, 3172 DRIVESHAFT | 14592-08
14540-08_drw.pdf | 3 | 1 | ASSEMBLY, FIRE PUMP, CFP15E-F50/60/70 | 26115
14540-08_drw.pdf | 4 | 1
14540-09_drw.pdf | 1 | 1 | ASSEMBLY, SHAFT GUARD, TELESCOPING, SIZE 1-XL, SHORT COUPLED | 14156
14540-09_drw.pdf | 2 | 1 | FRAME, AURORA PUMP #312, CFP15E, 3172 DRIVESHAFT | 14592-09
14540-09_drw.pdf | 3 | 1 | ASSEMBLY, FIRE PUMP, CFP15E-F50/60/70 | 26115
14540-09_drw.pdf | 4 | 1
14540-10_drw.pdf | 1 | 1 | ASSEMBLY, SHAFT GUARD, TELESCOPING, SIZE 1-XL, SHORT COUPLED | 14156
14540-10_drw.pdf | 2 | 1 | FRAME, AURORA PUMP #320, CFP15E, 3172 DRIVESHAFT | 14592-10
14540-10_drw.pdf | 3 | 1 | ASSEMBLY, FIRE PUMP, CFP15E-F50/60/70 | 26115
14540-10_drw.pdf | 4 | 1
14540-11_drw.pdf | 1 | 1 | ASSEMBLY, SHAFT GUARD, TELESCOPING, SIZE 1-XL, SHORT COUPLED | 14156
14540-11_drw.pdf | 2 | 1 | FRAME, AURORA PUMP #316, CFP15E, 3172 DRIVESHAFT | 14592-11
14540-11_drw.pdf | 3 | 1 | ASSEMBLY, FIRE PUMP, CFP15E-F50/60/70 | 26115
14540-11_drw.pdf | 4 | 1
14540-12_drw.pdf | 1 | 1 | ASSEMBLY, SHAFT GUARD, TELESCOPING, SIZE 1-XL, SHORT COUPLED | 14156
14540-12_drw.pdf | 2 | 1 | FRAME, AURORA PUMP #321, CFP15E, 3172 DRIVESHAFT | 14592-12
14540-12_drw.pdf | 3 | 1 | ASSEMBLY, FIRE PUMP, CFP15E-F50/60/70 | 26115
14540-12_drw.pdf | 4 | 1
14540-13_drw.pdf | 1 | 1 | ASSEMBLY, SHAFT GUARD, TELESCOPING, SIZE 1-XL, SHORT COUPLED | 14156
14540-13_drw.pdf | 2 | 1 | FRAME, AURORA PUMP #331, CFP15E, 3172 DRIVESHAFT | 14592-13
14540-13_drw.pdf | 3 | 1 | ASSEMBLY, FIRE PUMP, CFP15E-F50/60/70 | 26115
14540-13_drw.pdf | 4 | 1
14540-14_drw.pdf | 1 | 1 | ASSEMBLY, SHAFT GUARD, TELESCOPING, SIZE 1-XL, SHORT COUPLED | 14156
14540-14_drw.pdf | 2 | 1 | FRAME, AURORA PUMP #332, CFP15E, 3172 DRIVESHAFT | 14592-14
14540-14_drw.pdf | 3 | 1 | ASSEMBLY, FIRE PUMP, CFP15E-F50/60/70 | 26115
14540-14_drw.pdf | 4 | 1
14541-01_drw.pdf | 1 | 1 | FRAME, HORIZONTAL, 138" LG, CFP15E | 14503
14541-01_drw.pdf | 2 | 2 | ANGLE, HRS, 8.0 X 0.50, 30.75" LENGTH | 12887
14541-01_drw.pdf | 3 | 2 | PLATE, .25 x 31.00 x 6.61, A-36 | 14541-D
14541-01_drw.pdf |  | MAKE | ITEM #3 FROM THIS PRINT
14541-01_old_drw.pdf | 1 | 1 | FRAME, HORIZONTAL, 138" LG, CFP15E | 14503
14541-01_old_drw.pdf | 2 | 2 | ANGLE, HRS, 8.0 X 0.50, 30.75" LENGTH | 12887
14541-01_old_drw.pdf | 3 | 2 | PLATE, .25 x 31.00 x 6.61, A-36 | 14541-D
14541-01_old_drw.pdf |  |  | NOTES:
14541-01_old_drw.pdf |  |  | * ALL WELDS TO BE 1/4" FILLET
14541-01_old_drw.pdf |  |  | * FULL PENETRATION
14541-01_old_drw.pdf |  |  | * PRIME AND PAINT CASE RED
14541-01_old_drw.pdf |  | 17.00
14541-02_drw.pdf | 1 | 1 | FRAME, HORIZONTAL, 138" LG, CFP15E | 14521
14541-02_drw.pdf | 2 | 2 | ANGLE, HRS, 8.0 X 0.50, 30.75" LENGTH | 12887
14541-02_drw.pdf | 3 | 2 | PLATE, .25 x 24.0 x 1.89, A-36 | 14541-H
14541-02_old_drw.pdf | 1 | 1 | FRAME, HORIZONTAL, 138" LG, CFP15E | 14521
14541-02_old_drw.pdf | 2 | 2 | ANGLE, HRS, 8.0 X 0.50, 30.75" LENGTH | 12887
14541-02_old_drw.pdf | 3 | 2 | PLATE, .25 x 24.0 x 1.89, A-36 | 14541-H
14541-02_old_drw.pdf |  |  | * FULL PENETRATION
14541-02_old_drw.pdf |  |  | * ALL HOLES DRILLED AFTER WELDING
14541-02_old_drw.pdf | 19.00 | REF
14541-03_drw.pdf | 1 | 1 | FRAME, HORIZONTAL, 138" LG, CFP15E | 14521
14541-03_drw.pdf | 2 | 2 | ANGLE, HRS, 8.0 X 0.50, 30.75" LENGTH | 12887
14541-03_drw.pdf | 3 | 2 | PLATE, .25 x 24.0 x 2.11, A-36 | 14541-M
14541-03_old_drw.pdf | 1 | 1 | FRAME, HORIZONTAL, 138" LG, CFP15E | 14521
14541-03_old_drw.pdf | 2 | 2 | ANGLE, HRS, 8.0 X 0.50, 30.75" LENGTH | 12887
14541-03_old_drw.pdf | 3 | 2 | PLATE, .25 x 24.0 x 2.11, A-36 | 14541-M
14541-03_old_drw.pdf |  |  | NOTES:
14541-03_old_drw.pdf |  |  | * ALL WELDS TO BE 1/4" FILLET
14541-03_old_drw.pdf |  |  | * ALL HOLES DRILLED AFTER WELDING
14541-03_old_drw.pdf |  |  | * PRIME AND PAINT CASE RED
14541-03_old_drw.pdf | 19.00
14541-04_drw.pdf | 1 | 1 | FRAME, HORIZONTAL, 138" LG, CFP15E | 14521
14541-04_drw.pdf | 2 | 2 | ANGLE, HRS, 8.0 X 0.50, 30.75" LENGTH | 12887
14541-04_drw.pdf | 3 | 2 | PLATE, .25 x 24.0 x 2.11, A-36 | 14541-M
14541-04_old_drw.pdf | 1 | 1 | FRAME, HORIZONTAL, 138" LG, CFP15E | 14521
14541-04_old_drw.pdf | 2 | 2 | ANGLE, HRS, 8.0 X 0.50, 30.75" LENGTH | 12887
14541-04_old_drw.pdf | 3 | 2 | PLATE, .25 x 24.0 x 2.11, A-36 | 14541-M
14541-04_old_drw.pdf |  |  | NOTES:
14541-04_old_drw.pdf |  |  | * ALL WELDS TO BE 1/4" FILLET
14541-04_old_drw.pdf |  |  | * PRIME AND PAINT CASE RED
14541-05_drw.pdf | 1 | 1 | FRAME, HORIZONTAL, 138" LG, CFP15E | 14521
14541-05_drw.pdf | 2 | 2 | ANGLE, HRS, 8.0 X 0.50, 30.75" LENGTH | 12887
14541-05_drw.pdf | 3 | 2 | PLATE, .25 x 24.0 x 2.11, A-36 | 14541-M
14541-06_drw.pdf | 1 | 1 | FRAME, HORIZONTAL, 138" LG, CFP15E | 14521
14541-06_drw.pdf | 2 | 2 | ANGLE, HRS, 8.0 X 0.50, 30.75" LENGTH | 12887
14541-06_drw.pdf | 3 | 2 | PLATE, .25 x 24.0 x 3.11, A-36 | 14541-A
14541-06_old_drw.pdf | 1 | 1 | FRAME, HORIZONTAL, 138" LG, CFP15E | 14521
14541-06_old_drw.pdf | 2 | 2 | ANGLE, HRS, 8.0 X 0.50, 30.75" LENGTH | 12887
14541-06_old_drw.pdf | 3 | 2 | PLATE, .25 x 24.0 x 3.11, A-36 | 14541-A
14541-06_old_drw.pdf |  |  | * FULL PENETRATION
14541-06_old_drw.pdf |  |  | * ALL HOLES DRILLED AFTER WELDING
14541-06_old_drw.pdf |  | 19.68 | REF
14541-07_drw.pdf | 1 | 1 | FRAME, HORIZONTAL, 138" LG, CFP15E | 14503
14541-07_drw.pdf | 2 | 2 | ANGLE, HRS, 8.0 X 0.50, 30.75" LENGTH | 14387
14541-07_drw.pdf | 3 | 2 | PLATE, .25 x 30.00 x 8.61, A-36 | 14541-C
14541-07_drw.pdf |  | MAKE | ITEM #3 FROM THIS PRINT
14541-07_old_drw.pdf | 1 | 1 | FRAME, HORIZONTAL, 138" LG, CFP15E | 14503
14541-07_old_drw.pdf | 2 | 2 | ANGLE, HRS, 8.0 X 0.50, 30.75" LENGTH | 14387
14541-07_old_drw.pdf | 3 | 2 | PLATE, .25 x 30.00 x 8.61, A-36 | 14541-C
14541-07_old_drw.pdf |  |  | * FULL PENETRATION
14541-07_old_drw.pdf |  |  | *ALL HOLES DRILLED AFTER WELDING
14541-07_old_drw.pdf | 19.24 | REF
14541-08_drw.pdf | 1 | 1 | FRAME, HORIZONTAL, 138" LG, CFP15E | 14503
14541-08_drw.pdf | 2 | 2 | ANGLE, HRS, 8.0 X 0.50, 30.75" LENGTH | 14387
14541-08_drw.pdf | 3 | 2 | PLATE, .25 x 30.0 x 10.36, A-36 | 14541-G
14541-08_drw.pdf |  | MAKE | ITEM #3 FROM THIS PRINT
14541-08_old_drw.pdf | 1 | 1 | FRAME, HORIZONTAL, 138" LG, CFP15E | 14503
14541-08_old_drw.pdf | 2 | 2 | ANGLE, HRS, 8.0 X 0.50, 30.75" LENGTH | 14387
14541-08_old_drw.pdf | 3 | 2 | PLATE, .25 x 30.0 x 10.36, A-36 | 14541-G
14541-08_old_drw.pdf |  |  | NOTES:
14541-08_old_drw.pdf |  |  | * ALL WELDS TO BE 1/4" FILLET
14541-08_old_drw.pdf |  |  | * ALL HOLES TO BE DRILLED AFTER | WELDING
14541-08_old_drw.pdf |  |  | * PRIME AND PAINT CASE RED
14541-08_old_drw.pdf |  |  | REF
14541-09_drw.pdf | 1 | 1 | FRAME, HORIZONTAL, 138" LG, CFP15E | 14503
14541-09_drw.pdf | 2 | 2 | ANGLE, HRS, 8.0 X 0.50, 30.75" LENGTH | 14387
14541-09_drw.pdf | 3 | 2 | PLATE, .25 x 30.0 x 8.86, A-36 | 14541-L
14541-09_drw.pdf |  | MAKE | ITEM #3 FROM THIS PRINT
14541-09_old_drw.pdf | 1 | 1 | FRAME, HORIZONTAL, 138" LG, CFP15E | 14503
14541-09_old_drw.pdf | 2 | 2 | ANGLE, HRS, 8.0 X 0.50, 30.75" LENGTH | 14387
14541-09_old_drw.pdf | 3 | 2 | PLATE, .25 x 30.0 x 8.86, A-36 | 14541-L
14541-09_old_drw.pdf |  |  | * ALL WELDS TO BE 1/4"
14541-09_old_drw.pdf |  |  | * FULL PENETRATION
14541-09_old_drw.pdf |  |  | * ALL HOLES DRILLED AFTER
14541-09_old_drw.pdf |  |  | 26.00 REF
14541-10_drw.pdf | 1 | 1 | FRAME, HORIZONTAL, 138" LG, CFP15E | 14503
14541-10_drw.pdf | 2 | 2 | ANGLE, HRS, 8.0 X 0.50, 30.75" LENGTH | 12887
14541-10_drw.pdf | 3 | 2 | PLATE, .25 x 22.0 x 6.36, A-36 | 14541-N
14541-11_drw.pdf | 1 | 1 | FRAME, HORIZONTAL, 138" LG, CFP15E | 14503
14541-11_drw.pdf | 2 | 2 | ANGLE, HRS, 8.0 X 0.50, 30.75" LENGTH | 12887
14541-11_drw.pdf | 3 | 2 | PLATE, .25 x 24.0 x 6.36, A-36 | 14541-O
14541-12_drw.pdf | 1 | 1 | FRAME, HORIZONTAL, 138" LG, CFP15E | 14503
14541-12_drw.pdf | 2 | 2 | ANGLE, HRS, 8.0 X 0.50, 30.75" LENGTH | 12887
14541-12_drw.pdf | 3 | 2 | PLATE, .25 x 24.0 x 3.61, A-36 | 14541-P
14541-13_drw.pdf | 1 | 1 | FRAME, HORIZONTAL, 138" LG, CFP15E | 14503
14541-13_drw.pdf | 2 | 2 | ANGLE, HRS, 8.0 X 0.50, 30.75" LENGTH | 12887
14541-13_drw.pdf | 3 | 2 | PLATE, .25 x 25.0 x 3.36, A-36 | 14541-Q
14541-14_drw.pdf | 1 | 1 | FRAME, HORIZONTAL, 138" LG, CFP15E | 14521
14541-14_drw.pdf | 2 | 2 | ANGLE, HRS, 8.0 X 0.50, 30.75" LENGTH | 12887
14541-14_drw.pdf | 3 | 2 | PLATE, .25 x 24.0 x 3.11, A-36 | 14541-R
14543_drw.pdf | 1 | 2 | PLATE,TERM BOX MTG, GTA38 HC5 | 14507
14543_drw.pdf | 2 | 1 | ANGLE,TERM BOX MTG, GTA38 HC5 | 14544
14545_drw.pdf | ITEM
14545_drw.pdf | 1 | 1 | FRAME,QSB6.7, 33.34" x 58.00", MARINE TRAVEL LIFT | ISL50/1710463
14545_drw.pdf | 2 | 2 | SUPPORT,REAR,ENGINE,QSB6.7, MARINE TRAVELIFT
14545_drw.pdf | 3 | 1 | TUBE,CAC,3"DIA,INTAKE, MARINE TRAVELIFT ISL40/50/70 | 11509
14545_drw.pdf | 4 | 1 | TUBE,CAC,3"DIA,TURBO, MARINE TRAVELIFT ISL40/50/70 | 11510
14545_drw.pdf |  |  | TUBE,RADIATOR,1-3/4"DIA, MARINE TRAVELIFT | 11511
14545_drw.pdf |  |  | PUMP, D-13T/D-13T (D13349) | 14573
14545_drw.pdf |  |  | 215HP | 1304865
14545_drw.pdf | 11 | 1
14545_drw.pdf | 12 | 1 | HEAT-EXCHANGER,OIL-COOLER,
14545_drw.pdf | 13 | 1 | FAN,SUCKER,25.00IN DIA, ACS 440100-25
14545_drw.pdf | 14 | 1 | BRKT, MTG, OIL COOLER, MARINE TRAVELIFT,
14545_drw.pdf | 15 | 2 | BRACE,RADIATOR,SUPPORT, MARINE TRAVELIFT ISL40/50/70 | 11516
14545_drw.pdf |  |  |  | 90-300-MK2
14546_drw.pdf | 1 | 2 | OSP,COMPONENT, ISOLATOR, REWORK, REAM DIAMETER | 14571
14546_drw.pdf | 2 | 1 | REBOUND WASHER | 14572
14547_drw.pdf | 1 | 1 | FRAME,QSB6.7, 33.34" x 58.00", MARINE TRAVEL LIFT ISL50/70 | 11463
14547_drw.pdf | 2 | 2 | SUPPORT,REAR,ENGINE,QSB6.7, MARINE TRAVELIFT ISL40/50/70 | 11464
14547_drw.pdf | 3 | 1 | TUBE,CAC,3"DIA,INTAKE, MARINE TRAVELIFT ISL40/50/70 | 11509
14547_drw.pdf | 4 | 1 | TUBE,CAC,3"DIA,TURBO, MARINE TRAVELIFT ISL40/50/70 | 11510
14547_drw.pdf | 5 | 1 | TUBE,RADIATOR,1-3/4"DIA, MARINE TRAVELIFT ISL40/50/70 | 11511
14547_drw.pdf | 6 | 1 | ASSEMBLY, FREON COMPRESSOR | 14641
14547_drw.pdf | 7 | 1 | ENGINE,PACKAGE,QSB6.7, MARINE TRAVELIFT ISL70 260HP | 1305027
14547_drw.pdf | 8 | 1 | RADIATOR,MULTI-FIT,W/CAC, MARINE TRAVELIFT ISL40/50/70 | 11429
14547_drw.pdf | 9 | 1 | BRKT,FUEL,PRE-FILTER,FS9841, MARINE TRAVELIFT | 11471
14547_drw.pdf | 10 | 1 | HEAT-EXCHANGER,OIL-COOLER, MARINE TRAVELIFT ISL40/50/70 | 11484
14547_drw.pdf | 16 | 1 | BELT, FREON COMPRESSOR | 17425
14547_drw.pdf | 17 | 1 | ELBOW,HOSE,2-1/4", TRIM TO LENGTH | 21418-001
14548_drw.pdf | 1 | 2 | PLATE, TERMINATION BOX MOUNTING | 13690
14548_drw.pdf | 2 | 1 | ANGLE,TERM BOX MTG, GTA38/50 HC6 | 14549
14550_drw.pdf | 1 | 2 | PLATE, TERMINATION BOX MOUNTING | 13690
14550_drw.pdf | 2 | 1 | ANGLE,TERM BOX MTG, GTA38/50 HC6 | 14551
14556_drw.pdf | 1 | 1 | BRACKET, PELICAN, RH ENGINE MNT, _ | 14557
14556_drw.pdf | 2 | 1 | BRACKET, PELICAN, RH GUSSET, _ | 14558
14556_drw.pdf | 3 | 1 | BRACKET, PELICAN, GUSSET, _ | 14561
14559_drw.pdf | 1 | 1 | BRACKET, PELICAN, LH ENGINE MNT, - | 14560
14559_drw.pdf | 2 | 2 | BRACKET, PELICAN, GUSSET, _ | 14561
14559_drw.pdf |  |  | 2
14563_drw.pdf | 1 | 2 | BRACKET, PELICAN, GUSSET, _ | 14561
14563_drw.pdf | 2 | 1 | BRACKET, PELICAN, RH ENGINE MNT | 14564
14574_drw.pdf | 1 | 1 | TOP, HX AND SURGE TANK BRACKET | 14575
14574_drw.pdf | 2 | 4 | LEG, HX AND SURGE TANK BRACKET | 14577
14574_drw.pdf | 3 | 2 | ANGLE, HX AND SURGE TANK | 14578
14574_drw.pdf | 4 | 1 | ANGLE, HX AND SURGE TANK | 14579
14574_drw.pdf | 5 | 2 | ANGLE, HX AND SURGE TANK | 14580
14574_drw.pdf | 6 | 2 | MOUNT, HX AND SURGE TANK | 14581
14574_drw.pdf |  | 1
14580_drw.pdf | ITEM
14582_drw.pdf | ITEM | QTY
14582_drw.pdf | 1 | 1 | GROMMET, 1.5 x 2.75 OVAL | 508-1057
14582_drw.pdf |  |  |  | 8824
14582_drw.pdf | 4 | 1 | BATTERY ISOLATOR, FIRE PUMP | 8838
14582_drw.pdf | 5 | 1 | BRACKET, MOUNTING, OPERATORS STATION, CFP15E FIREPUMP | 10827
14582_drw.pdf | 6 | 2 | SPACER, OPERATORS STATION, CFP15E FIREPUMP | 10843
14582_drw.pdf | 7
14582_drw.pdf | 9 | 2 | GROMMETT, BUNA-N RUBBER, 1-1/2 HOLE, PN: 9307K74 | 14188
14582_drw.pdf | 10 | 6 | ISOLATOR, PLATE MOUNT, 5/16-18 x 1LG x 1 DIA, NEOPRENE | 16201
14582_drw.pdf | 11 | 1 | BRACKET, ADAPTER, OPERATORS PANNEL | 17398
14582_drw.pdf | 12 | 1 | ENCLOSURE, ELECTRICAL, SPP CUSTOM | 17399
14583_drw.pdf | 1 | 5 | LOUVER, - | 14585
14583_drw.pdf | 2 | 1 | ANGLE,TOP, - | 14586
14583_drw.pdf | 3 | 1 | ANGLE,SIDE, - | 14587
14583_drw.pdf | 4 | 1 | ANGLE,SIDE, - | 14719
14583_drw.pdf |  |  |  | 2X
14583_drw.pdf |  | 2
14584_drw.pdf | 1 | 3 | LOUVER, - | 14585
14584_drw.pdf | 2 | 1 | ANGLE,TOP, - | 14586
14584_drw.pdf | 3 | 1 | ANGLE,SIDE, - | 14588
14584_drw.pdf | 4 | 1 | ANGLE,SIDE, - | 14714
14584_drw.pdf |  |  | 2
14592-01_drw.pdf | 1 | 1 | FRAME, HORIZONTAL, 138" LG, CFP15E | 14503
14592-01_drw.pdf | 3 | 2 | PLATE, .25 x 31.00 x 6.50, A-36 | 14592-D
14592-01_drw.pdf |  |  | MAKE ITEM #3 FROM THIS PRINT
14592-01_drw.pdf | 5.50
14592-01_drw.pdf |  |  |  | 8.00
14592-01_drw.pdf |  |  | DETAIL
14592-01_drw.pdf |  |  | SCALE 0.093
14592-01_drw.pdf | is the
14592-02_drw.pdf | 1 | 1 | FRAME, HORIZONTAL, 138" LG, CFP15E | 14521
14592-02_drw.pdf | 3 | 2 | PLATE, .25 x 24.0 x 1.00, A-36 | 14592-H
14592-02_drw.pdf |  |  | MAKE ITEM #3 FROM THIS PRINT
14592-02_drw.pdf |  |  | 24.00
14592-02_drw.pdf |  |  | DETAIL
14592-02_drw.pdf |  |  | SCALE 0.093
14592-02_drw.pdf | is the
14592-03_drw.pdf | 1 | 1 | FRAME, HORIZONTAL, 138" LG, CFP15E | 14521
14592-03_drw.pdf | 3 | 2 | PLATE, .25 x 24.0 x 2.00, A-36 | 14592-M
14592-03_drw.pdf |  |  | MAKE ITEM #3 FROM THIS PRINT
14592-03_drw.pdf |  |  | 24.00
14592-03_drw.pdf |  |  |  | 8.00
14592-03_drw.pdf |  |  | DETAIL
14592-03_drw.pdf |  |  | SCALE 0.093
14592-03_drw.pdf | is the
14592-04_drw.pdf | 1 | 1 | FRAME, HORIZONTAL, 138" LG, CFP15E | 14521
14592-04_drw.pdf | 3 | 2 | PLATE, .25 x 24.0 x 2.00, A-36 | 14592-M
14592-04_drw.pdf |  |  | MAKE ITEM #3 FROM THIS PRINT
14592-04_drw.pdf |  |  | 24.00
14592-04_drw.pdf |  |  |  | 8.00
14592-04_drw.pdf |  |  | DETAIL
14592-04_drw.pdf |  |  | SCALE 0.093
14592-04_drw.pdf | is the
14592-05_drw.pdf | 1 | 1 | FRAME, HORIZONTAL, 138" LG, CFP15E | 14521
14592-05_drw.pdf | 3 | 2 | PLATE, .25 x 24.0 x 2.00, A-36 | 14592-M
14592-05_drw.pdf |  |  | MAKE ITEM #3 FROM THIS PRINT
14592-05_drw.pdf |  |  | 24.00
14592-05_drw.pdf |  |  |  | 8.00
14592-05_drw.pdf |  |  | DETAIL
14592-05_drw.pdf |  |  | SCALE 0.093
14592-05_drw.pdf | is the
14592-06_drw.pdf | 1 | 1 | FRAME, HORIZONTAL, 138" LG, CFP15E | 14521
14592-06_drw.pdf | 3 | 2 | PLATE, .25 x 24.0 x 3.00, A-36 | 14592-A
14592-06_drw.pdf |  |  | MAKE ITEM #3 FROM THIS PRINT
14592-06_drw.pdf |  |  | 24.00
14592-06_drw.pdf |  |  | 1.00
14592-06_drw.pdf |  |  |  | 8.00
14592-06_drw.pdf |  |  | 30.0 $
14592-06_drw.pdf | is the
14592-07_drw.pdf | 1 | 1 | FRAME, HORIZONTAL, 138" LG, CFP15E | 14503
14592-07_drw.pdf | 3 | 2 | PLATE, .25 x 30.00 x 8.50, A-36 | 14592-C
14592-07_drw.pdf |  |  | MAKE ITEM #3 FROM THIS PRINT
14592-07_drw.pdf | 7.50
14592-07_drw.pdf |  |  |  | 12.00
14592-07_drw.pdf |  |  | DETAIL
14592-07_drw.pdf |  |  | SCALE 0.093
14592-07_drw.pdf | is the
14592-08_drw.pdf | 1 | 1 | FRAME, HORIZONTAL, 138" LG, CFP15E | 14503
14592-08_drw.pdf | 3 | 2 | PLATE, .25 x 30.0 x 10.25, A-36 | 14592-G
14592-08_drw.pdf |  |  | MAKE ITEM #3 FROM THIS PRINT
14592-08_drw.pdf |  |  |  | 12.00
14592-08_drw.pdf |  |  | 10.00
14592-08_drw.pdf | is the
14592-09_drw.pdf | 1 | 1 | FRAME, HORIZONTAL, 138" LG, CFP15E | 14503
14592-09_drw.pdf | 3 | 2 | PLATE, .25 x 30.0 x 8.75, A-36 | 14592-L
14592-09_drw.pdf |  |  | MAKE ITEM #3 FROM THIS PRINT
14592-09_drw.pdf |  |  | 30.00
14592-09_drw.pdf |  | 4.00 | 22.00
14592-09_drw.pdf | is the
14592-10_drw.pdf | 1 | 1 | FRAME, HORIZONTAL, 138" LG, CFP15E | 14503
14592-10_drw.pdf | 3 | 2 | PLATE, .25 x 22.0 x 6.25, A-36 | 14592-N
14592-10_drw.pdf |  |  | MAKE ITEM #3 FROM THIS PRINT
14592-10_drw.pdf |  |  | 22.00
14592-10_drw.pdf |  |  | DETAIL
14592-10_drw.pdf |  |  | SCALE 0.093
14592-10_drw.pdf | is the
14592-11_drw.pdf | 1 | 1 | FRAME, HORIZONTAL, 138" LG, CFP15E | 14503
14592-11_drw.pdf | 3 | 2 | PLATE, .25 x 24.0 x 6.25, A-36 | 14592-O
14592-11_drw.pdf |  |  | MAKE ITEM #3 FROM THIS PRINT
14592-11_drw.pdf |  |  | 24.00
14592-11_drw.pdf |  |  | DETAIL
14592-11_drw.pdf |  |  | SCALE 0.093
14592-11_drw.pdf | is the
14592-12_drw.pdf | 1 | 1 | FRAME, HORIZONTAL, 138" LG, CFP15E | 14503
14592-12_drw.pdf | 3 | 2 | PLATE, .25 x 24.0 x 3.50, A-36 | 14592-P
14592-12_drw.pdf |  |  | MAKE ITEM #3 FROM THIS PRINT
14592-12_drw.pdf |  |  | 24.00
14592-12_drw.pdf |  |  | DETAIL
14592-12_drw.pdf |  |  | SCALE 0.093
14592-12_drw.pdf | is the
14592-13_drw.pdf | 1 | 1 | FRAME, HORIZONTAL, 138" LG, CFP15E | 14503
14592-13_drw.pdf | 3 | 2 | PLATE, .25 x 25.0 x 3.25, A-36 | 14592-Q
14592-13_drw.pdf |  |  | MAKE ITEM #3 FROM THIS PRINT
14592-13_drw.pdf |  |  | 25.00
14592-13_drw.pdf |  |  |  | 8.00
14592-13_drw.pdf |  |  | DETAIL
14592-13_drw.pdf |  |  | SCALE 0.093
14592-13_drw.pdf | is the
14592-14_drw.pdf | 1 | 1 | FRAME, HORIZONTAL, 138" LG, CFP15E | 14521
14592-14_drw.pdf | 3 | 2 | PLATE, .25 x 24.0 x 3.00, A-36 | 14592-R
14592-14_drw.pdf |  |  | MAKE ITEM #3 FROM THIS PRINT
14592-14_drw.pdf |  |  | 24.00
14592-14_drw.pdf |  |  |  | 8.00
14592-14_drw.pdf |  |  | DETAIL
14592-14_drw.pdf |  |  | SCALE 0.093
14592-15_drw.pdf | 1 | 1 | FRAME, HORIZONTAL, 138" LG, CFP15E | 14503
14592-15_drw.pdf | 3 | 2 | PLATE, .25 x 30.0 x 8.75, A-36 | 14592-L
14592-15_drw.pdf |  |  | MAKE ITEM #3 FROM THIS PRINT
14592-15_drw.pdf | 7.75 |  |  | 9.13
14592-15_drw.pdf |  |  |  | 12.00
14592-15_drw.pdf |  |  | DETAIL
14592-15_drw.pdf |  |  | SCALE 0.093
14592-15_drw.pdf | is the
14599_drw.pdf | 1 | 4 | TUBE, LEG | 14599-01
14599_drw.pdf | 2 | 5 | TUBE, SIDE | 14599-02
14599_drw.pdf | 3 | 2 | TUBE, END | 14599-03
14599_drw.pdf | 4 | 4 | BRACKET, END | 14599-04
14599_drw.pdf | 5 | 3 | CAP, LEG | 14599-05
14599_drw.pdf | 6 | 8 | GUSSET | 14599-06
14599_drw.pdf | 7 | 1 | TUBE, MUFFLER MOUNT | 14599-07
14600_drw.pdf | 1 | 1 | BRKT,AIR CLEANER MTG, GTA19 | 14601
14600_drw.pdf | 2 | 1 | GUSSET,AIR CLEANER MTG, GTA19 | 14602
14600_drw.pdf | 3 | 1 | GUSSET,AIR CLEANER MTG, GTA19 | 17998
14605_drw.pdf | 1 | 1 | MOUNT,AIR CLEANER, GTA19 | 14600
14605_drw.pdf | 2
14605_drw.pdf | 3 | 1 | CLAMP, T-BOLT, 5.78-6.09 | 13164-0600
14605_drw.pdf | 4 | 1 | CLAMP, T-BOLT, 7.28-7.59 | 13164-0750
14605_drw.pdf | 5 | 1 | INDICATOR,FILTER RESTRICTION,15" H20, _ | 14455
14605_drw.pdf | 6 | 4 | SPACER, 0.38 ID x 0.75 OD x 1.00 LG | 14593
14605_drw.pdf | 7 | 1 | BRKT,FUEL SYSTEM SUPPORT, GTA19 | 14603
14605_drw.pdf | 8 | 1 | BRKT,FUEL SYSTEM SUPPORT, GTA19 | 14604
14605_drw.pdf | 9 | 2 | MOUNTING BAND, AIR FILTER, _ | 3936445S
14605_drw.pdf | 10
14606-01_drw.pdf | 1 | 1 | ASSEMBLY, SHAFT GUARD, TELESCOPING, SIZE 1-XL, SHORT COUPLED | SHAFT14161_02250
14606-01_drw.pdf | 2 | 1 | FRAME, AURORA PUMP #107, CFP15E, 3172 DRIVESHAFT | 14592-01
14606-01_drw.pdf | 3 | 1 | ASSEMBLY, POWER MODULE, CFP15E-F10/20/30/40 | 15552
14606-01_drw.pdf | 4 | 1
14606-02_drw.pdf | 1 | 1 | ASSEMBLY, SHAFT GUARD, TELESCOPING, SIZE 1-XL, SHORT COUPLED | SHAFT14161_02250
14606-02_drw.pdf | 2 | 1 | FRAME, AURORA PUMP #128, CFP15E, 3172 DRIVESHAFT | 14592-02
14606-02_drw.pdf | 3 | 1 | ASSEMBLY, POWER MODULE, CFP15E-F10/20/30/40 | 15552
14606-02_drw.pdf | 4 | 1
14606-03_drw.pdf | 1 | 1 | ASSEMBLY, SHAFT GUARD, TELESCOPING, SIZE 1-XL, SHORT COUPLED | SHAFT14161_02250
14606-03_drw.pdf | 2 | 1 | FRAME, AURORA PUMP #121, CFP15E, 3172 DRIVESHAFT | 14592-03
14606-03_drw.pdf | 3 | 1 | ASSEMBLY, POWER MODULE, CFP15E-F10/20/30/40 | 15552
14606-03_drw.pdf | 4 | 1
14606-04_drw.pdf | 1 | 1 | ASSEMBLY, SHAFT GUARD, TELESCOPING, SIZE 1-XL, SHORT COUPLED | SHAFT14161_02250
14606-04_drw.pdf | 2 | 1 | FRAME, AURORA PUMP #108, CFP15E, 3172 DRIVESHAFT | 14592-04
14606-04_drw.pdf | 3 | 1 | ASSEMBLY, POWER MODULE, CFP15E-F10/20/30/40 | 15552
14606-04_drw.pdf | 4 | 1
14606-05_drw.pdf | 1 | 1 | ASSEMBLY, SHAFT GUARD, TELESCOPING, SIZE 1-XL, SHORT COUPLED | SHAFT14161_02250
14606-05_drw.pdf | 2 | 1 | FRAME, AURORA PUMP #125, CFP15E, 3172 DRIVESHAFT | 14592-05
14606-05_drw.pdf | 3 | 1 | ASSEMBLY, POWER MODULE, CFP15E-F10/20/30/40 | 15552
14606-05_drw.pdf | 4 | 1
14606-06_drw.pdf | 1 | 1 | ASSEMBLY, SHAFT GUARD, TELESCOPING, SIZE 1-XL, SHORT COUPLED | SHAFT14161_02250
14606-06_drw.pdf | 2 | 1 | FRAME, AURORA PUMP #122, CFP15E, 3172 DRIVESHAFT | 14592-06
14606-06_drw.pdf | 3 | 1 | ASSEMBLY, POWER MODULE, CFP15E-F10/20/30/40 | 15552
14606-06_drw.pdf | 4 | 1
14606-07_drw.pdf | 1 | 1 | ASSEMBLY, SHAFT GUARD, TELESCOPING, SIZE 1-XL, SHORT COUPLED | SHAFT14161_02250
14606-07_drw.pdf | 2 | 1 | FRAME, AURORA PUMP #129, CFP15E, 3172 DRIVESHAFT | 14592-07
14606-07_drw.pdf | 3 | 1 | ASSEMBLY, POWER MODULE, CFP15E-F10/20/30/40 | 15552
14606-07_drw.pdf | 4 | 1
14606-08_drw.pdf | 1 | 1 | ASSEMBLY, SHAFT GUARD, TELESCOPING, SIZE 1-XL, SHORT COUPLED | SHAFT14161_02250
14606-08_drw.pdf | 2 | 1 | FRAME, AURORA PUMP #105, CFP15E, 3172 DRIVESHAFT | 14592-08
14606-08_drw.pdf | 3 | 1 | ASSEMBLY, POWER MODULE, CFP15E-F10/20/30/40 | 15552
14606-08_drw.pdf | 4 | 1
14606-09_drw.pdf | 1 | 1 | ASSEMBLY, SHAFT GUARD, TELESCOPING, SIZE 1-XL, SHORT COUPLED | SHAFT14161_02250
14606-09_drw.pdf | 2 | 1 | FRAME, AURORA PUMP #312, CFP15E, 3172 DRIVESHAFT | 14592-09
14606-09_drw.pdf | 3 | 1 | ASSEMBLY, POWER MODULE, CFP15E-F10/20/30/40 | 15552
14606-09_drw.pdf | 4 | 1
14606-09_drw.pdf |  | --AA--
14606-10_drw.pdf | 1 | 1 | ASSEMBLY, SHAFT GUARD, TELESCOPING, SIZE 1-XL, SHORT COUPLED | SHAFT14161_02250
14606-10_drw.pdf | 2 | 1 | FRAME, AURORA PUMP #320, CFP15E, 3172 DRIVESHAFT | 14592-10
14606-10_drw.pdf | 3 | 1 | ASSEMBLY, POWER MODULE, CFP15E-F10/20/30/40 | 15552
14606-10_drw.pdf | 4 | 1
14606-11_drw.pdf | 1 | 1 | ASSEMBLY, SHAFT GUARD, TELESCOPING, SIZE 1-XL, SHORT COUPLED | SHAFT14161_02250
14606-11_drw.pdf | 2 | 1 | FRAME, AURORA PUMP #316, CFP15E, 3172 DRIVESHAFT | 14592-11
14606-11_drw.pdf | 3 | 1 | ASSEMBLY, POWER MODULE, CFP15E-F10/20/30/40 | 15552
14606-11_drw.pdf | 4 | 1
14606-12_drw.pdf | 1 | 1 | ASSEMBLY, SHAFT GUARD, TELESCOPING, SIZE 1-XL, SHORT COUPLED | SHAFT14161_02250
14606-12_drw.pdf | 2 | 1 | FRAME, AURORA PUMP #321, CFP15E, 3172 DRIVESHAFT | 14592-12
14606-12_drw.pdf | 3 | 1 | ASSEMBLY, POWER MODULE, CFP15E-F10/20/30/40 | 15552
14606-12_drw.pdf | 4 | 1
14606-13_drw.pdf | 1 | 1 | ASSEMBLY, SHAFT GUARD, TELESCOPING, SIZE 1-XL, SHORT COUPLED | SHAFT14161_02250
14606-13_drw.pdf | 2 | 1 | FRAME, AURORA PUMP #331, CFP15E, 3172 DRIVESHAFT | 14592-13
14606-13_drw.pdf | 3 | 1 | ASSEMBLY, POWER MODULE, CFP15E-F10/20/30/40 | 15552
14606-13_drw.pdf | 4 | 1
14606-14_drw.pdf | 1 | 1 | ASSEMBLY, SHAFT GUARD, TELESCOPING, SIZE 1-XL, SHORT COUPLED | SHAFT14161_02250
14606-14_drw.pdf | 2 | 1 | FRAME, AURORA PUMP #332, CFP15E, 3172 DRIVESHAFT | 14592-14
14606-14_drw.pdf | 3 | 1 | ASSEMBLY, POWER MODULE, CFP15E-F10/20/30/40 | 15552
14606-14_drw.pdf | 4 | 1
14611_drw.pdf | 1 | 1 | BRACKET, FRONT ISOLATOR MNT, 4WM | 14612
14611_drw.pdf | 2 | 1 | PLATE, ISOLATOR MOUNT, 4WM | 14613
14614_drw.pdf | 1 | 1 | PLATE, ISOLATOR MOUNT, 4WM | 14613
14614_drw.pdf | 2 | 1 | BRACKET, REAR ISOLATOR MNT, 4WM | 14615
14614_drw.pdf | 3 | 1 | PLATE, HORIZONTAL MOUNT, 4WM | 14853
14614_drw.pdf |  |  | 1
14616_drw.pdf | 1 | 10 | NUT, WELD HEX HEAD, 5/16"-18, - | 13253
14616_drw.pdf | 2 | 1 | BRACKET, FRONT ENGINE MOUNT, 4WM | 14617
14616_drw.pdf | 3 | 1 | BRACKET, FRONT ENGINE MNT, ISOLATOR MNT, 4WM | 14618
14616_drw.pdf | B
14624_drw.pdf | ITEM
14624_drw.pdf | 1 | 1 | PANEL,FRNT,CONDUIT BOX, UCI274 | 14345
14624_drw.pdf | 2 | 1 | MOUNT,PCC2100, - | 14788
14624_drw.pdf | 3 | 1 | LOUVER,CONDUIT BOX, UCI274/HCI4/HCI5 | 17310
14624_drw.pdf | 4 | 1 | PANEL,SIDE,CONDUIT BOX, UCI274/HCI4/HCI5 | 17315
14624_drw.pdf |  |  | PANEL,SIDE,CONDUIT BOX, UCI274/HCI4/HCI5 W/CTRL | 17528
14624_drw.pdf |  |  | UCI274/HCI4/HCI5 | A042A301
14624_drw.pdf |  |  |  | 13694
14624_drw.pdf | 11 | 2
14624_drw.pdf | 12 | 2 | BRKT,CONDUIT BOX, -
14624_drw.pdf | 13 | 1 | PLATE,COVER, -
14624_drw.pdf | 14 | 1 | COVER, LOWER FRONT, UCI274 | 18788
14625_drw.pdf | 1 | 1 | PANEL,RR,CONDUIT BOX, UCI274/HCI4/HCI5 W/CTRL | 14341
14625_drw.pdf | 2 | 1 | PANEL,FRNT,CONDUIT BOX, UCI274 | 14345
14625_drw.pdf | 3 | 2 | PANEL,SIDE,CONDUIT BOX, UCI274/HCI4/HCI5 | 14699
14625_drw.pdf | 4 | 3 | LOUVER,CONDUIT BOX, UCI274/HCI4/HCI5 | 14705
14625_drw.pdf | 5 | 1 | MOUNT,PCC2100, - | 14788
14625_drw.pdf | 6 | 1 | PANEL,FLR,CONDUIT BOX, UCI274 | 14790
14625_drw.pdf | 7 | 1 | PANEL,TOP,CONDUIT BOX, UCI274,HCI4,HCI5 | 13694
14625_drw.pdf | 8 | 1 | BRKT,CONDUIT BOX,RH, UCI274/HCI4/HCI5 | 14735
14625_drw.pdf | 9 | 1 | BRKT,CONDUIT BOX,LH, UCI274/HCI4/HCI5 | 14737
14625_drw.pdf | 10 | 1 | PANEL,COVER, UCI274/HCI4/HCI5 | 14787
14625_drw.pdf | 11 | 2 | PLATE,CABINET, UCI274 | 14792
14625_drw.pdf | 12 | A/R | PROFILE,UL RECOGNIZED SEALING | 14456
14626_drw.pdf | ITEM
14626_drw.pdf | 1 | 1 | PANEL,FRNT,CONDUIT BOX, HCI4 | 14344
14626_drw.pdf | 2 | 1 | MOUNT,PCC2100, - | 14788
14626_drw.pdf | 3 | 1 | LOUVER,CONDUIT BOX, UCI274/HCI4/HCI5 | 17310
14626_drw.pdf | 4 | 1 | PANEL,SIDE,CONDUIT BOX, UCI274/HCI4/HCI5 | 17315
14626_drw.pdf |  |  | PANEL,SIDE,CONDUIT BOX, UCI274/HCI4/HCI5 W/CTRL | 17528
14626_drw.pdf |  |  | UCI274/HCI4/HCI5 | A042A301
14626_drw.pdf |  |  |  | 13694
14626_drw.pdf | 11 | 2
14626_drw.pdf | 12 | 1 | PLATE,COVER, -
14626_drw.pdf | 13 | 1 | COVER, LOWER FRONT, HCI4 C/D/E/F
14627_drw.pdf | 1 | 1 | PANEL,RR,CONDUIT BOX, UCI274/HCI4/HCI5 W/CTRL | 14341
14627_drw.pdf | 2 | 1 | PANEL,FRNT,CONDUIT BOX, HCI4 | 14344
14627_drw.pdf | 3 | 1 | MOUNT,PCC2100, - | 14788
14627_drw.pdf | 4 | 1 | PANEL,FLR,CONDUIT BOX, HCI4 | 14789
14627_drw.pdf | 5 | 1 | LOUVER,CONDUIT BOX, UCI274/HCI4/HCI5 | 17310
14627_drw.pdf | 6 | 2 | PANEL,SIDE,CONDUIT BOX, UCI274/HCI4/HCI5 | 17315
14627_drw.pdf | 7 | 1 | PANEL,TOP,CONDUIT BOX, UCI274,HCI4,HCI5 | 13694
14627_drw.pdf | 8 | 1 | PLATE,COVER, - | 17356
14627_drw.pdf | 9 | 2 | BRKT,CONDUIT BOX, - | 17393
14627_drw.pdf | 10 | 2 | BRKT,CONDUIT BOX, - | 17394
14627_drw.pdf | 11 | A/R | PROFILE,UL RECOGNIZED SEALING | 14456
14628_drw.pdf | ITEM
14628_drw.pdf | 1 | 1 | PANEL,FRNT,CONDUIT BOX, HCI5 | 14343
14628_drw.pdf | 2 | 1 | MOUNT,PCC2100, - | 14788
14628_drw.pdf | 3 | 1 | LOUVER,CONDUIT BOX, UCI274/HCI4/HCI5 | 17310
14628_drw.pdf | 4 | 1 | PANEL,SIDE,CONDUIT BOX, UCI274/HCI4/HCI5 | 17315
14628_drw.pdf |  |  | PANEL,SIDE,CONDUIT BOX, UCI274/HCI4/HCI5 W/CTRL | 17528
14628_drw.pdf |  |  | UCI274/HCI4/HCI5 | A042A301
14628_drw.pdf |  |  |  | 13694
14628_drw.pdf | 11 | 2
14628_drw.pdf | 12 | 1 | PLATE,COVER, -
14628_drw.pdf | 13 | 1 | COVER, LOWER FRONT, HCI5 C/D/E/F
14629_drw.pdf | 1 | 1 | PANEL,RR,CONDUIT BOX, UCI274/HCI4/HCI5 W/CTRL | 14341
14629_drw.pdf | 2 | 1 | PANEL,FRNT,CONDUIT BOX, HCI5 | 14343
14629_drw.pdf | 3 | 2 | PANEL,SIDE,CONDUIT BOX, UCI274/HCI4/HCI5 | 14699
14629_drw.pdf | 4 | 3 | LOUVER,CONDUIT BOX, UCI274/HCI4/HCI5 | 14705
14629_drw.pdf | 5 | 1 | MOUNT,PCC2100, - | 14788
14629_drw.pdf | 6 | 1 | PANEL,FLR,CONDUIT BOX, HCI5 C/D/E | 14793
14629_drw.pdf | 7 | 1 | PANEL,TOP,CONDUIT BOX, UCI274,HCI4,HCI5 | 13694
14629_drw.pdf | 8 | 1 | BRKT,CONDUIT BOX,RH, UCI274/HCI4/HCI5 | 14735
14629_drw.pdf | 9 | 1 | BRKT,CONDUIT BOX,LH, UCI274/HCI4/HCI5 | 14737
14629_drw.pdf | 10 | 1 | PANEL,COVER, UCI274/HCI4/HCI5 | 14787
14629_drw.pdf | 11 | A/R | PROFILE,UL RECOGNIZED SEALING | 14456
14630_drw.pdf | 1 | 1 | BRACKET, RADIATOR MOUNT, 4WM | 14631
14630_drw.pdf | 2 | 2 | BRACKET, RADIATOR MNT, GUSSET RH, 4WM | 14633
14630_drw.pdf |  |  | 2
14637_drw.pdf | ITEM
14637_drw.pdf | 1 | 1 | FRAME,QSB6.7, 33.34" x 58.00", MARINE TRAVEL LIFT | ISL50/1710463
14637_drw.pdf | 2 | 2 | SUPPORT,REAR,ENGINE,QSB6.7, MARINE TRAVELIFT
14637_drw.pdf | 3 | 1 | TUBE,CAC,3"DIA,INTAKE, MARINE TRAVELIFT ISL40/50/70 | 11509
14637_drw.pdf | 4 | 1 | TUBE,CAC,3"DIA,TURBO, MARINE TRAVELIFT ISL40/50/70 | 11510
14637_drw.pdf |  |  | TUBE,RADIATOR,1-3/4"DIA, MARINE TRAVELIFT | 11511
14637_drw.pdf |  |  |  | 14641
14637_drw.pdf |  |  | 185HP | 1304086
14637_drw.pdf | 11 | 1
14637_drw.pdf | 12 | 1 | HEAT-EXCHANGER,OIL-COOLER,
14637_drw.pdf | 13 | 1 | FAN,SUCKER,25.00IN DIA, ACS 440100-25
14637_drw.pdf | 14 | 1 | BRACKET,MTG,OIL-COOLER, MARINE TRAVELIFT
14637_drw.pdf | 15 | 2 | BRACE,RADIATOR,SUPPORT, MARINE TRAVELIFT ISL40/50/70 | 11516
14637_drw.pdf |  |  |  | 90-300-MK2
14638_drw.pdf | ITEM
14638_drw.pdf | 1 | 1 | FRAME,QSB6.7, 33.34" x 58.00", MARINE TRAVEL LIFT | ISL50/1710463
14638_drw.pdf | 2 | 2 | SUPPORT,REAR,ENGINE,QSB6.7, MARINE TRAVELIFT
14638_drw.pdf | 3 | 1 | TUBE,CAC,3"DIA,INTAKE, MARINE TRAVELIFT ISL40/50/70 | 11509
14638_drw.pdf | 4 | 1 | TUBE,CAC,3"DIA,TURBO, MARINE TRAVELIFT ISL40/50/70 | 11510
14638_drw.pdf |  |  | TUBE,RADIATOR,1-3/4"DIA, MARINE TRAVELIFT | 11511
14638_drw.pdf |  |  |  | 14641
14638_drw.pdf |  |  |  | 14647
14638_drw.pdf | 11 | 1
14638_drw.pdf | 12 | 1 | BRKT,FUEL,PRE-FILTER,FS9841,
14638_drw.pdf | 13 | 1 | HEAT-EXCHANGER,OIL-COOLER, MARINE TRAVELIFT
14638_drw.pdf | 14 | 1 | FAN,SUCKER,25.00IN DIA, ACS 440100-25 | 11489
14638_drw.pdf | 15 | 1 | BRKT, MTG, OIL COOLER, MARINE TRAVELIFT,
14639_drw.pdf | ITEM
14639_drw.pdf | 1 | 1 | FRAME,QSB6.7, 33.34" x 58.00", MARINE TRAVEL LIFT | ISL50/1710463
14639_drw.pdf | 2 | 2 | SUPPORT,REAR,ENGINE,QSB6.7, MARINE TRAVELIFT
14639_drw.pdf | 3 | 1 | TUBE,CAC,3"DIA,INTAKE, MARINE TRAVELIFT ISL40/50/70 | 11509
14639_drw.pdf | 4 | 1 | TUBE,CAC,3"DIA,TURBO, MARINE TRAVELIFT ISL40/50/70 | 11510
14639_drw.pdf |  |  | TUBE,RADIATOR,1-3/4"DIA, MARINE TRAVELIFT | 11511
14639_drw.pdf |  |  |  | 14641
14639_drw.pdf |  |  | 215HP | 1304291
14639_drw.pdf | 11 | 1
14639_drw.pdf | 12 | 1 | HEAT-EXCHANGER,OIL-COOLER,
14639_drw.pdf | 13 | 1 | FAN,SUCKER,25.00IN DIA, ACS 440100-25
14639_drw.pdf | 14 | 1 | BRKT, MTG, OIL COOLER, MARINE TRAVELIFT,
14639_drw.pdf | 15 | 2 | BRACE,RADIATOR,SUPPORT, MARINE TRAVELIFT ISL40/50/70 | 11516
14639_drw.pdf |  |  |  | 90-300-MK2
14641_drw.pdf | 1
14641_drw.pdf | 2 | 1 | MANIFOLD FLX 7 TOP PORT, BADGER TRUCK, ADAPTER, 90 | PBOTR5T-5201
14642-01_drw.pdf | 1 | 1 | FRAME, CFP15E TO PEERLESS 10AEF20 | 14643-01
14642-01_drw.pdf | 2 | 1 | ASSEMBLY, FIRE PUMP, CFP15E-F10/20/30/40 | 26114
14642-01_drw.pdf | 3 | 1 | COMP FLANGE, 2.500 / .625x.312, 1810 / 3172 DRIVESHAFTS | 10015-02
14642-01_drw.pdf | 4 | 1
14642-02_drw.pdf | 1 | 1 | FRAME, CFP15E TO PEERLESS 10AEF16 | 14643-02
14642-02_drw.pdf | 2 | 1 | ASSEMBLY, FIRE PUMP, CFP15E-F10/20/30/40 | 26114
14642-02_drw.pdf | 3 | 1 | COMP FLANGE, 2.250 / .500x.250, 1810 / 3172 DRIVESHAFTS | 10015-10
14642-02_drw.pdf | 4 | 1
14642-03_drw.pdf | 1 | 1 | FRAME, CFP15E TO PEERLESS 08AEF20 | 14643-03
14642-03_drw.pdf | 2 | 1 | ASSEMBLY, FIRE PUMP, CFP15E-F10/20/30/40 | 26114
14642-03_drw.pdf | 3 | 1 | COMP FLANGE, 2.250 / .500x.250, 1810 / 3172 DRIVESHAFTS | 10015-10
14642-03_drw.pdf | 4 | 1
14642-03_drw.pdf |  |  | --AA--
14642-04_drw.pdf | 1 | 1 | FRAME, CFP15E TO PEERLESS 08AEF17 | 14643-04
14642-04_drw.pdf | 2 | 1 | ASSEMBLY, FIRE PUMP, CFP15E-F10/20/30/40 | 26114
14642-04_drw.pdf | 3 | 1 | COMP FLANGE, 1.875 / .500x.250, 1810 / 3172 DRIVESHAFTS | 10015-11
14642-04_drw.pdf | 4 | 1
14642-04_drw.pdf |  |  | --AA--
14642-05_drw.pdf | 1 | 1 | FRAME, CFP15E TO PEERLESS 08AEF15 | 14643-05
14642-05_drw.pdf | 2 | 1 | ASSEMBLY, FIRE PUMP, CFP15E-F10/20/30/40 | 26114
14642-05_drw.pdf | 3 | 1 | COMP FLANGE, 1.875 / .500x.250, 1810 / 3172 DRIVESHAFTS | 10015-11
14642-05_drw.pdf | 4 | 1
14642-05_drw.pdf |  |  | --AA--
14642-06_drw.pdf | 1 | 1 | FRAME, CFP15E TO PEERLESS 08HY23 | 14643-06
14642-06_drw.pdf | 2 | 1 | ASSEMBLY, FIRE PUMP, CFP15E-F10/20/30/40 | 26114
14642-06_drw.pdf | 3 | 1 | COMP FLANGE, 60mm / 18x11mm, 1810 / 3172 DRIVESHAFTS | 10015-12
14642-06_drw.pdf | 4 | 1
14642-07_drw.pdf | 1 | 1 | FRAME, CFP15E TO PEERLESS 06TH19 | 14643-07
14642-07_drw.pdf | 2 | 1 | ASSEMBLY, FIRE PUMP, CFP15E-F10/20/30/40 | 26114
14642-07_drw.pdf | 3 | 1 | COMP FLANGE, 2.125 / .500x.250, 1810 / 3172 DRIVESHAFTS | 10015-13
14642-07_drw.pdf | 4 | 1
14642-08_drw.pdf | 1 | 1 | FRAME, CFP15E TO PEERLESS 12HY20 | 14643-08
14642-08_drw.pdf | 2 | 1 | ASSEMBLY, FIRE PUMP, CFP15E-F10/20/30/40 | 26114
14642-08_drw.pdf | 3 | 1 | COMP FLANGE, 60mm / 18x11mm, 1810 / 3172 DRIVESHAFTS | 10015-12
14642-08_drw.pdf | 4 | 1
14642-09_drw.pdf | 1 | 1 | FRAME, CFP15E TO PEERLESS 12AF19 | 14643-09
14642-09_drw.pdf | 2 | 1 | ASSEMBLY, FIRE PUMP, CFP15E-F10/20/30/40 | 26114
14642-09_drw.pdf | 3 | 1 | COMP FLANGE, 3.000 / .750x.375, 1810 / 3172 DRIVESHAFTS | 10015-05
14642-09_drw.pdf | 4 | 1
14642-09_drw.pdf |  |  | --AA--
14642-10_drw.pdf | 1 | 1 | FRAME, CFP15E TO PEERLESS 06TYF13 | 14643-10
14642-10_drw.pdf | 2 | 1 | ASSEMBLY, FIRE PUMP, CFP15E-F10/20/30/40 | 26114
14642-10_drw.pdf | 3 | 1 | COMP FLANGE, 50mm / 14x9mm, 1810 / 3172 DRIVESHAFTS | 10015-20
14642-10_drw.pdf | 4 | 1 | ADAPTER, U-JOINT, SAE#1 FW, 1710/1810/U3172/ DRIVESHAFTS | 12578
14642-10_drw.pdf | 5 | 1 | SHAFT, U3172, SHORT COUPLED | 13430
14642-10_drw.pdf | 6 | 1 | ASM, SHAFT GUARD, SAE #1, XL | 16381
14642-10_drw.pdf | 7 | 1 | PUMP, PEERLESS | 6TYF13
14642-11_drw.pdf | 1 | 1 | FRAME, CFP15E TO PEERLESS 06TYF16 | 14643-11
14642-11_drw.pdf | 2 | 1 | ASSEMBLY, FIRE PUMP, CFP15E-F10/20/30/40 | 26114
14642-11_drw.pdf | 3 | 1 | COMP FLANGE, 50mm / 14x9mm, 1810 / 3172 DRIVESHAFTS | 10015-20
14642-11_drw.pdf | 4 | 1 | ADAPTER, U-JOINT, SAE#1 FW, 1710/1810/U3172/ DRIVESHAFTS | 12578
14642-11_drw.pdf | 5 | 1 | SHAFT, U3172, SHORT COUPLED | 13430
14642-11_drw.pdf | 6 | 1 | ASM, SHAFT GUARD, SAE #1, XL | 16381
14642-11_drw.pdf | 7 | 1 | PUMP, PEERLESS | 6TYF16
14643-01_drw.pdf | 1 | 4 | BRACKET, LIFTING, 10" CHANNEL | A042G991
14643-01_drw.pdf | 2 | 4 | GUSSET, ENGINE MOUNT | A042K782
14643-01_drw.pdf | 3 | 2 | CHANNEL, SIDE | A042K783
14643-01_drw.pdf | 4 | 1 | CHANNEL, END | A042K784
14643-01_drw.pdf | 5 | 1 | MOUNT, FRONT ENGINE | A042K785
14643-01_drw.pdf | 6 | 1 | MOUNT, REAR ENGINE | A042K786
14643-01_drw.pdf | 7 | 2 | MOUNT, PUMP | A042K787
14643-01_drw.pdf | 8 | 2 | GUSSET, PUMP MOUNT | A042K788
14643-01_drw.pdf | 9 | 1 | CHANNEL, END | A042K789
14643-02_drw.pdf | 1 | 4 | BRACKET, LIFTING, 10" CHANNEL | A042G991
14643-02_drw.pdf | 2 | 4 | GUSSET, ENGINE MOUNT | A042K782
14643-02_drw.pdf | 3 | 2 | CHANNEL, SIDE | A042K783
14643-02_drw.pdf | 4 | 1 | CHANNEL, END | A042K784
14643-02_drw.pdf | 5 | 1 | MOUNT, FRONT ENGINE | A042K785
14643-02_drw.pdf | 6 | 1 | MOUNT, REAR ENGINE | A042K786
14643-02_drw.pdf | 7 | 1 | CHANNEL, END | A042K789
14643-02_drw.pdf | 8 | 2 | MOUNT, PUMP | A042K790
14643-02_drw.pdf | 9 | 2 | GUSSET, PUMP MOUNT | A042K791
14643-03_drw.pdf | 1 | 4 | BRACKET, LIFTING, 10" CHANNEL | A042G991
14643-03_drw.pdf | 2 | 4 | GUSSET, ENGINE MOUNT | A042K782
14643-03_drw.pdf | 3 | 2 | CHANNEL, SIDE | A042K783
14643-03_drw.pdf | 4 | 1 | CHANNEL, END | A042K784
14643-03_drw.pdf | 5 | 1 | MOUNT, FRONT ENGINE | A042K785
14643-03_drw.pdf | 6 | 1 | MOUNT, REAR ENGINE | A042K786
14643-03_drw.pdf | 7 | 1 | CHANNEL, END | A042K789
14643-03_drw.pdf | 8 | 2 | MOUNT, PUMP | A042K792
14643-03_drw.pdf | 9 | 2 | GUSSET, PUMP MOUNT | A042K793
14643-04_drw.pdf | 1 | 4 | BRACKET, LIFTING, 10" CHANNEL | A042G991
14643-04_drw.pdf | 2 | 4 | GUSSET, ENGINE MOUNT | A042K782
14643-04_drw.pdf | 3 | 2 | CHANNEL, SIDE | A042K783
14643-04_drw.pdf | 4 | 1 | CHANNEL, END | A042K784
14643-04_drw.pdf | 5 | 1 | MOUNT, FRONT ENGINE | A042K785
14643-04_drw.pdf | 6 | 1 | MOUNT, REAR ENGINE | A042K786
14643-04_drw.pdf | 7 | 1 | CHANNEL, END | A042K789
14643-04_drw.pdf | 8 | 2 | MOUNT, PUMP | A042K794
14643-04_drw.pdf | 9 | 2 | GUSSET, PUMP MOUNT | A042K795
14643-05_drw.pdf | 1 | 4 | BRACKET, LIFTING, 10" CHANNEL | A042G991
14643-05_drw.pdf | 2 | 4 | GUSSET, ENGINE MOUNT | A042K782
14643-05_drw.pdf | 3 | 2 | CHANNEL, SIDE | A042K783
14643-05_drw.pdf | 4 | 1 | CHANNEL, END | A042K784
14643-05_drw.pdf | 5 | 1 | MOUNT, FRONT ENGINE | A042K785
14643-05_drw.pdf | 6 | 1 | MOUNT, REAR ENGINE | A042K786
14643-05_drw.pdf | 7 | 1 | CHANNEL, END | A042K789
14643-05_drw.pdf | 8 | 2 | MOUNT, PUMP | A042K796
14643-05_drw.pdf | 9 | 2 | GUSSET, PUMP MOUNT | A042K797
14643-06_drw.pdf | 1 | 4 | BRACKET, LIFTING, 10" CHANNEL | A042G991
14643-06_drw.pdf | 2 | 4 | GUSSET, ENGINE MOUNT | A042K782
14643-06_drw.pdf | 3 | 2 | CHANNEL, SIDE | A042K783
14643-06_drw.pdf | 4 | 1 | CHANNEL, END | A042K784
14643-06_drw.pdf | 5 | 1 | MOUNT, FRONT ENGINE | A042K785
14643-06_drw.pdf | 6 | 1 | MOUNT, REAR ENGINE | A042K786
14643-06_drw.pdf | 7 | 1 | CHANNEL, END | A042K789
14643-06_drw.pdf | 8 | 2 | MOUNT, PUMP | A042K798
14643-06_drw.pdf | 9 | 2 | GUSSET, PUMP MOUNT | A042K799
14643-07_drw.pdf | 1 | 4 | BRACKET, LIFTING, 10" CHANNEL | A042G991
14643-07_drw.pdf | 2 | 4 | GUSSET, ENGINE MOUNT | A042K782
14643-07_drw.pdf | 3 | 2 | CHANNEL, SIDE | A042K783
14643-07_drw.pdf | 4 | 1 | CHANNEL, END | A042K784
14643-07_drw.pdf | 5 | 1 | MOUNT, FRONT ENGINE | A042K785
14643-07_drw.pdf | 6 | 1 | MOUNT, REAR ENGINE | A042K786
14643-07_drw.pdf | 7 | 1 | CHANNEL, END | A042K789
14643-07_drw.pdf | 8 | 2 | MOUNT, PUMP | A042K804
14643-07_drw.pdf | 9 | 2 | GUSSET, PUMP MOUNT | A042K805
14643-08_drw.pdf | 1 | 4 | BRACKET, LIFTING, 10" CHANNEL | A042G991
14643-08_drw.pdf | 2 | 2 | CHANNEL, SIDE | A042K783
14643-08_drw.pdf | 3 | 1 | CHANNEL, END | A042K784
14643-08_drw.pdf | 4 | 1 | MOUNT, FRONT ENGINE | A042K785
14643-08_drw.pdf | 5 | 1 | MOUNT, REAR ENGINE | A042K786
14643-08_drw.pdf | 6 | 1 | CHANNEL, END | A042K789
14643-08_drw.pdf | 7 | 2 | MOUNT, PUMP | A042K807
14643-08_drw.pdf | 8 | 2 | GUSSET, PUMP MOUNT | A042K808
14643-08_drw.pdf | 9 | 4 | GUSSET, ENGINE MOUNT | A042K809
14643-09_drw.pdf | 1 | 4 | BRACKET, LIFTING, 10" CHANNEL | A042G991
14643-09_drw.pdf | 2 | 4 | GUSSET, ENGINE MOUNT | A042K782
14643-09_drw.pdf | 3 | 2 | CHANNEL, SIDE | A042K810
14643-09_drw.pdf | 4 | 1 | CHANNEL, END | A042K811
14643-09_drw.pdf | 5 | 1 | MOUNT, FRONT ENGINE | A042K812
14643-09_drw.pdf | 6 | 1 | MOUNT, REAR ENGINE | A042K813
14643-09_drw.pdf | 7 | 1 | MOUNT, PUMP | A042K814
14643-09_drw.pdf | 8 | 2 | GUSSET, PUMP MOUNT | A042K815
14643-09_drw.pdf | 9 | 1 | CHANNEL, END | A042K816
14643-09_drw.pdf | 10 | 1 | MOUNT, PUMP | A042K817
14643-10_drw.pdf | 1 | 4 | BRACKET, LIFTING, 10" CHANNEL | A042G991
14643-10_drw.pdf | 2 | 4 | GUSSET, ENGINE MOUNT | A042K782
14643-10_drw.pdf | 3 | 2 | CHANNEL, SIDE | A042K783
14643-10_drw.pdf | 4 | 1 | CHANNEL, END | A042K784
14643-10_drw.pdf | 5 | 1 | MOUNT, FRONT ENGINE | A042K785
14643-10_drw.pdf | 6 | 1 | MOUNT, REAR ENGINE | A042K786
14643-10_drw.pdf | 7 | 1 | CHANNEL, END | A042K789
14643-10_drw.pdf | 8 | 1 | MOUNT, PUMP | A042K818
14643-10_drw.pdf | 9 | 1 | MOUNT, PUMP | A042K819
14643-10_drw.pdf | 10 | 2 | GUSSET, PUMP MOUNT | A042K820
14643-10_obs_drw.pdf | 1 | 1 | FRAME, HORIZONTAL, 138" LG, CFP15E | 14503
14643-10_obs_drw.pdf | 3 | 2 | PLATE, .25 x 20.50 x 9.000, A-36 | 14643-R
14643-10_obs_drw.pdf |  |  | #4 FROM THIS PRINT
14643-10_obs_drw.pdf |  |  | 12.00
14643-10_obs_drw.pdf |  | DETAIL
14643-10_obs_drw.pdf |  | SCALE | 0.093
14643-10_obs_drw.pdf |  |  | 10.00
14643-10_obs_drw.pdf | is the
14643-11_drw.pdf | 1 | 4 | BRACKET, LIFTING, 10" CHANNEL | A042G991
14643-11_drw.pdf | 2 | 4 | GUSSET, ENGINE MOUNT | A042K782
14643-11_drw.pdf | 3 | 2 | CHANNEL, SIDE | A042K783
14643-11_drw.pdf | 4 | 1 | CHANNEL, END | A042K784
14643-11_drw.pdf | 5 | 1 | MOUNT, FRONT ENGINE | A042K785
14643-11_drw.pdf | 6 | 1 | MOUNT, REAR ENGINE | A042K786
14643-11_drw.pdf | 7 | 1 | CHANNEL, END | A042K789
14643-11_drw.pdf | 8 | 1 | MOUNT, PUMP | A042K821
14643-11_drw.pdf | 9 | 1 | MOUNT, PUMP | A042K822
14643-11_drw.pdf | 10 | 2 | GUSSET, PUMP MOUNT | A042K823
14643-11_obs_drw.pdf | 1 | 1 | FRAME, HORIZONTAL, 138" LG, CFP15E | 14503
14643-11_obs_drw.pdf | 3 | 2 | PLATE, .25 x 32.50 x 6.875, A-36 | 14643-B
14643-11_obs_drw.pdf | ITEM |  | #3 FROM THIS PRINT
14643-11_obs_drw.pdf |  |  | 8.00
14643-11_obs_drw.pdf |  |  | 7.38
14643-11_obs_drw.pdf |  |  | 12.00
14643-11_obs_drw.pdf |  | DETAIL
14643-11_obs_drw.pdf |  | SCALE | 0.093
14643-11_obs_drw.pdf |  |  | 10.00
14643-11_obs_drw.pdf | is the
14644_drw.pdf | 1 | 4 | LUMBER, 1 7/8 X 4 X 114 LONG, HW, SIZE THKNESS EXACT | 14644-01
14644_drw.pdf | 2 | 4 | LUMBER, 3 X 4 X 55 LONG, HW STR | 14644-02
14644_drw.pdf | 3 | 2 | LUMBER, 6/4 X 6 X 114 LONG, HW, 8 INCH LIP | 14644-03
14644_drw.pdf | 4 | 5 | LUMBER, 4 X 6 X 55 LONG, HW STR | 14644-04
14644_drw.pdf | 5 | 8 | LUMBER, 7/4 X 4 X 12 LONG, ASPEN | 14644-05
14644_drw.pdf | 6 | 4 | LUMBER, 7/4 X 4 X 6 LONG, ASPEN | 14644-06
14648_drw.pdf |  | QTY
14648_drw.pdf |  |  | POLYCARBONATE, FIREPUMP | 14649
14648_drw.pdf | 4 |  | LOCKNUT, 7/16-14 UNC | 7-16_14_UNC-LOCKNUT
14648_drw.pdf | 12 |  | BOLT, 7/16-14 UNC 1-1/4" | 7-16_14_UNC_BOLT_20
14648_drw.pdf | 4 |  | BOLT, 7/16-14 UNC 2" | 7-16_14_UNC_BOLT_32
14648_drw.pdf |  |  |  | 14657
14649_drw.pdf |  | TELESCOPING | SHAFT GUARD, SAE #1, BACK,
14649_drw.pdf |  |  | SHAF GUARD, POLYCARBONATE, FIREPUMP
14650_drw.pdf | 1 | 1 | COVER, TELESCOPING, SHAFT GUARD, FIREPUMP | 14653
14650_drw.pdf | 2 | 1 | PLATE, TELESCOPING SHAFT GUARD END, POLYCARBONATE, FIRE | PUMP14654
14650_drw.pdf | 3 | 2 | SPACER, TELESCOPING SHAFT GUARD, POLYCARBONATE, FIRE | 14655
14656_drw.pdf | 1 2 | 1 1 | TUBE,COOLANT HEATE;RGTA19 1.00 IN IDx36IN EP;DMCUT TO 12.63 INCHES LONG | A042F048
14656_drw.pdf | 3 | 1 | HOSE,1.00 IN IDx36IN EP;DMCUT TO 6.00 INCHES LONG | A042F048
14656_drw.pdf | 4 | 1 | CONNECTOR,FEMAL;E1" NPTX1.75-18 UNS-2A | A059H859
14658-v_drw.pdf | 1 | 1 | NIPPLE, 1/4" NPT x 1 1/2", 316 SS | 13019
14658-v_drw.pdf | 2 | 1 | VALVE, BALL, 1/4" NPT FEMALE, 316 SS | 13020
14658-v_drw.pdf | 3 | 4 | VALVE, BALL, 1" NPT, FEMALE, 316 SS | 13026
14658-v_drw.pdf | 4 | 3 | ELBOW, 1" NPT FEMALE, 316 SS | 13032
14658-v_drw.pdf | 5 | 3 | TEE, 1" NPT FEMALE, 316 SS | 13033
14658-v_drw.pdf | 6 | 2 | NIPPLE, 1" NPT x 6-1/2", 316 SS | 13034
14658-v_drw.pdf | 7 | 2 | NIPPLE, 1" NPT x 2-1/2", 316 SS | 13035
14658-v_drw.pdf | 8 | 5 | NIPPLE, 1" NPT x 6", 316 SS | 13036
14658-v_drw.pdf | 9 | 4 | NIPPLE, 1" NPT x CLOSE, 316 SS | 13039
14658-v_drw.pdf | 10
14658-v_drw.pdf | 11 | 1 | BUSHING,REDUCER, 1" x 1/4" NPT, 316 SS | 13114
14658-v_drw.pdf | 12 | 2 | REGULATOR/STRAINER, 1" NPT, SEA WATER COMPATIBLE | 14684
14658-v_drw.pdf |  |  |  | STEEL
14658_drw.pdf | 1 | 1 | NIPPLE, 1/4" NPT x 1 1/2", 316 SS | 13019
14658_drw.pdf | 2 | 1 | VALVE, BALL, 1/4" NPT FEMALE, 316 SS | 13020
14658_drw.pdf | 3 | 4 | VALVE, BALL, 1" NPT, FEMALE, 316 SS | 13026
14658_drw.pdf | 4 | 3 | ELBOW, 1" NPT FEMALE, 316 SS | 13032
14658_drw.pdf | 5 | 3 | TEE, 1" NPT FEMALE, 316 SS | 13033
14658_drw.pdf | 6 | 3 | NIPPLE, 1" NPT x 6-1/2", 316 SS | 13034
14658_drw.pdf | 7 | 3 | NIPPLE, 1" NPT x 2-1/2", 316 SS | 13035
14658_drw.pdf | 8 | 4 | NIPPLE, 1" NPT x 6", 316 SS | 13036
14658_drw.pdf | 9 | 1 | NIPPLE, 1" NPT x 7", 316 SS | 13037
14658_drw.pdf | 10 | 3 | NIPPLE, 1" NPT x CLOSE, 316 SS | 13039
14658_drw.pdf | 11
14658_drw.pdf | 12 | 1 | BUSHING,REDUCER, 1" x 1/4" NPT, 316 SS | 13114
14658_drw.pdf | 13 | 2 | REGULATOR/STRAINER, 1" NPT, SEA WATER COMPATIBLE | 14684
14658_drw.pdf | 14 | 1 | VALVE, 1" NPT, 12v DC, SOLENOID, SEA WATER | COMPATIBLES211GF15J7FG9
14658_drw.pdf |  |  |  | STEEL
14659_drw.pdf | 1 | 1 | NIPPLE, 1/4" NPT x 1 1/2", 316 SS | 13019
14659_drw.pdf | 2 | 1 | VALVE, BALL, 1/4" NPT FEMALE, 316 SS | 13020
14659_drw.pdf | 3 | 4 | VALVE, BALL, 1" NPT, FEMALE, 316 SS | 13026
14659_drw.pdf | 4 | 3 | ELBOW, 1" NPT FEMALE, 316 SS | 13032
14659_drw.pdf | 5 | 3 | TEE, 1" NPT FEMALE, 316 SS | 13033
14659_drw.pdf | 6 | 3 | NIPPLE, 1" NPT x 6-1/2", 316 SS | 13034
14659_drw.pdf | 7 | 3 | NIPPLE, 1" NPT x 2-1/2", 316 SS | 13035
14659_drw.pdf | 8 | 4 | NIPPLE, 1" NPT x 6", 316 SS | 13036
14659_drw.pdf | 9 | 1 | NIPPLE, 1" NPT x 7", 316 SS | 13037
14659_drw.pdf | 10 | 3 | NIPPLE, 1" NPT x CLOSE, 316 SS | 13039
14659_drw.pdf | 11
14659_drw.pdf | 12 | 1 | BUSHING,REDUCER, 1" x 1/4" NPT, 316 SS | 13114
14659_drw.pdf | 13 | 2 | REGULATOR/STRAINER, 1" NPT, SEA WATER COMPATIBLE | 14684
14659_drw.pdf | 14 | 1 | VALVE, 1" NPT, 24v DC, SOLENOID, SEA WATER | COMPATIBLES211GF16J7FG9
14662_drw.pdf | 1
14662_drw.pdf | 2 | 1 | FAN, SUCTION 19IN, 10 BLADE, 19/10-10/40/PAG/HL1 | 15017
14663_drw.pdf | 1 | 1 |  | 010481603140
14663_drw.pdf | 2 | 1 |  | BA010482042204
14663_drw.pdf | 3 | 1 |  | BA019403411011
14666_drw.pdf | 1 | 1 | TUBE, KNEE BRACE | 14666-01
14666_drw.pdf | 2 | 2 | BRACKET, END | 14666-02
14666_drw.pdf |  |  | 45 $TYP
14671_drw.pdf | 1 | 2 | FLAT 12.0 X 12.0 X 0.38 A-36 | 14671-01
14671_drw.pdf | 2 | 1 | CHANNEL,4 X 4,100.25 LG, A36 | 14671-02
14671_drw.pdf | 3 | 2 | ANGLE 1.0 X 1.0 X 0.13 X 12.0 LONG, A-36 | 14671-03
14680_drw.pdf | 1 | 2 | SOCKET, SOLID, 16-20 AWG | 0462-201-16141
14680_drw.pdf | 2 | 1 | CONNECTOR | DT06-2S
14680_drw.pdf | 3 | 1 | BOOT | DT2P-BT
14680_drw.pdf | 4 | 1 | HEAT SHRINK | HEAT-SHRINK
14680_drw.pdf | 5 | 1 | VALVE, 1" NPT, 12v DC, SOLENOID, SEA WATER | COMPATIBLES211GF15J7FG9
14680_drw.pdf | 6 | 1 | WEDGE LOCK | W2S
14681_drw.pdf | 1 | 2 | SOCKET, SOLID, 16-20 AWG | 0462-201-16141
14681_drw.pdf | 2 | 1 | CONNECTOR | DT06-2S
14681_drw.pdf | 3 | 1 | BOOT | DT2P-BT
14681_drw.pdf | 4 | 1 | HEAT SHRINK | HEAT-SHRINK
14681_drw.pdf | 5 | 1 | VALVE, 1" NPT, 24v DC, SOLENOID, SEA WATER | COMPATIBLES211GF16J7FG9
14681_drw.pdf | 6 | 1 | WEDGE LOCK | W2S
14683_drw.pdf | 1 | 2 | SOCKET, SOLID, 16-20 AWG | 0462-201-16141
14683_drw.pdf | 2 | 1 | CONNECTOR | DT06-2S
14683_drw.pdf | 3 | 1 | BOOT | DT2P-BT
14683_drw.pdf | 4 | 1 | HEAT SHRINK | HEAT-SHRINK
14683_drw.pdf | 5 | 1 | VALVE, SOLENOID, 1-1/4" NPT, 24VDC, 150 PSI MAX | S211GF16J7GJ2
14683_drw.pdf | 6 | 1 | WEDGE LOCK | W2S
14686_drw.pdf | 1 | 24 | WELDNUT, 1/4"-20 NC, _ | 14520
14686_drw.pdf | 2 | 1 | GUARD,ALTERNATOR, GTA19 | 14686-01
14686_drw.pdf | 3 | 1 | GUARD,ALTERNATOR, GTA19 | 14686-02
14686_drw.pdf | 4 | 1 | GUARD,ALTERNATOR, GTA19 | 14686-03
14686_drw.pdf | 5 | 1 | GUARD,FAN/BELT, GTA19 | 14686-04
14686_drw.pdf | 6 | 1 | GUARD,FAN/BELT, GTA19 | 14686-05
14686_drw.pdf | 7 | 1 | GUARD,LOWER FAN/BELT, GTA19 | 14686-06
14686_drw.pdf | 8 | 1 | GUARD,FAN/BELT, GTA19 | 14686-07
14687-01_drw.pdf | 1 | 1 | FRAME, ITT PUMP 10X8X20F-S, CFP15E, 3172 DRIVE SHAFT | 14688-01
14687-01_drw.pdf | 2 | 1 | ASSEMBLY, POWER MODULE, CFP15E-F10/20/30/40 | 15552
14687-01_drw.pdf | 3 | 1 | COMP FLANGE, 1.625 / .375x.188, 1810 / 3172 DRIVESHAFTS | 10015-16
14687-01_drw.pdf | 4 | 1
14687-03_drw.pdf | 1 | 1 | FRAME, ITT PUMP 12X10X18F, CFP15E, 3172 DRIVE SHAFT | 14688-03
14687-03_drw.pdf | 2 | 1 | ASSEMBLY, POWER MODULE, CFP15E-F10/20/30/40 | 15552
14687-03_drw.pdf | 3 | 1 | COMP FLANGE, 1.625 / .375x.188, 1810 / 3172 DRIVESHAFTS | 10015-16
14687-03_drw.pdf | 4 | 1
14687-04_drw.pdf | 1 | 1 | FRAME, ITT PUMP 12X8X21F, CFP15E, 3172 DRIVE SHAFT | 14688-04
14687-04_drw.pdf | 2 | 1 | ASSEMBLY, POWER MODULE, CFP15E-F10/20/30/40 | 15552
14687-04_drw.pdf | 3 | 1 | COMP FLANGE, 3.125 / .750x.375, 1810 / 3172 DRIVESHAFTS | 10015-17
14687-04_drw.pdf | 4 | 1
14687-05_drw.pdf | 1 | 1 | FRAME, ITT PUMP 12X8X22F, CFP15E, 3172 DRIVE SHAFT | 14688-05
14687-05_drw.pdf | 2 | 1 | ASSEMBLY, POWER MODULE, CFP15E-F10/20/30/40 | 15552
14687-05_drw.pdf | 3 | 1 | COMP FLANGE, 3.125 / .750x.375, 1810 / 3172 DRIVESHAFTS | 10015-17
14687-05_drw.pdf | 4 | 1
14687-07_drw.pdf | 1 | 1 | FRAME, ITT PUMP 14X10X20F-L, CFP15E, 3172 DRIVE SHAFT | 14688-07
14687-07_drw.pdf | 2 | 1 | ASSEMBLY, POWER MODULE, CFP15E-F10/20/30/40 | 15552
14687-07_drw.pdf | 3 | 1 | COMP FLANGE, 3.125 / .750x.375, 1810 / 3172 DRIVESHAFTS | 10015-17
14687-07_drw.pdf | 4 | 1
14687-08_drw.pdf | 1 | 1 | FRAME, ITT PUMP 16X12X23F, CFP15E, 3172 DRIVE SHAFT | 14688-08
14687-08_drw.pdf | 2 | 1 | ASSEMBLY, POWER MODULE, CFP15E-F10/20/30/40 | 15552
14687-08_drw.pdf | 3 | 1 | COMP FLANGE, 3.125 / .750x.375, 1810 / 3172 DRIVESHAFTS | 10015-17
14687-08_drw.pdf | 4 | 1
14689-01_drw.pdf | 1 | 1 | ASSEMBLY, SHAFT GUARD, TELESCOPING, SIZE 1-XL, SHORT COUPLED | 14156
14689-01_drw.pdf | 2 | 1 | FRAME, ITT PUMP 10X8X20F-S, CFP15E, 3172 DRIVE SHAFT | 14688-01
14689-01_drw.pdf | 3 | 1 | ASSEMBLY, POWER MODULE, CFP15E-F50/60/70 HIGH HORSE POWER | 15553
14689-01_drw.pdf | 4 | 1
14689-03_drw.pdf | 1 | 1 | ASSEMBLY, SHAFT GUARD, TELESCOPING, SIZE 1-XL, SHORT COUPLED | 14156
14689-03_drw.pdf | 2 | 1 | FRAME, ITT PUMP 12X10X18F, CFP15E, 3172 DRIVE SHAFT | 14688-03
14689-03_drw.pdf | 3 | 1 | ASSEMBLY, POWER MODULE, CFP15E-F50/60/70 HIGH HORSE POWER | 15553
14689-03_drw.pdf | 4 | 1
14689-04_drw.pdf | 1 | 1 | ASSEMBLY, SHAFT GUARD, TELESCOPING, SIZE 1-XL, SHORT COUPLED | 14156
14689-04_drw.pdf | 2 | 1 | FRAME, ITT PUMP 12X8X21F, CFP15E, 3172 DRIVE SHAFT | 14688-04
14689-04_drw.pdf | 3 | 1 | ASSEMBLY, POWER MODULE, CFP15E-F50/60/70 HIGH HORSE POWER | 15553
14689-04_drw.pdf | 4 | 1
14689-05_drw.pdf | 1 | 1 | ASSEMBLY, SHAFT GUARD, TELESCOPING, SIZE 1-XL, SHORT COUPLED | 14156
14689-05_drw.pdf | 2 | 1 | FRAME, ITT PUMP 12X8X22F, CFP15E, 3172 DRIVE SHAFT | 14688-05
14689-05_drw.pdf | 3 | 1 | ASSEMBLY, POWER MODULE, CFP15E-F50/60/70 HIGH HORSE POWER | 15553
14689-05_drw.pdf | 4 | 1
14689-07_drw.pdf | 1 | 1 | ASSEMBLY, SHAFT GUARD, TELESCOPING, SIZE 1-XL, SHORT COUPLED | 14156
14689-07_drw.pdf | 2 | 1 | FRAME, ITT PUMP 14X10X20F-L, CFP15E, 3172 DRIVE SHAFT | 14688-07
14689-07_drw.pdf | 3 | 1 | ASSEMBLY, POWER MODULE, CFP15E-F50/60/70 HIGH HORSE POWER | 15553
14689-07_drw.pdf | 4 | 1
14689-08_drw.pdf | 1 | 1 | ASSEMBLY, SHAFT GUARD, TELESCOPING, SIZE 1-XL, SHORT COUPLED | 14156
14689-08_drw.pdf | 2 | 1 | FRAME, ITT PUMP 16X12X23F, CFP15E, 3172 DRIVE SHAFT | 14688-08
14689-08_drw.pdf | 3 | 1 | ASSEMBLY, POWER MODULE, CFP15E-F50/60/70 HIGH HORSE POWER | 15553
14689-08_drw.pdf | 4 | 1
14690-01_drw.pdf | 1 | 1 | FRAME, HORIZONTAL, 138" LG, CFP15E | 14503
14690-01_drw.pdf | 2 | 2 | ANGLE, HRS, 8.0 X 0.50, 30.75" LENGTH | 12887
14690-01_drw.pdf | 3 | 2 | PLATE, .25 x 22.00 x 5.190, A-36 | 14690-D
14690-01_drw.pdf |  |  | MAKE ITEM #3 FROM THIS PRINT
14690-02_drw.pdf | 1 | 1 | FRAME, HORIZONTAL, 138" LG, CFP15E | 14503
14690-02_drw.pdf | 2 | 2 | ANGLE, HRS, 8.0 X 0.50, 30.75" LENGTH | 12887
14690-02_drw.pdf | 3 | 2 | PLATE, .25 x 22.00 x 5.190, A-36 | 14690-D
14690-03_drw.pdf | 1 | 1 | FRAME, HORIZONTAL, 138" LG, CFP15E | 14503
14690-03_drw.pdf | 2 | 2 | ANGLE, HRS, 8.0 X 0.50, 30.75" LENGTH | 14387
14690-03_drw.pdf | 3 | 2 | PLATE, .25 x 22.00 x 3.19, A-36 | 14690-B
14690-03_drw.pdf | 4 | 2 | PLATE, .25 x 22.0 x 5.375, A-36 | 14690-F
14690-03_drw.pdf |  |  | ITEM #3& #4 FROM THIS PRINT
14690-04_drw.pdf | 1 | 1 | FRAME, HORIZONTAL, 138" LG, CFP15E | 14503
14690-04_drw.pdf | 2 | 2 | ANGLE, HRS, 8.0 X 0.50, 30.75" LENGTH | 14387
14690-04_drw.pdf | 3 | 2 | PLATE, .25 x 21.000 x 3.11, A-36 | 14690-N
14690-05_drw.pdf | 1 | 1 | FRAME, HORIZONTAL, 138" LG, CFP15E | 14503
14690-05_drw.pdf | 2 | 2 | ANGLE, HRS, 8.0 X 0.50, 30.75" LENGTH | 14387
14690-05_drw.pdf | 3 | 2 | PLATE, .25 x 21.000 x 3.11, A-36 | 14690-N
14690-05_drw.pdf |  |  | ITEM #3 FROM THIS PRINT
14690-06_drw.pdf | 1 | 1 | FRAME, HORIZONTAL, 138" LG, CFP15E | 14503
14690-06_drw.pdf | 2 | 2 | ANGLE, HRS, 8.0 X 0.50, 30.75" LENGTH | 12887
14690-06_drw.pdf | 3 | 2 | PLATE, .25 x 26.00 x 4.11, A-36 | 14690-M
14690-07_drw.pdf | 1 | 1 | FRAME, HORIZONTAL, 138" LG, CFP15E | 14503
14690-07_drw.pdf | 2 | 2 | ANGLE, HRS, 8.0 X 0.50, 30.75" LENGTH | 12887
14690-07_drw.pdf | 3 | 2 | PLATE, .25 x 26.00 x 4.11, A-36 | 14690-M
14690-08_drw.pdf | 1 | 1 | FRAME, HORIZONTAL, 138" LG, CFP15E | 14503
14690-08_drw.pdf | 2 | 2 | ANGLE, HRS, 8.0 X 0.50, 30.75" LENGTH | 12887
14690-08_drw.pdf | 3 | 2 | PLATE, .25 x 26.0 x 2.19, A-36 | 14690-G
14690-08_drw.pdf |  |  | MAKE ITEM #3 FROM THIS PRINT
14695_drw.pdf | 1 | 1 |  | 14909
14695_drw.pdf | 2 | 1 | SKID, 96L x 28.50W x 5.75"H, ELGIN 4WM | 15232
14695_drw.pdf | 3 | 8 | SCREW, LAG, 3/8" x 1-1/2", HOT DIP GALV. STEEL | 59460
14696_drw.pdf | ITEM
14696_drw.pdf | 1 | 1 | TUBE,HEATER, V28 | 7886
14696_drw.pdf | 2 | 1 | TUBE,BLOCK HEATER, GTA28 | 9487
14696_drw.pdf | 3 | 1 | BRACKET, COOLANT HEATER, MULTI-UNIT | 8143
14696_drw.pdf | 4
14696_drw.pdf | 9 | 1 | HOSE,1.00 IN IDx36IN, CUT TO 5.00 INCHES LONG | A042F061
14696_drw.pdf | 10 | 1 | HOSE,1.00 IN IDx36IN SILICONE, CUT TO 4.00 INCHES | LONAG042F061
14696_drw.pdf | 11 | 1 | HOSE,1.00 IN IDx36IN SILICONE, CUT TO 6.00 INCHES | LONAG042F061
14696_drw.pdf | 12 | 1 | HEATER, COOLANT, 4000W, ADJ. VOLTAGE, WATLOW | CPBPH7S1C2PBPH7S12
14696_drw.pdf | 13 | 2 | VALVE, BALL, 3/4" NPT | FA60406
14696_drw.pdf | 14 | 2 | NIPPLE,PIPE,0.75 NPT X 2.00, - | LTL-CPN342
14696_drw.pdf | 15 | 1 | ELBOW, STREET, 90 DEG 3/4NPT, PER SAE NO. 130239 | LTL-SE3490
14697_drw.pdf | 1 | 28 | WELDNUT, 1/4"-20 NC, _ | 14520
14697_drw.pdf | 2 | 1 | SHEET,SIDE,CONDUIT BOX, UCI274/HCI4/HCI5 W/CTRL | 14698
14699_drw.pdf | 1 | 39 | WELDNUT, 1/4"-20 NC, _ | 14520
14699_drw.pdf | 2 | 1 | SHEET,SIDE,CONDUIT BOX, UCI274/HCI4/HCI5 | 14700
14699_drw.pdf |  |  | 39X
14702_drw.pdf | 1 | 1 | ANGLE,SIDE, - | 14588
14702_drw.pdf | 2 | 3 | LOUVER, - | 14703
14702_drw.pdf | 3 | 1 | ANGLE,TOP, - | 14704
14702_drw.pdf | 4 | 1 | ANGLE,SIDE, - | 14714
14705_drw.pdf | 1 | 1 | ANGLE,SIDE, - | 14587
14705_drw.pdf | 2 | 5 | LOUVER, - | 14703
14705_drw.pdf | 3 | 1 | ANGLE,TOP, - | 14704
14705_drw.pdf | 4 | 1 | ANGLE,SIDE, - | 14719
14705_drw.pdf |  |  | 2
14705_drw.pdf |  |  |  | 2X
14706_drw.pdf | 1 | 1 | ASSEMBLY, ISL100 RH FAN GUARD | 14711
14706_drw.pdf | 2 | 1 | ASSEMBLY, ISL100 LH FAN GUARD | 14712
14707_drw.pdf | ITEM
14707_drw.pdf | 1 | 1 | ASSEMBLY, MOUNTING, ENGINE, CFP11E | 8773
14707_drw.pdf | 4 | 1 | ASSEMBLY, OPERATORS STATION, CFP11E, FIREPUMP | 9510
14707_drw.pdf | 5 | 1 | EXHAUST,L 90 HALF MARMON, 5" 125# ANSI FLANGE | 9514-03
14707_drw.pdf | 6 | 1 | ASSEMBLY, TURBO GUARD, CFP11E, FIREPUMP | 9515
14707_drw.pdf | 7 | 1 | ASSEMBLY, AIR CLEANER, CFP11E, FIREPUMP | 9518
14707_drw.pdf | 8 | 1 | ASSEMBLY, SENSOR PACKAGE, CFP11E | 9572
14707_drw.pdf |  |  |  | 14708
14707_drw.pdf | 11 | 1 | KIT, FUEL LINE, CFP11E, RADIATOR COOLED | 14709
14707_drw.pdf | 12 | 1 | ASSEMBLY, ENGINE, CFP11E W/ FAN DRIVE | 14710
14707_drw.pdf | 13 | 1 | FRAME, WELDMENT, FIREPUMP, QSM11 | 14718
14707_drw.pdf | 14 | 1 | PUMP, AURORA | 8-481-21A_107
14707_drw.pdf | 17 | 1 | FUEL LINE, 12" EXTENSION, #8 FEM JIC X #8 221FR X 3/8" NPT | 14400-007
14707_drw.pdf | 18 | 1 | FUEL LINE, 12" EXTENSION, #10 FEM JIC X #10 221FR X 1/2" | NPT14400-010
14707_drw.pdf | 19 | 2 | BRACKET, RADIATOR BRACE | 14716
14708_drw.pdf | ITEM
14708_drw.pdf | 1 | 1 | RADIATOR, RS5981, FIRE PUMP QSM11 | 11439
14708_drw.pdf | 4 | 1 | MOUNT, RADIATOR, CFP11E | 14715
14708_drw.pdf | 5 | 1 | TUBE, RADIATOR, 2.5" DIA, CFP11E, RADIATOR COOLED | 14732
14708_drw.pdf | 6 | 1 | ELBOW, CAC, 4", 500°F, PUROSIL 3646-400-MK | 3646-400-MK
14708_drw.pdf | 7 | 1 | BRACKET, MOUNTING, TURBO, FRONT, QSM11, RADIATOR COOLED | FIREPU9M5P17-01
14708_drw.pdf | 8
14708_drw.pdf | 11 | 2 | HOSE,COOLANT,DAYCO G.L., STRGHT-77250GL, 2-1/2" I.D. x | 14135_003
14708_drw.pdf | 12 | 2 | SPACER, FLAT BAR | 14725
14708_drw.pdf | 13 | 2 | BRACKET, RADIATOR BRACE | 14726
14708_drw.pdf | 14 | 2 | BRACE, RADIATOR, CFP11E | 14727
14708_drw.pdf | 17
14708_drw.pdf | 18 | 1 | FAN SPACER, CAST IRON | 3007652
14708_drw.pdf | 19 | 3 | HOSE, HUMP, 4" I.D. X 7.5"L, CAC | 3071049
14708_drw.pdf | 20
14708_drw.pdf | 21 | 1 | FAN SPACER, ALUMINUM | 4952765
14709_drw.pdf | 1 | 1 | FUEL LINE, #10 221FR X 22" LG, #10 90 X #10 STR | 14709-01
14709_drw.pdf | 2 | 1 | FUEL LINE, #8 221FR X 46" LG, #8 90 X #8 STR | 14709-02
14709_drw.pdf | 3 | 1 | FUEL LINE, #8 221FR X 14" LG, #8 90 X #8 STR | 14709-03
14709_drw.pdf | 4
14709_drw.pdf | 5
14709_drw.pdf | 8 | 1 | VALVE,CHECK,BRASS, 1/2" MNPT X MNPT | 14411
14710_drw.pdf | 1 | 1 | ENGINE, CFP11E | 14710-QSM11-G2
14710_drw.pdf | 2 | 1 | ELBOW, CAC | 3068015
14710_drw.pdf | 3 | 1 | MOUNT, FAN, FIRE PUMP QSM11 | FA2184
14710_drw.pdf | 4 | 1 | CONNECTION, AIR TRANSFER | IT2005
14711_drw.pdf | 1 | 1 | GUARD, ISL100 FAN | 14661
14711_drw.pdf | 2 | 1 | GUARD, ISL100 FAN | 14713
14712_drw.pdf | 1 | 1 | GUARD, ISL100 FAN | 14660
14712_drw.pdf | 2 | 1 | GUARD, ISL100 FAN | 14713
14715_drw.pdf | 1 | 1 | CHANNEL, STR, MC6 X 16.3# | 14715-01
14715_drw.pdf | 2 | 2 | CHANNEL, STR, 4" X 7.25# | 14715-02
14715_drw.pdf | 3 | 1 | CHANNEL, STR, 4" X 7.25# | 14715-03
14715_drw.pdf |  |  | 2
14715_drw.pdf |  |  | 3
14717_drw.pdf | 1 | 1 | RING, ISL100 FAN GUARD LOWER | 14720
14717_drw.pdf | 2 | 1 | FLANGE, ISL100 FAN GUARD OUTER | 14721
14717_drw.pdf | 3 | 1 | RING, ISL100 FAN GUARD UPPER | 14722
14717_drw.pdf | 4 | 1 | FLANGE, ISL100 FAN GUARD INNER | 14723
14717_drw.pdf | 5 | 1 | GRILL, ISL100 FAN GUARD | 14724
14718_drw.pdf | 1 | 2 | CHANNEL, STRUCTURAL, C8 11.5#, ASTM A36 | 14718-01
14718_drw.pdf | 2 | 2 | CHANNEL, STRUCTURAL, C8 11.5#, ASTM A36 | 14718-02
14718_drw.pdf | 3 | 2 | PLATE, .375" FORMED, ASTM A36 | 14718-03
14718_drw.pdf | 4 | 4 | PLATE, .25", ASTM A36 | 14718-04
14718_drw.pdf | 5 | 4 | FLAT BAR, .375 X 1.50 X 7.31, ASTM A36 | 14718-05
14718_drw.pdf | 6 | 2 | ANGLE, HRS, 0.50 X 8.00 X 8.00 | 14718-06
14718_drw.pdf | 7 | 2 | SHEET, HRS, 0.25" | 14718-07
14736_drw.pdf | 1 | 1 | RACK,DUAL 8D BATTERY | 14251
14736_drw.pdf | 2 | 1 | BRACKET, BATTERY HOLD DOWN | 14168
14736_drw.pdf | 3 | 1 | ROD, THREADED, McMASTER-CARR or EQUIV | 99065A401
14736_drw.pdf | 4 | 3 | NUT, 3/8-16 UNC | NUT_3_8-16
14736_drw.pdf | 5 | 3 | WASHER, 3/8 | WASHER_3-8
14736_drw.pdf | 6 | 3 | WASHER, LOCK, 3/8 | WASHER_LOCK_3-8
14746_drw.pdf | 1 | 1 | PANEL,FRNT,CONDUIT BOX, HCI5 | 14343
14746_drw.pdf | 2 | 1 | MOUNT,PCC2100, - | 14788
14746_drw.pdf | 3 | 1 | PANEL,FLR,CONDUIT BOX, HCI5 F | 14823
14747_drw.pdf | 1 | 1 | PANEL,RR,CONDUIT BOX, UCI274/HCI4/HCI5 W/CTRL | 14341
14747_drw.pdf | 2 | 1 | PANEL,FRNT,CONDUIT BOX, HCI5 | 14343
14747_drw.pdf | 3 | 2 | PANEL,SIDE,CONDUIT BOX, UCI274/HCI4/HCI5 | 14699
14747_drw.pdf | 4 | 3 | LOUVER,CONDUIT BOX, UCI274/HCI4/HCI5 | 14705
14747_drw.pdf | 5 | 1 | MOUNT,PCC2100, - | 14788
14747_drw.pdf | 6 | 1 | PANEL,FLR,CONDUIT BOX, HCI5 F | 14823
14747_drw.pdf | 7 | 1 | PANEL,TOP,CONDUIT BOX, UCI274,HCI4,HCI5 | 13694
14747_drw.pdf | 8 | 1 | BRKT,CONDUIT BOX,RH, UCI274/HCI4/HCI5 | 14735
14747_drw.pdf | 9 | 1 | BRKT,CONDUIT BOX,LH, UCI274/HCI4/HCI5 | 14737
14747_drw.pdf | 10 | 1 | PANEL,COVER, UCI274/HCI4/HCI5 | 14787
14747_drw.pdf | 11 | A/R | PROFILE,BULB STYLE,UL RECOGNIZED | 14456
14748_drw.pdf |  |  | STRUCTURAL, C8 11.5#, ASTM
14748_drw.pdf |  |  | STRUCTURAL, C8 11.5#, ASTM
14748_drw.pdf |  |  | .25", ASTM A36
14748_drw.pdf |  | FLAT | BAR, .375 X 1.50 X 7.31, ASTM
14765_drw.pdf | ITEM
14765_drw.pdf | 2 | 2 | CHANNEL, C10 x .379, 48" LENGTH | 13592-03
14765_drw.pdf | 3 | 2 | BRACKET, ENGINE SUPPORT, CFP23E | 13593-01
14765_drw.pdf | 5 | 4 | GUSSET, SUPPORT, CFP23E PUMP FRAME | 16596
14765_drw.pdf | 6 | 4 | BRACKET, LIFTING, 10" CHANNEL | A042G991
14765_drw.pdf |  |  | 6.00
14765_drw.pdf |  |  | 5.5
14765_drw.pdf |  |  | .25 | 1-3
14765_drw.pdf | 14.00 |  | .25 | 1-3 TYP
14765_drw.pdf |  | 13.75
14765_drw.pdf |  |  |  | 5
14765_drw.pdf |  |  | DETAIL A
14765_drw.pdf |  |  | SCALE 0.125
14767-01_drw.pdf | 1 | 1 | FRAME, HORIZONTAL, 138" LG, CFP15E | 14521
14767-01_drw.pdf |  |  | 30.75
14767-01_drw.pdf |  |  | 34.00
14767-01_drw.pdf | in accepts the in | confidence. by | CUMMINS FIRE POWER LLC CORPORATE OFFICE AND | DESIGN UPFIT CENTER
14767-01_drw.pdf | ittrawdiellse(c1r)etnoitnfuosrematthieondotchuemreenitn,or(2a)nynoctopcyoptyhetrheeofdoocrumtehnet, | ittrawdiellse(c1r)etnoitnfuosrematthieondotchuemreenitn,or(2a)nynoctopcyoptyhetrheeofdoocrumtehnet, | WHITE BEAR LAKE, MN | WISCONSIN
14767-02_drw.pdf | 1 | 1 | FRAME, HORIZONTAL, 138" LG, CFP15E | 14521
14767-02_drw.pdf | 4 | 2 | ANGLE, HRS, 8.0 X 0.50, 30.75" LENGTH | 12887
14767-02_drw.pdf |  |  | DETAIL
14767-02_drw.pdf |  |  | SCALE 0.250
14767-02_drw.pdf |  |  | 2
14767-02_drw.pdf |  |  | 34.00
14767-02_drw.pdf |  |  | 35.95
14767-02_drw.pdf | in accepts the in | confidence. by | CUMMINS FIRE POWER LLC CORPORATE OFFICE AND | DESIGN UPFIT CENTER
14767-02_drw.pdf | ittrawdiellse(c1r)etnoitnfuosrematthieondotchuemreenitn,or(2a)nynoctopcyoptyhetrheeofdoocrumtehnet, | ittrawdiellse(c1r)etnoitnfuosrematthieondotchuemreenitn,or(2a)nynoctopcyoptyhetrheeofdoocrumtehnet, | WHITE BEAR LAKE, MN | WISCONSIN
14767-03_drw.pdf | 1 | 1 | FRAME, HORIZONTAL, 138" LG, CFP15E | 14503
14767-03_drw.pdf |  |  | 30.75
14767-03_drw.pdf |  |  | 34.00
14767-03_drw.pdf |  |  | 35.95
14767-03_drw.pdf | in accepts the in | confidence. by | CUMMINS FIRE POWER LLC CORPORATE OFFICE AND | DESIGN UPFIT CENTER
14767-03_drw.pdf | ittrawdiellse(c1r)etnoitnfuosrematthieondotchuemreenitn,or(2a)nynoctopcyoptyhetrheeofdoocrumtehnet, | ittrawdiellse(c1r)etnoitnfuosrematthieondotchuemreenitn,or(2a)nynoctopcyoptyhetrheeofdoocrumtehnet, | WHITE BEAR LAKE, MN | WISCONSIN
14767-04_drw.pdf | 1 | 1 | FRAME, HORIZONTAL, 138" LG, CFP15E | 14503
14767-04_drw.pdf |  |  | 34.00
14767-04_drw.pdf |  |  | 35.95
14767-04_drw.pdf | in accepts the in | confidence. by | CUMMINS FIRE POWER LLC CORPORATE OFFICE AND | DESIGN UPFIT CENTER
14767-04_drw.pdf | thereof copy the | or the document, | WHITE BEAR LAKE, MN | WISCONSIN
14768-01_drw.pdf | 1 | 1 | ASSEMBLY, SHAFT GUARD, TELESCOPING, SIZE 1-XL, SHORT COUPLED | SHAFT14156
14768-01_drw.pdf | 2 | 1 | FRAME, SPP BR12D, CFP15E | 14767-01
14768-01_drw.pdf | 3 | 1 | ASSEMBLY, POWER MODULE, CFP15E-F50/60/70 HIGH HORSE POWER | 15553
14768-01_drw.pdf | 6 | 1 | SHAFT, U3172, SHORT COUPLED | 13430
14768-01_drw.pdf | 7 | 1 | PUMP, SPP | BR12D
14768-02_drw.pdf | 1 | 1 | ASSEMBLY, SHAFT GUARD, TELESCOPING, SIZE 1-XL, SHORT COUPLED | SHAFT14156
14768-02_drw.pdf | 2 | 1 | FRAME, SPP BR12D W/ DRIP RIM, CFP15E | 14767-02
14768-02_drw.pdf | 3 | 1 | ASSEMBLY, POWER MODULE, CFP15E-F50/60/70 HIGH HORSE POWER | 15553
14768-02_drw.pdf | 6 | 1 | SHAFT, U3172, SHORT COUPLED | 13430
14768-02_drw.pdf | 7 | 1 | PUMP, SPP | BR12D
14768-03_drw.pdf | 1 | 1 | ASSEMBLY, SHAFT GUARD, TELESCOPING, SIZE 1-XL, SHORT COUPLED | SHAFT14156
14768-03_drw.pdf | 2 | 1 | FRAME, SPP BS10E, CFP15E | 14767-03
14768-03_drw.pdf | 3 | 1 | ASSEMBLY, POWER MODULE, CFP15E-F50/60/70 HIGH HORSE POWER | 15553
14768-03_drw.pdf | 6 | 1 | SHAFT, U3172, SHORT COUPLED | 13430
14768-03_drw.pdf | 7 | 1 | PUMP, SPP | BS10E
14768-04_drw.pdf | 1 | 1 | ASSEMBLY, SHAFT GUARD, TELESCOPING, SIZE 1-XL, SHORT COUPLED | SHAFT14156
14768-04_drw.pdf | 2 | 1 | FRAME, SPP PC10E, CFP15E | 14767-04
14768-04_drw.pdf | 3 | 1 | ASSEMBLY, POWER MODULE, CFP15E-F10/20/30/40 | 15552
14768-04_drw.pdf | 6 | 1 | SHAFT, U3172, SHORT COUPLED | 13430
14768-04_drw.pdf | 7 | 1 | PUMP, SPP | PC10E
14768_drw.pdf | 1 | 1 | ASSEMBLY, SHAFT GUARD, TELESCOPING, SIZE 1-XL, SHORT COUPLED | SHAFT14156
14768_drw.pdf | 2 | 1 | FRAME, SPP, CFP15E | 14767
14768_drw.pdf | 3 | 1 | ASSEMBLY, POWER MODULE, CFP15E-F50/60/70 HIGH HORSE POWER | 15553
14768_drw.pdf | 6 | 1 | SHAFT, U3172, SHORT COUPLED | 13430
14768_drw.pdf | 7 | 1 | PUMP, SPP | BR12D
14772_drw.pdf | ITEM
14772_drw.pdf | 1 | 1 | BRACKET, EXHAUST SUPT, NORDCO 3175-0319 | 14772_01
14772_drw.pdf | 2 | 1 | BRACKET, EXHAUST SUPT, NORDCO 3175-0319 | 14772_02
14772_drw.pdf |  |  | 0.50
14772_drw.pdf |  |  | 2.00
14780_drw.pdf | 1 | 1 | TUBE,STEEL,45 DEG EXTENSION, EXPANDED ONE END | 14781
14780_drw.pdf | 2 | 1 | FLANGE 10",125-150LB, STL FLAT WELD-ON | 40482K
14781_drw.pdf | 1 | A/R | TUBE, 10.00 O.D., .104 THK WALL | ALUMINIZED
14785_drw.pdf | 1 | 1 | ASSEMBLY, MOUNTING, ENGINE, CFP11E | 8773
14785_drw.pdf | 2 | 1 | ASSEMBLY, COOLANT HEATER, CFP11E, 2250W 120V 60HZ | 8950
14785_drw.pdf | 3 | 1 | ASSEMBLY, OPERATORS STATION, CFP11E, FIREPUMP | 9510
14785_drw.pdf | 4 | 1 | EXHAUST,L 90 HALF MARMON, 5" 125# ANSI FLANGE | 9514-03
14785_drw.pdf | 5 | 1 | ASSEMBLY, TURBO GUARD, CFP11E, FIREPUMP | 9515
14785_drw.pdf | 6 | 1 | ASSEMBLY, AIR CLEANER, CFP11E, FIREPUMP | 9518
14785_drw.pdf | 7 | 1 | ASSEMBLY, SENSOR PACKAGE, CFP11E | 9572
14785_drw.pdf | 8 | 1 | ASSEMBLY, SECONDARY ECM, CFP11E, FIREPUMP | 11057
14785_drw.pdf | 9 | 1 | ASSEMBLY, COOLING PACKAGE, CFP11E W/ RADIATOR | 14708
14785_drw.pdf | 10 | 1 | KIT, FUEL LINE, CFP11E, RADIATOR COOLED | 14709
14785_drw.pdf | 11 | 1 | ASSEMBLY, ENGINE, CFP11E W/ FAN DRIVE | 14710
14785_drw.pdf | 12 | 1 | FUEL LINE, 12" EXTENSION, #8 FEM JIC X #8 221FR X | 3/8"1N4P4T00-007
14785_drw.pdf | 13 | 1 | FUEL LINE, 12" EXTENSION, #10 FEM JIC X #10 221FR X | 1/21"44N0P0T-010
14788_drw.pdf | 1 | 1 | SHEET,PCC2100 | 13712
14788_drw.pdf | 2 | 7 | WELDNUT, 1/4"-20 NC, _ | 14520
14789_drw.pdf | 1 | 1 | SHEET,FLR,CONDUIT BOX, HCI4 | 13989
14789_drw.pdf | 2 | 3 | WELDNUT, 1/4"-20 NC, _ | 14520
14790_drw.pdf | 1 | 1 | SHEET,FLR,CONDUIT BOX, UCI274 | 13990
14790_drw.pdf | 2 | 3 | WELDNUT, 1/4"-20 NC, _ | 14520
14793_drw.pdf | 1 | 1 | SHEET,FLR,CONDUIT BOX, HCI5 C/D/E | 13988
14793_drw.pdf | 2 | 3 | WELDNUT, 1/4"-20 NC, _ | 14520
14796_drw.pdf | 1 | 1 | FRAME, WELDMENT, CUSTOM, CFP5.9/7E, CFP8.3/9E | 12326-01
14796_drw.pdf | 2 | 2 | ANGLE, HRS, 8.0 X 8.0 X 0.50, 26.00" LENGTH | 12504
14796_drw.pdf | 18.00
14797_drw.pdf | 1 | 1 | SHEET, 20 GA. HRS | 14797_01
14797_drw.pdf | 2 | 1 | TUBING, HRS, 3.25" OD X 3.00 I.D. | 14797_02
14797_drw.pdf | 3 | 1 | PLATE, HRS, 0.125" | 14797_03
14797_drw.pdf |  |  | 2 OF 2 FOR PART DETAILS
14797_drw.pdf |  |  | 1
14798_drw.pdf | 1 | 1 | SHEET, 20 GA. HRS | 14798_01
14798_drw.pdf | 2 | 1 | TUBING, HRS, 4.25" OD X 4.010 I.D. | 14798_02
14798_drw.pdf | 3 | 1 | PLATE, HRS, 0.125" | 14798_03
14798_drw.pdf | SEE |  | 2 OF 2 FOR PART DETAILS
14798_drw.pdf |  |  |  | 3
14799_drw.pdf | 1 | 1 | SHEET, 20 GA. HRS | 14799_01
14799_drw.pdf | 2 | 1 | TUBING, HRS, 5.25" OD X 5.00 I.D. | 14799_02
14799_drw.pdf | 3 | 1 | PLATE, HRS, 0.125" | 14799_03
14799_drw.pdf |  |  | 1
14803_drw.pdf | 1 | 1 | COUPLING, HALF, 1/8" NPT, STEEL | 13232
14803_drw.pdf | 2 | 1 | TUBING, 4" OD X 16 GA WALL ALUMINIZED | 14803_01
14803_drw.pdf | 3 | 1 | SHEET, 14 GA. HRS | 14803_02
14803_drw.pdf | 6.59 |  | SCALE 0.125
14804_drw.pdf | 1 | 1 | COUPLING, HALF, 1/8" NPT, STEEL | 13232
14804_drw.pdf | 2 | 1 | TUBING, 4" OD X 16 GA WALL ALUMINIZED | 14804_01
14804_drw.pdf | 3 | 1 | SHEET, 14 GA. HRS | 14804_02
14804_drw.pdf |  |  | 4.03 THRU SHEET
14804_drw.pdf |  |  | SCALE 0.125
14804_drw.pdf |  |  | 80.0 $
14822_drw.pdf | 1 | 1 | SPRING, 60 LBS, 9.84" STROKE GAS | 14818
14822_drw.pdf | 2 | 2 | END, 6mm THREAD, 10mm BALL, ROD | 14819
14822_drw.pdf | 3 | 2 | STUD, 10mm BALL | 14820
14822_drw.pdf |  |  | 5/16-18 UNC
14822_drw.pdf |  |  | 9.84 STROKE
14822_drw.pdf |  |  | 0.75
14823_drw.pdf | 1 | 1 | SHEET,FLR,CONDUIT BOX, HCI5 F | 14499
14823_drw.pdf | 2 | 3 | WELDNUT, 1/4"-20 NC, _ | 14520
14828_drw.pdf | 1 | 2 | FLAT 12.0 X 12.0 X 0.38 A-36 | 14828-01
14828_drw.pdf | 2 | 1 | CHANNEL,4 X 4 X .38,100.25 LONG, A36 | 14828-02
14828_drw.pdf | 3 | 2 | ANGLE 1.0 X 1.0 X 0.13 X 12.0 LONG, A-36 | 14828-03
14831_drw.pdf | 1 | 1 | SHEET,FLR,CONDUIT BOX, HCI6 | 14509
14831_drw.pdf | 2 | 3 | WELDNUT, 1/4"-20 NC, _ | 14520
14831_drw.pdf | 3X
14837_drw.pdf | 1 | 7 | WELDNUT, 1/4"-20 NC, _ | 14520
14837_drw.pdf | 2 | 1 | SHEET,ENCLOSURE,TOP/BOTTOM, HCI6 | 14834
14855_drw.pdf | 1 | 1 | RADIATOR,CAC,OIL-COOLER, ISL100 | 12747
14855_drw.pdf | 2 | 1 | FAN, SUCKER, 32" OD, 9 BLADE, 1" PILOT, ACS P/N - | 217100-1322805
14855_drw.pdf | 3 | 1 | TUBE, 4.00 OD, CAC TO INTAKE, QSL8.3 & QSC9 | 12810
14855_drw.pdf | 4 | 1 | TUBE,4.00 OD,TURBO TO CAC, QSL8.3 & QSC9 | 12811
14855_drw.pdf | 5 | 1 | TUBE,2.25 OD, LOWER JKT WATER, QSL8.3 & QSC9 | 12814
14855_drw.pdf | 6 | 1 | TUBE,2.25 OD, UPPER JKT WATER, QSL8.3 & QSC9 | 12815
14855_drw.pdf | 7 | 1 | FRAME, WELDMENT, ISL100, QSC & QSL TIER 3 | 12876
14855_drw.pdf | 8 | 1 | ENGINE, QSC8.3TIER 3, 300HP, 2200RPM, MTL ISL100, | 130507515234
14855_drw.pdf | 9 | 1 | ASSEMBLY, SUPT, LEG RIGHT REAR, ISL100, QSC & QSL | 315324
14855_drw.pdf | 10 | 1 | ASSEMBLY, SUPT, LEG LEFT REAR, ISL100, QSC & QSL TIER | 3 15328
14855_drw.pdf | 11 | 1 | OSP,MODIFY MUFFLER OUTLET, 86531,NELSON,MTI,8.3 & | A042C861
14855_drw.pdf | 12 | 1 | FILTER,AIR,OPTIAIR, 1300 SERIES | AH19481
14855_drw.pdf | 13 | A/R | COOLANT, FC EG PM, 1 GALLON | CC2743
14855_drw.pdf | 14 | 1 | PLATE, .125 THICK, ASTM A36 | 9132
14855_drw.pdf | 15
14855_drw.pdf | 16 | 2 | BRACE,RADIATOR,SUPPORT, QSC & QSL TIER 3 | 12864
14856_drw.pdf | 1 | 1 | PULLEY, CRANKSHAFT, - | AF9207
14856_drw.pdf | 2 | 1 | AID, AIR HEATER STARTING | AH9196
14856_drw.pdf | 3 | 1 | APPROVAL, AGENCY, - | AP9744
14856_drw.pdf | 4 | 1 | BREATHER, CRANKCASE | BR9294
14856_drw.pdf | 5 | 1 | AID, COO HEATER STARTING | CH9101
14856_drw.pdf | 6 | 1 | DRIVE, FRO GER TRA ACC | DF9147
14856_drw.pdf | 7 | 1 | LOCATION, DRAIN, - | DL9316
14856_drw.pdf | 8 | 1 | ALTERNATOR | EE9312
14856_drw.pdf | 9 | 1 | MOUNTING, ALTERNATOR | EH97536
14856_drw.pdf | 10 | 1 | DRIVE, FAN | FA9556
14856_drw.pdf | 11 | 1 | LOCATION, FUEL FILTER | FF90043
14856_drw.pdf | 12 | 1 | FLYWHEEL HOUSING | FH9627
14856_drw.pdf | 13 | 1 | RATING, FUEL, - | FR92700
14856_drw.pdf | 14 | 1 | STAINER, FUEL | FS9348
14856_drw.pdf | 15 | 1 | PLUMBING, FUEL | FT9263
14856_drw.pdf | 16 | 1 | VALVE, FUEL SHUTOFF, - | FV9436
14880_drw.pdf | 1 | 1 | PLATE, MOUNTING | 14863
14880_drw.pdf | 2 | 1 | FLANGE, MOUNTING PLATE | 14881