## Sheet1
21282_drw.pdf | ITEM
21282_drw.pdf | 1 | 1 | BRACKET, CONTACTOR MOUNTING, CFP15E, HD AIR CLEANER | 21271
21282_drw.pdf | 4 | 1 | FIELD SETTINGS TAG, FIREPUMP | 9526-03
21282_drw.pdf | 5 | 1 | DATA TAG, FIREPUMP | 9534
21282_drw.pdf | 6
21282_drw.pdf | 7 | 1 | WASHER,FLAT, M12 | 20020-M12
21282_drw.pdf | 8 | 4 | WASHER,FLAT, M5 | 20020-M5
21282_drw.pdf |  |  |  | 20120-M5
21282_drw.pdf | 11 | 8 | NUT,HEX, M6-1.00 | 20120-M6
21282_drw.pdf | 12 | 1 | NUT,HEX,PT, .38-16 | 20130-038
21282_drw.pdf | 13 | 1 | SCREW,HH, 0.38-16x1.25 | 20238-125
21282_drw.pdf | 14 | 4 | SCREW,HH, 0.50-13x1.25 | 20250-125
21282_drw.pdf | 17 | 1 | SCREW,HH, M12-1.75x25 | 20312-025
21282_drw.pdf | 18 | 1 | BRACKET | 21279
21282_drw.pdf | 19 | 1 | PLATE, MOUNTING, CFP15E | 21844
21282_drw.pdf | 20 | 1 | BRACKET, CONTACTOR, CFP15E | A042A085
21286_drw.pdf | 1 | 2 | GUSSET, GTA855 GENSET FRAME CROSS CHANNEL | 14143
21286_drw.pdf | 2 | 1 | CHANNEL,FRAME,REAR, C8 #11.5, 51.48 LONG | 21287
21286_drw.pdf | 3 | 1 | CROSSMEMBER, FRONT, ENGINE OFFSET | 21288
21286_drw.pdf | 4 | 1 | CHANNEL,GENSET FRAME, QSB5G6 FRONT | 21290
21286_drw.pdf | 5 | 2 | CHANNEL,GENSET FRAME, QSB5G5 SIDE | 21291
21286_drw.pdf | 6 | 4 | SPACER,ISOLATOR, .375 THK, 1.50 HOLE | 21292
21286_drw.pdf | 7 | 1 | CROSSMEMBER,RADIATOR, SUPPORT,QSB5G6 | 21293
21286_drw.pdf | 8 | 1 | CROSSMEMBER,REAR, QSB5G6, OFFSET MOUNT | 21294
21286_drw.pdf | 9 | 2 | GUSSET,GENSET BASE, CROSSMEMBER | 21299
21298_drw.pdf | ITEM
21298_drw.pdf | 1 | 1 | PLATE,.25 THK STEEL, STEEL | 21298-REF
21298_drw.pdf | 2 | 3 | NUT, WELD, 3/8-16 | NUT-WELD_375
21298_drw.pdf |  |  | 0.42 3 PLACES
21298_drw.pdf |  |  | FOR 3/8-16 WELDNUT
21298_drw.pdf |  |  | 1
21313_drw.pdf | ITEM
21313_drw.pdf | 1 | 1 | BRKT,FORMED,STL, PART OF COVER KIT | 21080
21313_drw.pdf | 2 | 1 | BRKT,FORMED,STL, PART OF COVER KIT | 21081
21315_drw.pdf | 1 | 1 | ASSY,BULKHEAD WIRING, DIGITAL PANEL, BULKHEAD TO POWER PCB | 15156
21315_drw.pdf | 2 | 1 | CABLE, DIGITAL PANEL, POWER PCB TO DISPLAY PCB | 15157
21315_drw.pdf | 3 | 1 | CABLE, DIGITAL PANEL, POWER PCB TO ECM SWITCH PCB | 15158
21315_drw.pdf | 4 | 1 | ASSY, WIRING, DIGITAL PANEL, ENGINE STOP SWITCH | 15160
21315_drw.pdf | 5 | 1 | DIAGNOSTICS, DIGITAL PANEL, RECEPTACLE AND CABLE | 15161
21315_drw.pdf | 6 | 1 | WELDMT, DIGITAL PANEL, BOX, ELECTRONIC | 15569
21315_drw.pdf | 7 | 1 | ASSEMBLY, DOOR, CONTROL PANEL | 15575
21315_drw.pdf | 8 | 1 | POWER PCB, DIGITAL PANEL, ELECTRONIC | 15153
21315_drw.pdf | 9 | 1 | SWITCH PCB, DIGITAL PANEL, MODULE, ECM | 15154
21315_drw.pdf | 10 | 1 | POWER MODULE ECM , DIGITAL PANEL, ELECTRONIC | 15155
21315_drw.pdf | 11 | 2 | HINGE, ASSEMBLY W/PIN, MILD STEEL, EMKA 1069-U2 | 15573_02
21315_drw.pdf | 12 | 9 | STANDOFF HEX M/F, 8-32, BRASS .63"L | 15579
21315_drw.pdf | 13 | 9 | NUT, 8-32, W/TOOTH WASHER, ZNC -PLTD | 15582
21315_drw.pdf | 14 | 2 | WASHER, 5/32"I.D x 5/16"O.D. x .02TK, STNL STL | 15588
21315_drw.pdf | 15 | 2 | SCREW, 6-19 x 3/8"L, FH PHILIPS HD, STNL STL | 15590
21315_drw.pdf | 16 | 16 | SCREW, SELF TAPPING, STNL STL | 15591
21315_drw.pdf | 17 | 1 | RECEPTACLE, W/FLANGE 50 PIN,BLACK, CRC SERIES, DEUTSCH, | 15593
21315_drw.pdf | 18 | 1 | RECEPTACLE, PCB MOUNT, 12 PINS STRAIGHT DT-SERIES, DEUTSCH, | 15594
21315_drw.pdf | 19 | 1 | CONNECTOR, RECEPTACLE SQ. FLANGE HD10 SERIES, DEUTSCH, | 15596
21315_drw.pdf | 20 | 1 | RECEPTACLE, W/FLANGE 50 PIN,BLACK, CRC SERIES, DEUTSCH, | 15599
21315_drw.pdf | 21 | 1 | PLUG, LIQUID TIGHT, HEYCO, 3837 | 15645
21315_drw.pdf | 22 | 1 | RECEPTACLE, W/FLANGE 50 PIN,BLACK, CRC SERIES, DEUTSCH, | 15657
21315_drw.pdf | 23 | 4 | NUT, ACORN,SELF-LOCKING, 8-32, 18-8 STNL STL | 17149
21320_drw.pdf | ITEM
21320_drw.pdf | 1 | 1 | BRACKET, SIDE RAIL, LH | 21323
21320_drw.pdf | 2 | 1 | BRACKET, GEN, CNTR SUPT, MI-JACK | 21324
21320_drw.pdf | 3 | 1 | BRACKET, GEN. SUPT | 21325
21320_drw.pdf | 4 | 2 | PLATE, CNTR SUPT, SIDE RAIL | 21326
21320_drw.pdf |  |  | PLATE, END SUPT,SIDE RAIL | 21327
21320_drw.pdf |  |  |  | 21328
21320_drw.pdf |  |  |  | 21329
21320_drw.pdf |  |  | 9
21320_drw.pdf |  |  | 2
21320_drw.pdf |  | 1
21321_drw.pdf | ITEM
21321_drw.pdf | 1 | 1 | ENGINE, QSB5, TIER 4 | 21125
21321_drw.pdf | 2 | 1 | FRAME, MI-JACK | 21320
21321_drw.pdf | 3 | 1 | ENGINE MNT, RH | 21332
21321_drw.pdf | 4 | 1 | ENGINE MNT, LH | 21335
21321_drw.pdf |  |  | FRAME STAND | 21412
21321_drw.pdf |  |  |  | 21468
21321_drw.pdf | 11 | 8
21321_drw.pdf | 12 | 4 | SCREW,HH, 0.75-10x1.50
21321_drw.pdf | 13 | 4 | SCREW,HH, 0.75-10x4.50
21321_drw.pdf | 14 | 2 | SCREW,HH, M12-1.75x25 | 20312-025
21321_drw.pdf | 15 | 6 | SCREW,HH, M12-1.75x30 | 20312-030
21322_drw.pdf | ITEM
21322_drw.pdf | 1 | 1 | HOSE,LOW PRESSURE, 5/8" ID X 36.00 LG | 13062
21322_drw.pdf | 2 | 1 | RADIATOR MNT, LH | 21201
21322_drw.pdf | 3 | 1 | FAN,SUCKER,24" OD,9 BLADE,1"PILOT, ACS P/N-440100-24 | 440100-24
21322_drw.pdf | 4 | 1 | COOLING PACKAGE, CPG | A030T332
21322_drw.pdf |  |  | HOSE, HUMP CAC, 3" ID X 6-1/2" LONG | 11431
21322_drw.pdf |  |  | T-BOLT, 3.28-3.58 | 12975-0350
21322_drw.pdf |  |  |  | 14990-08
21322_drw.pdf | 11 | 1 | TUBE,
21322_drw.pdf | 12 | 1 | TUBE, CAC, TO/AIR INTAKE,
21322_drw.pdf | 13 | 1 | SENSOR, FLUID LEVEL, CASCO, 1035100002-001
21332_drw.pdf | ITEM
21332_drw.pdf | 1 | 1 | PLATE, ENGINE MNT | 21333
21332_drw.pdf | 2 | 1 | BRACKET, ENGINE MNT, RH | 21334
21332_ref_drw.pdf | ITEM
21332_ref_drw.pdf | 1 | 1 | PLATE, ISOLATOR MNT, PELICAN, ANGULAR MNT | 19299
21332_ref_drw.pdf | 2 | 1 | PLATE, ENGINE MNT | 21333_REF
21332_ref_drw.pdf | 3 | 1 | BRACKET, ENGINE MNT, RH | 21334_REF
21332_ref_drw.pdf |  |  | 2
21335_drw.pdf | ITEM
21335_drw.pdf | 1 | 1 | PLATE, ENGINE MNT | 21333
21335_drw.pdf | 2 | 1 | BRACKET, ENGINE MNT, LH | 21336
21335_ref_drw.pdf | ITEM
21335_ref_drw.pdf | 1 | 1 | PLATE, ISOLATOR MNT, PELICAN, ANGULAR MNT | 19299
21335_ref_drw.pdf | 2 | 1 | PLATE, ENGINE MNT | 21333_REF_LH
21335_ref_drw.pdf | 3 | 1 | BRACKET, ENGINE MNT, LH | 21336_REF
21335_ref_drw.pdf |  |  | 2
21353_drw.pdf | ITEM
21353_drw.pdf | 1 | 3 | NUT, WELD HEX HEAD, 5/16"-18, - | 13253
21353_drw.pdf | 2 | 1 | GUARD,NARROW FIT, LEFT SIDE | 21353-REF
21353_drw.pdf |  | 8 | PLCS
21354_drw.pdf | ITEM
21354_drw.pdf | 1 | 3 | NUT, WELD HEX HEAD, 5/16"-18, - | 13253
21354_drw.pdf | 2 | 1 | GUARD,NARROW FIT, LEFT SIDE | 21354-REF
21354_drw.pdf |  | R0.25
21354_drw.pdf |  | 3
21354_drw.pdf |  |  | 1.12
21354_drw.pdf |  |  | 0.50
21364_drw.pdf | ITEM
21364_drw.pdf | 1 | 1 | HOSE, CAC, 4-PLY ARAMID FIBER 4.5", PUROSIL 364-450 | 364-450
21368_drw.pdf | 1 | 2 | GUSSET,ENGINE CROSSMEMBER, GTA38/50 | 13842
21368_drw.pdf | 2 | 1 | CHANNEL,FRAME, GTA38/50 REAR | 14227
21368_drw.pdf | 3 | 1 | CHANNEL, CROSSMEMBER, ENGINE, REAR, | 14229
21368_drw.pdf | 4 | 4 | BRKT,LIFTING, GTA28/38/50 | 16505
21368_drw.pdf |  |  | RAIL,GTA38 | 21376
21368_drw.pdf | 9 | 1 | CROSSMEMBER,ENG,FRNT, MODIFIED GTA38/50 | 21491
21368_drw.pdf | 10 | 2 | GUSSET,ENGINE CROSSMEMBER, GTA38/50 | 21494
21368_drw.pdf |  |  | SECTION B-B
21368_drw.pdf |  |  | SCALE 0.250
21368_drw.pdf |  |  | .25 | TYP
21382_drw.pdf | 1 | 1 | ENCLOSURE, 316 STAINLESS STEEL, 6 x 6 x 4, HOFFMAN | A606NFSS6
21382_drw.pdf | 2
21382_drw.pdf | 3 | 4 | TERMINAL, ZDU 6, WEIDMULLER | 1608620000
21382_drw.pdf | 4 | 1 | PLATE, END ZAP/TW 5, WEIDMULLER | 1608830000
21382_drw.pdf | 5 | 2 | BRACKET,END, Z-SERIES | 9540000000
21382_drw.pdf | 6 | 1 | PANEL, 6 X 6 BACK, HOFFMAN | A6P6
21382_drw.pdf | 7
21382_drw.pdf | 8 | 1 | GASKET, DTP4P | DTP4P-L012-GKT
21385_drw.pdf | ITEM
21385_drw.pdf |  |  | 3.50
21386_drw.pdf | ITEM
21386_drw.pdf | 1 | 1 | PLATE, OPERATOR STATION MTG BRACKET, RH CONTROLS | 14078
21386_drw.pdf | 2 | 1 | TUBE, ENCLOSURE MOUNTING BRACKET | 21387
21386_drw.pdf | 3 | 1 | PLATE, ENCLOSURE MOUNTING BRACKET | 21388
21390_drw.pdf | 1 | 1 | HOSE, FUEL VACUUM, CFP15E LH CONTROLS | 19843
21390_drw.pdf | 2
21390_drw.pdf | 3
21390_drw.pdf | 4 | 1 | BRACKET, MTG, MURPHY GAUGE, CFP15E | 21389
21390_drw.pdf | to the document as authorized | in accepts the in | confidence. by CUMMINS FIRE POWER LLC CORPORATE OFFICE | DESIGN UPFIT CENTER
21390_drw.pdf | ittrawdiellse(c1r)etnoitnfuosrematthieondotchuemreenitn,or(2a)nynoctopcyoptyhetrheeofdoocrumtehnet, or the | ittrawdiellse(c1r)etnoitnfuosrematthieondotchuemreenitn,or(2a)nynoctopcyoptyhetrheeofdoocrumtehnet, | or trade WHITE BEAR LAKE, MN WWW.CUMMINSFIREPOWER.COM | DEPERE, WISCONSIN
21390_drw.pdf |  | cPoopwieersLtLhCereof, | and ASSEMBLY, FUEL GAUGE
21390_drw.pdf | DIMENSION |  | ACREFP15E
21390_drw.pdf | IMUPNEIRTISAL |  | DWG UNITS: DRAWN BY: PBS | 17FEB2012
21391_drw.pdf | 1 | 2 | SENDER, PRESURE, DATCON #02504-00 | 8863
21391_drw.pdf | 2 | 2 |  | 12181-M14-2
21391_drw.pdf | 3 | 1 |  | 12195-2-2
21391_drw.pdf | 4 | 2 | SNUBBER, OIL PRESSURE, 1/8" NPT | 22690
21391_drw.pdf |  |  | BC
21392_drw.pdf | 1 | 1 | PLUG, HEX HEAD, M27 x 2.0, PARKER | M27P87OMN
21393_drw.pdf | 1 | 1 | FITTING, M27 x 2.0 WITH 1/8 NPT TAP | 21392
21393_drw.pdf | 2 | 1 | SENDER, PRESURE, DATCON #02504-00 | 8863
21393_drw.pdf |  |  | 1
21402_drw.pdf | 1 | 1 | TUBE,2.50 OD,CAC TO INTAKE, MTL BFM 35/50 | 11922
21402_drw.pdf | 2 | 1 | FRAME,POWER UNIT,B3.3,TIER 3, MTL BFM 35/50 | 11927
21402_drw.pdf | 3 | 2 | SUPPORT,LEG,FRONT,ENGINE, QSB3.3 TIER 3 | 11942
21402_drw.pdf | 4 | 2 | SUPPORT,LEG,REAR,ENGINE, QSB3.3 TIER 3 | 11943
21402_drw.pdf | 5 | 1 | ELBOW,TRIMED,45 DEG,CAC, MADE FROM CNP P/N-11946 | 11946-01
21402_drw.pdf | 6 | 1 | ELBOW,TRIMED,45 DEG,CAC, MADE FROM CNP P/N-11946 | 11946-02
21402_drw.pdf | 7 | 1 | TUBE,1.75 OD,LOWER WATER JKT, MTL BFM 35/50 | 12114
21402_drw.pdf | 8 | 1 | RADIATOR, W/CAC, QSB3.3 | 12775
21402_drw.pdf | 9 | 1 | AIR CLEANER | AH19490
21402_drw.pdf | 10 | 1 | OBSOLETE FAN,17.87" DIA, SUCTION, MULTI-WING | 17_875_10_3L_PAG_45B
21402_drw.pdf | 11 | 4 | WASHER,SNUBBING, TECH PRODUCTS CORP | 0181-1
21402_drw.pdf | 12 | 2 | WASHER,SNUBBING, TECH PRODUCTS CORP | 0182
21402_drw.pdf | 13 | 2 | HOSE,HUMP,2.50 ID,4" LG,ARAMID, PUROSIL P/N-3641-250-400 | 11923
21402_drw.pdf | 14 | 1 | PANEL,MTG,CONTROLLER, BFM35/50 | 11944
21402_drw.pdf | 15 | 1 | TUBE,2.50 X 6.50 LG,TURBO TO CAC, MTL BFM35/50 | 11952
21402_drw.pdf | 16 | 1 | SPACER,FAN, CUSTOM, B3.3 | 16386
21410_drw.pdf | ITEM
21410_drw.pdf | 1 | 1 | TUBE, EXHAUST, W/FLEX | 21416
21410_drw.pdf | 2 | 1 | TUBE, EXHAUST, OFFSET | 21417
21410_drw.pdf | 3 | 2 | CLAMP, BAND, 3"I.D. TUBE, ACCUSEAL, ALUMINZED STEEL | 21940-0300
21410_drw.pdf | 4 | 1 | TUBE, ADAPTER, DOC, - | 22497
21410_drw.pdf |  |  | CLAMP, MUFFLER, - | 3918197S
21410_drw.pdf |  |  | 3.00" | 89545K
21410_drw.pdf |  |  |  | A040N988
21412_drw.pdf | ITEM
21412_drw.pdf | 1 | 1 | BRACKET, FRAME STAND | 21413
21412_drw.pdf | 2 | 1 | PLATE, FRAME STAND | 21414
21412_drw.pdf |  |  | 2
21427_drw.pdf | 1 | 1 | TUBE, LOWER, COOLANT HEATER, QSX15-C | 18153
21427_drw.pdf | 2 | 1 | HOSE,1.00IN IDX36IN,SILICONE, CUT TO 30.00 INCHES | LONGA042F061
21427_drw.pdf | 3 | 1 | BRACKET, COOLANT HEATER, MULTI-UNIT | 8143
21429_drw.pdf | 1 | 2 | END CAP,TUBE,THREADED, - | 13814
21429_drw.pdf | 2 | 1 | CROSSMEMBER,ENGINE,FRONT, GTA38/50 | 13833
21429_drw.pdf | 3 | 1 | CHANNEL,FRAME, GTA38/50 RADIATOR SUPPORT | 13836
21429_drw.pdf | 4 | 1 | CHANNEL,FRAME, GTA38/50 | 13837
21429_drw.pdf |  |  |  | 14405
21429_drw.pdf | 9 | 35 | WELDNUT, 1/4"-20 NC, _ | 14520
21429_drw.pdf | 10 | 4 | BRKT,LIFTING, GTA28/38/50 | 16505
21429_drw.pdf | 11 | 1 | CHANNEL,FRAME,REAR, GTA38/50 | 17405
21429_drw.pdf | 12 | 1 | SHEET,FLOOR,11GA,STL, GTA38,REAR PANEL | 21397
21429_drw.pdf | 13 | 1 | SHEET,FLOOR,11GA,STL, GTA38,3RD PANEL | 21398
21429_drw.pdf | 14 | 1 | SHEET,FLOOR,11GA,STL, GTA38,2ND PANEL | 21399
21429_drw.pdf | 15 | 1 | SHEET,FLOOR,11GA,STL, GTA38,FRONT PANEL | 21400
21429_drw.pdf | 16 | 2 | BRKT,FLOOR-SUPPORT, 2x3x.25"THK, STEEL | 21433
21429_drw.pdf | 17 | 4 | GUSSET,ENGINE CROSSMEMBER, GTA38/50 | A042G234
21429_drw.pdf | 18 | 1 | CHANNEL, CROSSMEMBER, ENGINE, GTA38/50
21429_drw.pdf |  |  | .25 TYP
21432_drw.pdf | ITEM
21432_drw.pdf | 1 | 1 | WELDMENT,FRONT ENGINE SUPPORT, GTA38/50 | 14102
21432_drw.pdf | 2 | 2 | SPT,FLYWHEEL,REWORK, GTA38/50 | 15111
21432_drw.pdf | 3 | 1 | FRAME, GENSET, WIDE, GTA38 W/FLOOR | 21429
21432_drw.pdf | 4 | 4 | SPACER, ISOLATOR, 6.00 x 6.00 x 0.875 | 13711
21432_drw.pdf |  |  | WASHER,SNUBBING, TECH PRODUCTS 0186 | 13722
21432_drw.pdf |  |  | PRODUCTS 60054 | 14327
21432_drw.pdf |  |  |  | 21430
21434_drw.pdf | 1 | 1 | -, - | 21434-BODY
21434_drw.pdf | 2 | 1 | -, - | 21434-HANDLE
21434_drw.pdf | 3 | 1 |  | 21434-NUT_
21435_drw.pdf | 1 | 1 | -, - | 21435-BODY
21435_drw.pdf | 2 | 1 | -, - | 21435-HANDLE
21435_drw.pdf | 3 | 1 |  | 21435-NUT
21439_drw.pdf | 1 2 | 1 1 | SENDER, WATER TEMPERATU;RE1/8" NPT 0-100 PS;I1/4" NPT STN STL | 13113
21439_drw.pdf | 3 | 1 | REGULATOR/STRAINER, 3/4" N;PSTEA WATER COMPATIBLE | 13703
21439_drw.pdf | 4 | 1 | REGULATOR/STRAINER, 3/4" N;PSTEA WATER COMPATIBLE | 13703
21446_drw.pdf | ITEM | QTY
21446_drw.pdf | 1 | 1 | ENGINE, QSX15-C665, SPEC CFP15E F10-F40 | 8742
21446_drw.pdf | 3 | 1 | ASSEMBLY, COOLANT HEATER, 3KW ADJ VOLTAGE, CFP15E | 10849
21446_drw.pdf | 4 | 1 | ASM, COOLANT LEVEL GAUGE, CFP15E | 14074
21446_drw.pdf | 5 | 1 | ASSEMBLY, GUARDING, HD AIR CLEANER, CFP15E | 16707
21446_drw.pdf | 6 | 1 | ASSEMBLY, FUEL PLUMBING, CFP15E | 15210
21446_drw.pdf |  |  | CFP15E | 15617
21446_drw.pdf | 9 | 1 | DUPLEX FUEL FILTER, FF4093 | 17437
21446_drw.pdf | 10 | 1 | ASSEMBLY, FUEL VALVE AND BYPASS | 18501
21446_drw.pdf | 11 | 1 | COOLING LOOP, 1.25" DIA. , W/MNTS, CFP15, SEA WATER, | 19388
21446_drw.pdf | 14 | 1 | ASSEMBLY, CFP15E, DUPLEX LUBE OIL FILTER | 21158
21446_drw.pdf | 15 | 1 | KIT, WIRE HARNESS, CFP5E | 21228
21446_drw.pdf | 16 | 1 | ASSEMBLY, ACCESSORY MOUNTING, CFP15E | 21282
21446_drw.pdf | 19 | 1 | ASSEMBLY, ENGINE MOUNTING FEET, CFP15E, ISOLATOR MOUNTED | 21471
21446_drw.pdf | 20 | 1 | ASSEMBLY, OIL/AIR TEMPERATURE | 21477
21446_drw.pdf | 21
21446_drw.pdf | 22 | 1 | ASSEMBLY, DPEM AND HARNESS, GEN I
21446_drw.pdf | 24 | 1 | BRACKET, RADIATOR TUBE | 11581
21446_drw.pdf | 25
21467_drw.pdf | ITEM
21467_drw.pdf | 1 | 1 | BRACKET, AIR FILTER MNT, QSB5, MI-JACK | 21441
21467_drw.pdf | 2 | 1 | BRACKET, AIR FILTER SUPT | 21483
21467_drw.pdf | 3 | 1 | PLATE, AIR FITLER SUPT, BOTTOM | 21531
21470_drw.pdf | 1 | 1 | HOSE, INLET, 80242GL X 26" LG | 8951
21470_drw.pdf | 2 | 1 | HOSE, OUTLET, #80242GL X 27" LG, FIREPUMP | 8952
21470_drw.pdf | 3
21470_drw.pdf | 4 | 1 | TEE, UNION, -12 NPT | 12531-12
21470_drw.pdf | 5
21470_drw.pdf | 6 | 4 | ISOLATOR, STUD MOUNT, 1/4-20, TECH PRODUCTS #51201 | 13102
21470_drw.pdf | 7
21470_drw.pdf | 8 | 1 | COOLANT HEATER, ISOLATED, OIL PAN FLANGE MOUNT | 14821
21470_drw.pdf |  |  |  | 14990-12
21471_drw.pdf | ITEM
21471_drw.pdf | 1 | 1 | SUPPORT, ENGINE, FRONT, ISOLATED, CFP15E | 14085
21471_drw.pdf | 2 | 4 | ISOLATOR, DOME STYLE | 8954-2
21471_drw.pdf | 3 | 2 | ISOLATOR, DOME STYLE | 8954-4
21471_drw.pdf | 4 | 2 | BRACKET, REAR LEG, ISOLATED, CFP15E | 14086
21471_drw.pdf |  |  | WASHER,FLAT, 0.75 | 20000-075
21471_drw.pdf |  |  |  | 20130-075
21471_drw.pdf |  |  |  | 20263-175
21472_drw.pdf | ITEM
21472_drw.pdf | 1 | 1 | PLATE, VIBRATION MOUNT SIDE | 21474
21472_drw.pdf | 2 | 1 | PLATE, VIBRATION MOUNT TOP | 21475
21472_drw.pdf | 3 | 1 | GUSSET, VIBRATION MOUNT | 21476
21472_drw.pdf |  |  | 2
21477_drw.pdf | 1 | 1 |  | 8862
21477_drw.pdf | 2 | 1 |  | 21977
21478_drw.pdf | ITEM
21478_drw.pdf | 1 | 1 | ASSEMBLY, VIBRATION SWITCH MOUNT | 20263-175
21478_drw.pdf | 2 | 1 | PLATE, OPERATOR STATION MTG BRACKET, RH CONTROLS | 14078
21478_drw.pdf | 3 | 1 | SWITCH, SHOCK & VIBRATION, MURPHY VS2 | 18536
21478_drw.pdf | 4 | 2 | WASHER,FLAT, 0.25 | 18536
21478_drw.pdf |  |  | SCREW,HH, 0.25-20x0.75 | 20225-075
21478_drw.pdf |  |  |  | 20263-175
21481_drw.pdf | ITEM
21481_drw.pdf | 1 | 1 | ONAN ENCLOSURE, REF 0319-3169 | 0319-3169REF
21481_drw.pdf | 2 | 1 | SHEET,SIDE,CONDUIT, HCI6 | 14515
21481_drw.pdf | 3 | 1 | PANEL,COVER, HCI6 ADAPTER FOR 320-1995 KIT MOUNT | 21480
21487_drw.pdf | ITEM
21487_drw.pdf | 1 | 1 | TUBE, OIL FILLER | 22463-01
21487_drw.pdf | 2 | 1 | TUBE, OIL FILLER | 22463-02
21487_drw.pdf | 3 | 1 | TUBE, OIL FILL, MITTERED | 22470
21487_drw.pdf | 4 | 1 | OIL FILL, "Y" FITTING, - | 3970304
21488_drw.pdf | ITEM
21488_drw.pdf | 1 | 1 | TUBE, OIL FILL, MITTERED | 22470
21488_drw.pdf | 2
21489_ref_drw.pdf | ITEM
21489_ref_drw.pdf | 1 | 1 | TRAY,BATTERY RACK, BOLT ON FRM,GRP 31 | 21490_REF
21489_ref_drw.pdf | 2 | 1 | GUSSET,BATTERY RACK, GRP 31 BOLT ON FRAME | 21496_REF
21497_drw.pdf | ITEM
21497_drw.pdf | 1 | 2 | HOLD-DOWN,BATTERY, GRP 31 HARDWARE | 17493
21497_drw.pdf | 2 | 2 | ***DO NOT USE***, REPLACED BY A042C206 | 17680
21497_drw.pdf | 3 | 1 | RACK,DUAL GRP31 BATT, WITH HOLD DOWN SLOTS | A042A036
21497_drw.pdf | 4 | 2 | BATTERY, GROUP 31, COMMERCIAL | 31-5
21497_ref_drw.pdf | ITEM
21497_ref_drw.pdf | 1 | 3 | HOLD-DOWN,BATTERY, GRP 31 HARDWARE | 17493_REF
21497_ref_drw.pdf | 2 | 2 | BATTERY,830A,12V, OPTIMA,D27F | 23381
21497_ref_drw.pdf | 3 | 1 | PLATE, BATTERY HOLD-DOWN, PIERCE 175KW | 24033
21506_drw.pdf | 1 2 | 1 1 | SENDER, WATER TEMPERATU;RE1/8" NPT 0-100 PS;I1/4" NPT STN STL | 13113
21506_drw.pdf | 3 | 1 | VALVE, SOLENOID, 1" NPT, 12;VDSCEA WATER COMPATIBLE | 14680
21506_drw.pdf | 4 | 1 | REGULATOR/STRAINER, 1" NPT, SEA WATER COMPATIBLE | 14684
21511_drw.pdf | 1 2 | 1 2 | SENDER, WATER TEMPERATU;RE1/8" NPT 3/4" NPT, 400 PSI ;MA2X5 TO 75 PSI OUT | 8890
21511_drw.pdf | 3 | 2 | STRAINER, 3/4" NPT W/ PLUG | 8891
21511_drw.pdf | 4 | 1 | GAUGE, PRESSURE, 1/4" N;PTDPG1-2 1/2, 0-100 PSI, (WATTS) | 8892
21532_drw.pdf | ITEM | QTY
21532_drw.pdf | 1 | 1 | ENGINE, QSX15-C665, SPEC CFP15E F10-F40 | 8742
21532_drw.pdf | 4 | 1 | MISC PIPING, CFP15 | 10913
21532_drw.pdf | 5
21532_drw.pdf | 6 | 1 | ASSEMBLY, SHAFT GUARD, TELESCOPING, SIZE 1-XL, SHORT COUPLED | SHAF1T4156
21532_drw.pdf | 7 | 1 | ASSEMBLY, GUARDING, HD AIR CLEANER, CFP15E | 16707
21532_drw.pdf | 8 | 1
21532_drw.pdf | 10 | 1 | ASSEMBLY, SECONDARY ECM, CFP15E | 15617
21532_drw.pdf | 11 | 1 | ASSEMBLY, FUEL VALVE AND BYPASS | 18501
21532_drw.pdf | 12 | 1 | ASSEMBLY, ACCESSORY MOUNTING, CFP15E | 21282
21532_drw.pdf | 13
21532_drw.pdf | 14 | 1 | ASSEMBLY, ENGINE MOUNTING FEET, CFP15E, ISOLATOR MOUNTED | 21471
21532_drw.pdf | 17 | 1 | ADAPTER, U-JOINT, SAE#1 FW, 1710/1810/U3172/ DRIVESHAFTS | 12578
21532_drw.pdf | 18 | 1 | SHAFT, U3172, SHORT COUPLED | 13430
21532_drw.pdf | 19 | 1 | COVER, DOOR PANEL | 16889
21534_drw.pdf | ITEM
21534_drw.pdf | 1 | 2 | NUT, WELD OFFSET HOLE, 8MM X 1.25, - | 13110
21534_drw.pdf | 2 | 1 | SHIELD, REAR, TIMBERPRO | 21535
21534_drw.pdf | 3 | 1 | TUBE, VENT, 0.75" DIA, TIMBERPRO | 21536
21534_drw.pdf |  |  |  | 3
21538_drw.pdf | ITEM
21538_drw.pdf | 1 | 3 | NUT, WELD OFFSET HOLE, 8MM X 1.25, - | 13110
21538_drw.pdf | 2 | 1 | BRKT, MTG, REAR, TIMBERPRO | 21539
21540_drw.pdf | ITEM
21540_drw.pdf | 1 | 1 | NUT, WELD OFFSET HOLE, 8MM X 1.25, - | 13110
21540_drw.pdf | 2 | 1 | BRKT, MTG, FRONT, TIMBERPRO | 21541
21540_drw.pdf |  |  | 1
21542_drw.pdf | ITEM
21542_drw.pdf | 1 | 1 | WLDMNT, SHIELD, REAR, TIMBERPRO | 21534
21542_drw.pdf | 2 | 1 | WLDMNT, BRKT, MTG, REAR, TIMBERPRO | 21538
21542_drw.pdf | 3 | 1 | WLDMNT, BRKT, MTG, FRT, TIMBERPRO | 21540
21542_drw.pdf | 4 | 8 | WASHER,FLAT, 0.38 | 20000-038
21542_drw.pdf |  |  | SCREW,HH, 0.38-16x0.75 | 20238-075
21542_drw.pdf |  |  |  | 20308-020
21542_drw.pdf |  |  |  | 21537
21545_drw.pdf | ITEM
21545_drw.pdf | 1 | 1 | PLATE, OPERATOR STATION MTG BRACKET, RH CONTROLS | 14078
21545_drw.pdf | 2 | 1 | TUBE, ENCLOSURE MOUNTING BRACKET | 21387
21545_drw.pdf | 3 | 1 | PLATE, ENCLOSURE MOUNTING BRACKET | 21546
21547_drw.pdf | 1 | 1 | ENCLOSURE, 10 x 8 x 4 316SS, HOFFMAN | A1008NFSS6
21547_drw.pdf | 2 | 6 | GUARD, TOGGLE SWITCH | 826-8498
21547_drw.pdf | 3 | 1 | MODULE, OVERSPEED, UNLITITED P/N 7001327 | 8836
21547_drw.pdf | 4
21547_drw.pdf | 5 | 1 | LABEL, HYDRAULIC START PANEL | 21550
21547_drw.pdf | 6 | 1 | LABEL, HYDRAULIC START SWITCH | 21551
21547_drw.pdf | 7 | 6 | SWITCH, MOM ON-OFF TOGGLE, WAYTEK | 44253
21547_drw.pdf | 8 | 13 | TERMINAL, ZDU 1.5, WEIDMULLER | 1775480000
21547_drw.pdf | 9 | 1 | PLATE, END, ZAP/TW ZDU1.5/2AN, WEIDMULLER | 1776030000
21547_drw.pdf | 10 | 2 | BRACKET,END, Z-SERIES | 9540000000
21547_drw.pdf | 11 | 1 | PANEL, BACK 10 x 8, HOFFMAN | A10P8
21547_drw.pdf | 12 | 1 | RECEPTACLE, 6 WAY, DEUTSCH | DT04-6P-CL09
21558_drw.pdf | 1 | 6 | WELDNUT, 1/4"-20 NC, _ | 14520
21558_drw.pdf | 2 | 1 | PANEL, FAN GUARD, RIGHT SIDE GTA855 | 21561
21558_drw.pdf | 3 | 1 | 1/2" No. 13 FLAT EXPANDED METAL STEEL | 1/2 X 13-15
21558_drw.pdf |  |  | 1
21563_drw.pdf | ITEM
21563_drw.pdf | 1 | 2 | WELDNUT, 1/4"-20 NC, _ | 14520
21563_drw.pdf | 2 | 1 | GUARD,TOP COVER, GTA855 EXTNDED FAN | 21554
21565_drw.pdf | 1 | 6 | WELDNUT, 1/4"-20 NC, _ | 14520
21565_drw.pdf | 2 | 1 | PANEL,FAN GUARD, LEFT SIDE GTA855 | 21567
21565_drw.pdf | 3 | 1 | 1/2" No. 13 FLAT EXPANDED METAL STEEL | 1/2 X 13-15
21565_drw.pdf |  |  | 1
21569_drw.pdf | ITEM
21569_drw.pdf | 1 | 8 | WELDNUT, 1/4"-20 NC, _ | 14520
21569_drw.pdf | 2 | 1 | GUARD,FRONT GRATE, FRAME GTA855E | 21570
21569_drw.pdf | 3 | 1 | No. 13 FLAT EXPANDED METAL STEEL | 1/2 X 13-15
21569_drw.pdf |  |  | 1 2
21577_drw.pdf | 1 | 1 | CHANNEL, GTA855 GENSET FRAME LH | 21577-01
21577_drw.pdf | 2 | 1 | CHANNEL,8",STEEL, GENSET FRAME | 21577-02
21577_drw.pdf | 3 | 1 | CHANNEL, FRNT CROSS, GTA855 GENSET FRAME | 21577-03
21577_drw.pdf | 4 | 1 | CHANNEL, FRNT CROSS, GTA855 GENSET FRAME | 21577-04
21577_drw.pdf | 5 | 1 | CHANNEL, GTA855 GENSET FRAME RH | 21577-05
21577_drw.pdf | 6 | 4 | BRKT,LIFTING, GTA855/19 | 21577-06
21577_drw.pdf | 7 | 2 | PLATE,RADIATOR SUPPORT, 8.8LITER | 21577-07
21577_drw.pdf | 8 | 1 | CHANNEL,FRAME,REAR, 8.8LITER | 21577-08
21581_drw.pdf | ITEM
21581_drw.pdf | 1 | 1 | KIT, FUEL HOSE, QSB5, MI-JACK | 22408
21581_drw.pdf | 2 | 1 | FUEL, FILTER, | FH22106
21581_drw.pdf | 3 | 3 | WASHER,FLAT, 0.25 | 20000-025
21581_drw.pdf | 4 | 8 | WASHER,FLAT, 0.38 | 20000-038
21581_drw.pdf |  |  | WASHER,FLAT, M12 | 20020-M12
21581_drw.pdf |  |  |  | 20100-025
21581_drw.pdf |  |  |  | 20100-038
21581_drw.pdf | 11 | 1
21581_drw.pdf | 12 | 1 | BRACKET, LIFT PUMP, -
21600_drw.pdf | ITEM
21600_drw.pdf | 1 | 1 | ENCLOSURE,GENSET8.8L, LEVEL 2,PAINTED-STEEL | 22486
21600_drw.pdf | 2 | 1 | FUEL TRAIN,NG/PV, 150KW,8.8LITER | 22802_MASTER
21600_drw.pdf | 3 | 1 | EXHAUST, CARBON, PSI8.8L, OPENSET | 22805
21600_drw.pdf | 4 | 1 | GENSET,8.8L, TERMINAL BOX/CONTROL HSG | 22808
21600_drw.pdf |  |  | GENSET,8.8L, FRAME/ENGINE,ENCLOSED | 22809
21600_drw.pdf |  |  |  | 21600GFPA
21600_drw.pdf |  |  |  | 31-5
21612_drw.pdf | ITEM
21612_drw.pdf | 1 | 1 | CHANNEL,FORMED,STL, 10GA,RIGHT FRAME RAIL | 21607
21612_drw.pdf | 2 | 1 | CHANNEL,FORMED,STL, 10GA,LEFT FRAME RAIL | 21608
21612_drw.pdf | 3 | 1 | CHANNEL,FORMED,STL, 10GA,FRAME FRONT END | 21609
21612_drw.pdf | 4 | 1 | CHANNEL,CROSS-BRACE, 10GA,FORMED,STL,FRONT | 21610
21612_drw.pdf |  |  | CHANNEL,CROSS-BRACE, 10GA,FORMED,STL,REAR | 21611
21612_drw.pdf |  |  | 10GA,FRAME REAR END | 21613
21612_drw.pdf |  |  |  | 21614
21623_drw.pdf | ITEM
21623_drw.pdf | 1 | 1 | PLATE,SUPPORT, - | 21624
21623_drw.pdf | 2 | 1 | PLATE,SUPPORT, - | 21625
21623_drw.pdf | 3 | 1 | TUBE,SUPPORT, - | 21626
21623_drw.pdf | 4 | 1 | PLATE,SUPPORT, - | 21627
21628_drw.pdf | 1 | 1 | HOSE, DUPLEX LUBE OIL, SUPPLY | 21647
21628_drw.pdf | 2 | 1 | HOSE, DUPLEX LUBE OIL, RETURN | 21648
21628_drw.pdf | 3 | 1 | BRACKET, DUPLEX LUBE OIL FILTER | A042A464
21628_drw.pdf | 4
21628_drw.pdf | 5
21628_drw.pdf | 6
21628_drw.pdf | 7
21628_drw.pdf | 8 | 4 | WASHER,FLAT, M10 | 20020-M10
21628_drw.pdf | 9 | 6 | NUT,HEX, 0.25-20 | 20100-025
21628_drw.pdf | 10 | 6 | SCREW,HH, 0.25-20x1.25 | 20225-125
21628_drw.pdf | 11 | 4 | SCREW,HH, M10-1.50x30 | 20310-030
21628_drw.pdf | 12 | 1 | SEAL, FILTER HEAD | 2863958
21628_drw.pdf | 13 | 1 | SEAL, O-RING | 3048182
21628_drw.pdf | 14 | 1 | COVER,FILTER HEAD | 3406944-LF1229
21628_drw.pdf | 15 | 1 | NUT,HEXAGON FLANGE | 3406946-LF1229
21628_drw.pdf | 16 | 1 | SEAL, O-RING | 3406947
21629_drw.pdf | ITEM
21629_drw.pdf | 1 | 2 | ADAPTER, EXHAUST FLANGE, 6" ANSI TO 4.00 O.D. TUBE | 19074
21629_drw.pdf | 2 | 4 | KIT,GASKET,NUT,BOLT, FULL FACE FIBER,6 | 23580_600
21629_drw.pdf | 3 | 1 | FLEX, EXHAUST, 6" ASA FLG X 4" ID CUFF X 18" | 6735-10
21629_drw.pdf | 4 | 1 | SILENCER,DISK,CRITICAL, GTA855/855E | 14991
21629_drw.pdf |  |  | PIPE,EXHAUST 90, GTA855E | 17010
21629_drw.pdf |  |  | CLD,GTA855 | 21604
21629_drw.pdf |  |  |  | 204510A
21629_drw.pdf | 11 | 1 | WRAP,
21630_059_drw.pdf | ITEM
21631_drw.pdf | ITEM
21631_drw.pdf | 1 | 1 | PLATE,AIRCLEANERBASE, AL,.375"THICK | 21619
21631_drw.pdf | 2 | 1 | TUBE,AIRCLEANERBASE, AL,4"ODx.25"WALL | 21620
21631_drw.pdf |  |  | 1
21634-031_drw.pdf | ITEM
21634_drw.pdf | ITEM
21634_drw.pdf | 1 | 1 | ENCLOSURE LAYOUT, 150KW GENSET | 21634
21634_drw.pdf | 2 | 1 | SHROUD,FRONT, 150KW GENSET | 21634-02
21634_drw.pdf | 3 | 1 | SHROUD,FRONT, 150KW GENSET | 21634-03
21634_drw.pdf | 4 | 1 | SHROUD,FRONT,TOP, -150KW GENSET | 21634-04
21634_drw.pdf |  |  | DOOR,30x50", ENCLOSURE,150KW | 21634-06
21634_drw.pdf |  |  |  | 21634-07
21634_drw.pdf |  |  |  | 21634-08
21635_drw.pdf | ITEM
21635_drw.pdf | 1 | 1 | BOSS, 1" OD TAPPED 18mm x 1.5, BOSCH #4962 | 13529
21635_drw.pdf | 2 | 1 | TUBE,CORR,EXHAUST,3", 12'LG | 21617
21635_drw.pdf | 3 | 1 | FLANGE,EXHAUST,3", 8.8LCAC,CATALYST CONNECTION | 21640
21635_drw.pdf | 4 | 1 | ADAPTER,TURBO-CONN, MARMON STYLE,STEEL | 21926
21635_drw.pdf |  |  | ELBOW,EXHAUST,3", FLEETGUARD-89091A | 21927
21635_drw.pdf |  |  | 16GA,ALUMINIZED-STEEL | 21928
21636_drw.pdf | ITEM
21641_drw.pdf | ITEM
21641_drw.pdf | 1 | 1 | TUBE,EXHAUST-ELBOW, 4"DIA,16GA,ALUMINIZED | 21639
21641_drw.pdf | 2 | 1 | FLANGE,EXHAUST,4", 8.8LCAC,MUFFLER CONNECT | 22002
21642_drw.pdf | ITEM
21642_drw.pdf | 1 | 14 | WELDNUT, 1/4"-20 NC, _ | 14520
21642_drw.pdf | 2 | 1 | SHEET,GUARD, - | 21643
21642_drw.pdf | 3 | 1 | SHEET,GUARD, - | 21644
21642_drw.pdf | 4 | 1 | SHEET,GUARD, - | 21645
21653_drw.pdf | ITEM
21653_drw.pdf | 1 | 1 | EXHAUST, 90 HALF MARMON, 4" TURBO OUT, 5" 125LB ANSI | 8780_04
21653_drw.pdf | 4 | 1 | ASSEMBLY, SECONDARY ECM, CFP9E | 15613
21653_drw.pdf | 5 | 1 | ASSEMBLY, CONTROL PANEL MOUNTING, CFP POWER UNITS | 21249
21653_drw.pdf | 6 | 1 | COOLING LOOP, 1", 12V, RAW WATER | 21513
21653_drw.pdf | 7 | 1 | HEATER, COOLANT, ASSEMBLY, CFP9E | 23526
21653_drw.pdf | 8 | 1 | ASSEMBLY, ACCESSORY, REAR MOUNTING, CFP9E HHP HD/ DUAL | 24409
21653_drw.pdf | 11 | 1 | CONTROL ASSEMBLY, FPDP ELECTRONIC CARBON STEEL | 26764
21653_drw.pdf | 12 | 1 | ASSY, FUEL PREFILTER, CFP9E | A042A379
21653_drw.pdf | 13 | 1 | ASSEMBLY, ENGINE MOUNT, CFP9E HHP | A042D239
21653_drw.pdf | 14 | 1 | MISCELLANEOUS PIPING, RAW WATER, CFP9E HHP | A042D242
21653_drw.pdf | 17 | 2 | CONTACTOR, MANUAL OVERIDE, 12V, PN: 535-0127, FIREPUMP | 8824-12
21653_drw.pdf | 18 | 1 | KIT, HARNESS, CFP9E | 23931
21653_drw.pdf | 19 | 1 | CABLES, BATTERY, CFP5E, 7E, 9E, 11E | 24234
21653_drw.pdf | 20 | 1 | PAINT, SPRAY BOMB, CUMMINS RED, ES044 RAL 3001 | A15730-A12
21653_drw.pdf | 21 | 1 | PLUG, 1/2 NPT | LTL-SCSP12
21655_drw.pdf | 1 | 1 | ASSEMBLY, COOLANT HEATER, 3KW ADJ VOLTAGE, CFP15E | 10849
21655_drw.pdf | 2 | 1 | ENGINE, QSX15-G9-755, SPEC CFP15 F50-F70 | 11712
21655_drw.pdf | 3 | 1 | COOLANT LEVEL GAUGE, CFP15E | 14074
21655_drw.pdf | 4 | 1 | GUARDING, HD AIR
21655_drw.pdf |  |  |  | 15604
21655_drw.pdf | 7 | 1 | SECONDARY ECM, CFP15E | 15617
21655_drw.pdf | 8 | 1 | ASSEMBLY, FUEL VALVE AND BYPASS | 18501
21655_drw.pdf | 9 | 1 | BRACKET, DPEM LOWER MTG, CFP15E | 19850
21655_drw.pdf | 10 | 1 | ASSEMBLY, CFP15E, DUPLEX LUBE OIL FILTER | 21158
21655_drw.pdf | 11 | 1 | KIT, WIRE HARNESS, CFP5E | 21228
21655_drw.pdf | 12 | 1 | ASSEMBLY, ACCESSORY MOUNTING, CFP15E | 21282
21655_drw.pdf | 13 | 1 | THIRD BATTERY
21655_drw.pdf |  |  |  | 21390
21655_drw.pdf | 16 | 1 | LUBE OIL FILTER RESTRICTION, CFP15E | 21391
21655_drw.pdf | 17 | 1 | ASSEMBLY, COOLANT PRESSURE, CFP15E | 21393
21655_drw.pdf | 18 | 1 | ASSEMBLY, OIL/AIR TEMPERATURE | 21477
21655_drw.pdf |  |  |  | MOUNTED21656
21656_drw.pdf | ITEM
21656_drw.pdf | 1 | 1 | SUPPORT, ENGINE, FRONT, ISOLATED, CFP15E | 14085
21656_drw.pdf | 2 | 4 | ISOLATOR, DOME STYLE | 8954-2S
21656_drw.pdf | 3 | 2 | ISOLATOR, DOME STYLE | 8954-4S
21656_drw.pdf | 4 | 2 | BRACKET, REAR LEG, ISOLATED, CFP15E | 14086
21656_drw.pdf |  |  | WASHER,FLAT, 0.75 | 20000-075
21656_drw.pdf |  |  |  | 20130-075
21656_drw.pdf |  |  |  | 20263-175
21658_drw.pdf | 1 | 1 | COOLER, JACKET WAT;ERCFP15E | 10847
21658_drw.pdf | 2 | 1 | HEAT EXCHANGER, CA;CCFP15E | 10848
21658_drw.pdf | 4 | 1 | TUBE, COOLANT, UPP;ERCFP15E FIREPUMP | 10892
21658_drw.pdf | 5 | 1 | TUBE, CAC, TURBO SI;DECFP15E FIREPUMP | 10893
21658_drw.pdf | 6 | 1 | HOSE, WATER FIL;LCFP15E | 12950
21658_drw.pdf | 7 | 1 | TUBE, 4.0" INTAKE CFP15E | 21358
21658_drw.pdf | 8 | 2 | HOSE,CAC,4" I.D. X 3.5" LG,500F RAT;ICNFGP15E FIREPUMP | 21363
21658_drw.pdf |  |  |  | 80511
21658_drw.pdf | 11 | 1 | BRACKET,MOUNTIN;GHEAT EXCHANGER | A059H839
21658_drw.pdf | 12 | 16 | COOLANT, FC EG PM, 1 GALLON | CC2743
21658_drw.pdf | 13 | 1 | ADAPTER, MALE JIC 37 DEG X MALE SAE;O-R1B2 | 12235-12-12
21658_drw.pdf | 14 | 1 | SENSOR, MAG PICK U;P#5MT2005 | 9569
21658_drw.pdf | 15 | 1 | TANK, SURG;E CFP15E, FIREPUMP | 10865
21658_drw.pdf | 18 | 1 | BRACKET, RADIATOR TUBE | 11581
21658_drw.pdf | 19 | 1 | CONNECTOR,FEMAL;E-6 ORB X -4 FNPT,STEEL | 12171-6-4
21658_drw.pdf | 20 | 1 | CONNECTOR,FEMAL;EM12 ORR X -4 FNPT,STEEL | 12181-M12-4
21658_drw.pdf | 21 | 1 | PLUG,PIPE; INT HEX -2 NPT,STEEL | 12212-2
21658_drw.pdf | 22 | 1 | TEE,MALE BRANCH PI;PE-4 NPT, BRASS | 12533-4
21658_drw.pdf | 24 | 3 | ELBOW,MALE ADAPTE;R90D -4 FLR X -4 NPT,BRS
21658_drw.pdf | 25 | 1 | ELBOW,MALE ADAPTE;R45D -4 FLR X -4 NPT,BRS | 12551-4-4
21658_drw.pdf | 26 | 2 | CONNECTOR,MAL;E -4 FLR X -4 NPT,BRASS | 12553-4-4
21658_drw.pdf | 27 | 8 | ROD, 1/2-13 x 1;21-1/2" THREADED ENDS | 12791
21658_drw.pdf | 28 | 1 | BRACKET, CAC SUPPO;RTCFP15E LOW HORSE POWER | 12886
21658_drw.pdf | 29 | 2 | CLAMP, SPRING LOADED T-BO;LT4.28-4.58 | 12975-0450
21658_drw.pdf | 31 | 8 | CLAMP,HOS;E 2.06 - 3.00 WORM | 14990-40
21658_drw.pdf | 32 | 8 | WASHER,PLAI;N 0.50, B18.21.1 TYPE A, NRW | 20010-050
21658_drw.pdf | 33 | 8 | NUT,HEX; 0.50-13 | 20100-050
21658_drw.pdf | 34 | 1 | VALVE, 4.0" AIR SHUT-OFF | 21319
21658_drw.pdf | 35 | 1 | BRACKET, AIR SHUT OFF VALVE | 21359
21658_drw.pdf |  |  |  | 21401
21658_drw.pdf | 38 | 1 | HOSE, RUBBER, 2.50 90 DEGR;EGEATES 21891 | 21891
21658_drw.pdf | 39 | 1 | CLIP; 1.25 ID, 3/8" HOLE, VINYL | 26963-20
21658_drw.pdf | 40 | 1 | HOSE,FUEL LINE,5/16;ID72"L | 27003
21658_drw.pdf | 41 | 1 | VALVE,CHECK | 3970799
21658_drw.pdf | 42 | 1 | ELBOW, 90 DEG, JIC X METRIC P;ORPTARKER OR EQUIV. | 12275-12-M27
21658_drw.pdf | 44 | 1 | CLAMP, U-BOL;T
21658_drw.pdf | 45 | 5 | CLAMP, U-BOLT, GUILLOTI;NE4.00", PLATED | 89548K
21658_drw.pdf | 46 | 2 | HOSE,PLAI;N 2.50 ID X 6.00 LG EPDM | A042F057
21658_drw.pdf | 47 | 1 | HOSE,SILICON;E 5/8IN IDx42.00IN LONG | A042F072
21658_drw.pdf | 48 | 1 | HOSE, COOLANT,RUBB;ERGATES,2.50 I.D. 90 DEGREE | 21115
21664_drw.pdf | 1 | 1 | HOSE, FUEL, FILTER TO PUMP | 21665
21664_drw.pdf | 2 | 1 | HOSE, FUEL, VALVE TO FILTER | 21666
21664_drw.pdf | 3
21664_drw.pdf | 4
21664_drw.pdf | 5
21664_drw.pdf | 6 | 6 | WASHER,FLAT, M10 | 20020-M10
21664_drw.pdf | 7 | 3 | WASHER,FLAT, M12 | 20020-M12
21664_drw.pdf | 8 | 2 | SCREW,HH, M10-1.50x30 | 20310-030
21664_drw.pdf | 9 | 4 | SCREW,HH, M10-1.50x35 | 20310-035
21664_drw.pdf | 10 | 3 | SCREW,HH, M12-1.75x30 | 20312-030
21664_drw.pdf | 11 | 1 | HEAD, FUEL FILTER | 3959568
21664_drw.pdf | 12 | 2 | SEPARATOR, FUEL WATER | FS1013
21669_drw.pdf | ITEM
21669_drw.pdf | 1 | 1 | TAB, FUEL FILTER BRACKET | 21670
21669_drw.pdf | 2 | 1 | PLATE, FUEL FILTER BRACKET | 21671
21669_drw.pdf | 3 | 1 | FRAME, FUEL FILTER BRACKET | 21672
21669_drw.pdf | 4 | 1 | TAB, FUEL FILTER BRACKET FRONT | 21673
21669_drw.pdf |  |  | GUSSET, FUEL FILTER BRACKET SQUARE | 21674
21669_drw.pdf |  |  |  | 21675
21669_drw.pdf |  |  | 5
21669_drw.pdf |  |  |  | 4
21669_drw.pdf |  |  | 3.23 1
21686_drw.pdf | ITEM
21686_drw.pdf | 1 | 2 | BRKT, TUBE SUPRT FRAME, GTA38 | 21687
21686_drw.pdf | 2 | 1 | BRKT, TUBE SUPRT FRAME, GTA38 | 21688
21686_drw.pdf | 3 | 2 | LEG, TUBE SUPPORT FRAME, GTA38 | 21689
21686_drw.pdf | 4 | 2 | PAD, TUBE SUPPORT FRAME, GTA38 | 21690
21686_drw.pdf |  |  | TYP
21686_drw.pdf |  | .12
21691_drw.pdf | ITEM
21697_drw.pdf | ITEM
21697_drw.pdf | 1 | 1 | BRACKET, TURBO SHIELD | 21698
21697_drw.pdf | 2 | 1 | TUBE, TURBO SHIELD | 21699
21697_drw.pdf | 3 | 1 | SHEET, SIDE SUPT, RH | 21700
21697_drw.pdf | 4 | 1 | SHEET, SIDE SUPT, LH, - | 21701
21705_drw.pdf | ITEM
21705_drw.pdf | 1 | 1 | BRACE,EXHAUST OUTLET, QSM11 | 21706
21705_drw.pdf | 2 | 1 | GUSSET,EXHAUST BRACE, - | 21707
21705_drw.pdf | 3 | 1 | GUSSET,EXHAUST BRACE, - | 21708
21711_drw.pdf | 1 2 | 1 1 | ELBOW,PLAIN STREET PI;PE45D -2 NPT X -2 FNPT,B T-BOL;T5.78-6.09 | 13164-0600
21711_drw.pdf | 3 | 2 | CLAMP, T-BOL;T6.28-6.59 | 13164-0650
21711_drw.pdf | 4 | 1 | CLAMP, T-BOL;T 8.25-8.56 | 13164-0850
21713_drw.pdf | ITEM | QTY
21713_drw.pdf | 1 | 1 | ELBOW, FLEX, 90° FLARED x FLANGE, 6" TURBO, GTE
21713_drw.pdf |  |  | (6.76)
21713_drw.pdf |  |  | B
21713_drw.pdf |  |  | (9.00)
21714_drw.pdf | ITEM
21714_drw.pdf | 1 | 6 | NUT, WELD, 5/8"-11,SQ HEX., _ | 16217
21714_drw.pdf | 2 | 1 | CHANNEL,FRAME,LH, - | 21715
21714_drw.pdf | 3 | 1 | CHANNEL,FRAME,FRNT, - | 21716
21714_drw.pdf | 4 | 1 | CHANNEL,RAD SUPPORT,LH, - | 21717
21714_drw.pdf |  |  | CHANNEL,RAD SUPPORT,RH, - | 21718
21714_drw.pdf |  |  | - | 21719
21714_drw.pdf |  |  |  | 21720
21714_drw.pdf | 11 | 2 | END
21714_drw.pdf | 12 | 1 | CHANNEL,FRAME,RH, -
21714_drw.pdf | 13 | 1 | CHANNEL,FRAME,REAR, -
21723_drw.pdf | ITEM
21723_drw.pdf | 1 | 1 | PLATE,ENGINE MOUNT, - | 21724
21723_drw.pdf | 2 | 2 | GUSSET,ENGINE MOUNT, - | 21725
21730_drw.pdf | ITEM | QTY
21730_drw.pdf | 1 | 1 | HOSE,PARKER, 1/4" O.D. X 64.00" LG | R-801-4
21730_drw.pdf | 4 | 1 | VALVE,BL -8 TEE HDL, BRASS,NPTFxNPTF | 18855-8
21730_drw.pdf | 5 | 1 | SKID, GTA855E, WOODEN SHIPPING | 19077
21730_drw.pdf | 6 | 1 | HOSE,CAC,4" I.D. X 3.5" LG,500F RATING, CFP15E FIREPUMP | 21363
21730_drw.pdf | 7
21730_drw.pdf | 8 | 1
21730_drw.pdf | 10 | 1 | TUBE,JACKET WATER IN, QSM11-M | 21783
21730_drw.pdf | 11 | 1 | TUBE,JACKET WATER OUT, QSM11-M | 21784
21730_drw.pdf | 12 | 1 | RACK,BATTERY,GRP31, APPLETON MARINE | 21802
21730_drw.pdf | 13 | 1 | STAND,GUARD MOUNT,LH, APPLETON MARINE | 21819
21730_drw.pdf | 14 | 1 | STAND,GUARD MOUNT,RH, APPLETON MARINE | 21820
21730_drw.pdf | 17 | 1 | HOSE,FUEL,RACOR TO FILTER, APPLETON MARINE | 22631
21730_drw.pdf | 18 | 1 | BOX,POTENTIOMETER, 4X,SS,6x6x4 | 22670
21730_drw.pdf | 19 | 1 | KIT,GASKET,NUT,BOLT, FULL FACE FIBER,4 | 23580_400
21730_drw.pdf | 20 | 2 | KIT,GASKET,NUT,BOLT, FULL FACE FIBER,5 | 23580_500
21730_drw.pdf | 23 | 28 | COOLANT, FC EG PM, 1 GALLON | CC2743
21730_drw.pdf | 24 | 18 | PREMIUM BLUE 15W40, (QUART) | V705290
21730_drw.pdf | 25 | 1 | FLEX, EXHAUST, 5" ASA FLG X 4" ID CUFF X 18" | 6735-11
21730_drw.pdf | 26 | 6 | ISOLATOR, DOME STYLE | 8954-2
21732_drw.pdf | 1 | 1 | ASSEMBLY, ENGINE, 6CTAC8.3-G2 | 8738
21732_drw.pdf | 2 | 1 | EXHAUST, 90 HALF MARMON, 4" TURBO OUT, 4" 125LB ANSI FLANGE | 8780_03
21732_drw.pdf | 3 | 2 | SUPPORT, ENGINE, FRONT, FIREPUMP, C8.3 | 8908
21732_drw.pdf | 6 | 1 | GUARD, PULLEY, 6C, FIREPUMP | 9625
21732_drw.pdf | 7
21732_drw.pdf | 8 | 1 | ASSEMBLY, SHAFT GUARD, TELESCOPING, SIZE 3-X, SHORT COUPLED | SHAFT 14144
21732_drw.pdf | 9 | 1 | KIT, FUEL LINES, CFP83, F10/20/30/40 - EXT ONLY | 15207
21732_drw.pdf | 10 | 1 | HEATER, COOLANT ASSEMBLY, CFP8.3 | 15964
21732_drw.pdf | 11 | 1 | ASSEMBLY, DPEM AND HARNESS, GEN I | 21662
21732_drw.pdf | 12 | 1 | ASSEMBLY, HEAVY DUTY AIR CLEANER, CFP83 | 21763
21732_drw.pdf | 15 | 1 | COOLING LOOP, 1" DIA, W/MNTS, CFP8.3, SEA WATER | 21773
21732_drw.pdf | 16 | 1 | COMPANION FLANGE, STD BORE, 1710 DRIVE SHAFT | 10005
21732_drw.pdf | 17 | 1 | ADAPTER, U-JOINT, SAE#3, 1710/1810 | 13350
21732_drw.pdf | 18 | 1 | DRIVESHAFT, 1710 SHORT COUPLED, UL LISTED | 13421
21735_drw.pdf | 1 | 8 | WELDNUT, 1/2-13 SQ, TYPE OR EQUIVILENT | WELDNUT1_2-13
21735_drw.pdf | 2 | 2 | GUSSET,GEN CRSMMBR, HC4C-E,40 IN BASE | 21736
21735_drw.pdf | 3 | 1 | CROSSMEMBER,GENERATOR, HC4C-E,40 INCH BASE | 21738
21735_drw.pdf | 4 | 2 | SPACER,GENERATOR PAD, GTA8.3 1.13 DIM HOLE | 21739
21735_drw.pdf |  |  | 4
21735_drw.pdf |  |  | 1
21741_drw.pdf | 1 | 1 | HOSE,PARKER, 5/8IN ID X 36.00IN LONG | 801-10
21741_drw.pdf | 2
21741_drw.pdf | 3
21741_drw.pdf | 4
21741_drw.pdf | 5 | 2 | CLAMP, WORM, .56-1.06 | 14990-10
21741_drw.pdf | 6 | 1 | DECAL,ENGINE OIL DRAIN LABEL | 16565
21741_drw.pdf | 7 | 1 | GROMMET, 1.38"DIA X .38" THK, SBR, HEYCO G1326 | 23946
21741_drw.pdf | 8
21741_drw.pdf | 9 | 1 | FTG,ST,ADAPTER 1.00-18 X 1/2 NPTF, _ | 123824
21741_drw.pdf | 10 | 1 | VALVE, OIL DRAIN, 1/2-14 NPT WITH NIPPLE | A042D025
21742_drw.pdf | 1 | 1 | HOSE,PARKER, 5/8IN ID X 24.00IN LONG | 801-10
21742_drw.pdf | 2
21742_drw.pdf | 3
21742_drw.pdf | 4
21742_drw.pdf | 5 | 2 | CLAMP, WORM, .69-1.25 | 14990-12
21742_drw.pdf | 6 | 1 | CLAMP,CSHN, 1.13 ID | 16164-18
21742_drw.pdf | 7 | 1 | DECAL,ENGINE OIL DRAIN LABEL | 16565
21742_drw.pdf | 8 | 1 | VALVE, OIL DRAIN, 1/2-14 NPT WITH NIPPLE | A042D025
21742_drw.pdf | 9 | 1 | ADAPTER,1/2 NPT TO 1.06 ORB FM, STEEL | FF63153
21743_drw.pdf | 1 | 1 | HOSE,PARKER, 5/8IN ID X 48.00IN LONG | 801-10
21743_drw.pdf | 2
21743_drw.pdf | 3
21743_drw.pdf | 4
21743_drw.pdf | 5
21743_drw.pdf | 6 | 2 | CLAMP, WORM, .56-1.06 | 14990-10
21743_drw.pdf | 7 | 1 | CLAMP,CSHN, 1.13 ID | 16164-18
21743_drw.pdf | 8 | 1 | DECAL,ENGINE OIL DRAIN LABEL | 16565
21743_drw.pdf | 9 | 1 | BRKT,CLIP, - | 16622
21743_drw.pdf | 10
21743_drw.pdf | 11 | 1 | FTG,ST,ADAPTER 1.00-18 X 1/2 NPTF, _ | 123824
21743_drw.pdf | 12 | 1 | VALVE, OIL DRAIN, 1/2-14 NPT WITH NIPPLE | A042D025
21744_drw.pdf | 1 | 1 | HOSE,PARKER, 5/8IN ID X 52.00IN LONG | 801-10
21744_drw.pdf | 2
21744_drw.pdf | 3
21744_drw.pdf | 4
21744_drw.pdf | 5
21744_drw.pdf | 6 | 2 | CLAMP, WORM, .56-1.06 | 14990-10
21744_drw.pdf | 7 | 1 | CLAMP,CSHN, 1.13 ID | 16164-18
21744_drw.pdf | 8 | 1 | DECAL,ENGINE OIL DRAIN LABEL | 16565
21744_drw.pdf | 9 | 1 | GROMMET, 1.38"DIA X .38" THK, SBR, HEYCO G1326 | 23946
21744_drw.pdf | 10
21744_drw.pdf | 11 | 1 | FTG,ST,ADAPTER 1.00-18 X 1/2 NPTF, _ | 123824
21744_drw.pdf | 12 | 1 | VALVE, OIL DRAIN, 1/2-14 NPT WITH NIPPLE | A042D025
21745_drw.pdf | 1 | 1 | HOSE,PARKER, 5/8IN ID X 72.00IN LONG | 801-10
21745_drw.pdf | 2
21745_drw.pdf | 3
21745_drw.pdf | 4
21745_drw.pdf | 5
21745_drw.pdf | 6 | 2 | CLAMP, WORM, .56-1.06 | 14990-10
21745_drw.pdf | 7 | 1 | CLAMP,CSHN, 1.13 ID | 16164-18
21745_drw.pdf | 8 | 1 | DECAL,ENGINE OIL DRAIN LABEL | 16565
21745_drw.pdf | 9 | 1 | BRKT,REMOTE DRAIN, - | 17222
21745_drw.pdf | 10
21745_drw.pdf | 11 | 1 | FTG,ST,ADAPTER 1.00-18 X 1/2 NPTF, _ | 123824
21745_drw.pdf | 12 | 1 | VALVE, OIL DRAIN, 1/2-14 NPT WITH NIPPLE | A042D025
21746old_drw.pdf | ITEM
21746old_drw.pdf | 1 | 2 | SPT,FLYWHEEL,REWORK, GTA38/50 | 15111
21746old_drw.pdf | 2 | 1 | WELDMENT,FRAME GTA50, ENCLOSED WITH FLOOR | 21747
21746old_drw.pdf | 3 | 1 | WELDMENT,FRONT ENGINE SUPPORT, GTA38/50 | 21800
21746old_drw.pdf | 4 | 4 | SPACER, ISOLATOR, 6.00 x 6.00 x 0.875 | 13711
21746old_drw.pdf |  |  | WASHER,SNUBBING, TECH PRODUCTS 0186 | 13722
21746old_drw.pdf |  |  | PRODUCTS 60054 | 14327
21746old_drw.pdf |  |  |  | 21430
21746old_drw.pdf |  | 210
21746old_drw.pdf |  | QT
21747_drw.pdf | ITEM
21747_drw.pdf | 1 | 1 | FRAME, ENCLOSED, WELDMENT, GTA50 G3 | 14347
21747_drw.pdf | 2 | 22 | WELDNUT, 1/4"-20 NC, _ | 14520
21747_drw.pdf | 3 | 1 | FLAT,.25 X 1.75, 1.488, CUT LENGTH 6 INCHES | 19976
21747_drw.pdf | 4 | 1 | FLAT,.25 X 2.25, 2.13#, CUT LENGTH 3 INCHES | 19977
21747_drw.pdf |  |  | SHEET,FLOOR,11GA,STL, GTA38,REAR PANEL | 21397
21747_drw.pdf |  |  | GTA50,FRONT PANEL | 21748
21747_drw.pdf |  |  |  | 21750
21754_drw.pdf | 1 | 1 | PLATE, CONTACTOR MOUNTING, CFP83 | 21733
21754_drw.pdf | 2 | 1 | PLATE, AIR CLEANER MOUNTING | 21751
21754_drw.pdf | 1
21755_drw.pdf | 1 | 1 | HOSE,1/4' ID X 48"L, PARKER,BLUE | R-801-4
21755_drw.pdf | 2 | 1 | TUBE, JACKET WATER UPPER, GTA855 | 13789
21755_drw.pdf | 3 | 1 | TUBE, JACKET WATER LOWER, GTA855 | 13911
21755_drw.pdf | 4 | 1 | TUBE, AFTERCOOLER LOWER, GTA855 | 14212
21755_drw.pdf | 5 | 1 | RADIATOR, 2 PUMP/2 LOOP, GTA855 | 19283
21755_drw.pdf | 6 | 1 | TUBE,AFTERCOOLER FILL, GTA855 | 21756
21755_drw.pdf | 7 | 1 | TUBE, FILL, GTA855 | 21757
21755_drw.pdf | 8 | 1 | TUBE,AFTERCOOLER UPPER, GTA855 | 21758
21755_drw.pdf | 9 | 2 | WELDMENT,BRKT,RADIATOR-SPPRT, 855 AND 19LITER | 22119
21755_drw.pdf | 10 | 1 | HOSE,PUSH-LOK, 1/4" ID X 48" L | R-801-4
21755_drw.pdf | 11 | 3 | BRACKET, MOUNTING, TUBE SUPPORT, FIREPUMP | 9834
21755_drw.pdf | 12
21755_drw.pdf | 13
21755_drw.pdf | 14
21755_drw.pdf | 15
21755_drw.pdf | 16 | 4 | CLAMP, T-BOLT, 2.56-2.87 | 13164-0275
21759_drw.pdf | 1 | 1 | HOSE,PARKER,1/4 IN ID, CUT TO 36.00 INCHES LONG | 801-4
21759_drw.pdf | 2 | 1 | HOSE,PARKER,1/4 IN ID, CUT TO 46.00 INCHES LONG | 801-4
21759_drw.pdf | 3 | 1 | BRACE,RADIATOR,LH, KTA19SLB | 16265
21759_drw.pdf | 4 | 1 | TUBE,COOLANT,UPPER, KTA19SLB | 16349
21759_drw.pdf | 5
21759_drw.pdf | 6 | 1 | GUARD, GTA/KTA19 ALTERNATOR | 19036
21759_drw.pdf | 7 | 1 | RADIATOR, 2PUMP/2LOOP, KTA19-G, ALUM CORE ROCORE | 19284
21759_drw.pdf | 8 | 1 | TUBE,LTA,FILL, KTA19SLB | 21760
21759_drw.pdf | 9 | 1 | TUBE,COOLANT,FILL, KTA19SLB | 21761
21759_drw.pdf | 10 | 1 | FAN, BLOWER 48" 9 BLADE 36
21759_drw.pdf | 11 | 1
21763_drw.pdf | 1 | 1 | HOSE,CAC,4" I.D. X 3.5" LG,500F RATING, CFP15E FIREPUMP | 21363
21763_drw.pdf | 2 | 1 | AIR HOUSING, OPTI-AIR, FLEETGUARD AH19480 | AH19480
21763_drw.pdf | 3 | 2 | CLAMP, T-BOLT, 4.03-4.34 | 13164-0425
21763_drw.pdf | 4 | 1 | CLAMP, T-BOLT, 4.28-4.59 | 13164-0450
21763_drw.pdf | 5 | 2 | CLAMP, T-BOLT, 5.28-5.59 | 13164-0550
21763_drw.pdf | 6 | 1 | CLAMP, T-BOLT, 7.28-7.59 | 13164-0750
21763_drw.pdf | 7 | 1 | ELBOW, COBRA, 90 DEG, 7" X 5" | 17961
21763_drw.pdf | 8 | 1 | VALVE, 4" AIR SHUT OFF, 300 SERIES STAINLESS | 19438
21763_drw.pdf | 9 | 1 | TUBE, 5" x 45* INTAKE, CFP83 | 21765
21763_drw.pdf | 10 | 1 | HUMP HOSE REDUCER, 5.0" x 4.0" | 3316618-S
21763_drw.pdf | 11 | 2 | MOUNTING BAND, AIR FILTER, _ | 3936445S
21763_drw.pdf | 12 | 1 | WEATHER HOOD, OPTIAIR 13", FLEETGUARD 3946468S | 3946468S
21763_drw.pdf | 13 | 1 | RESTRICTION INDICATOR, 1/8" NPT | D-RAX00-2352
21764_drw.pdf | 1 | 1 | BRACKET, CONTACTOR MOUNTING, CFP83 | 21754
21764_drw.pdf | 2 | 1 | BATTERY ISOLATOR, FIRE PUMP | 8838
21764_drw.pdf | 3 | 1 | FACTORY SETTINGS TAG, FIREPUMP | 9526-02
21764_drw.pdf | 4 | 1 | FIELD SETTINGS TAG, FIREPUMP | 9526-03
21764_drw.pdf | 5 | 1 | DATA TAG, FIREPUMP | 9534
21764_drw.pdf | 6 | 1 | BRACKET, CONTACTOR, CFP8.3 | A042H810
21764_drw.pdf | 7 | 1 | BRACKET, ENCLOSURE | A042H811
21772_drw.pdf | 1 | 2 | CHANNEL, STRUCTURAL | 21774
21772_drw.pdf | 2 | 1 | CHANNEL, STRUCTURAL | 21775
21772_drw.pdf | 3 | 4 | FLAT BAR | 21776
21772_drw.pdf | 4 | 2 | MOUNT, ENGINE | 21777
21772_drw.pdf | 5 | 4 | GUSSET, FRAME | 21778
21773_drw.pdf | 1 | 1 | COOLING LOOP, 1" NPT, VERTICAL, SEA WATER COMPATABLE | 16627
21773_drw.pdf | 2 | 1 | BRACKET, RAW WATER COOLING, 8" LG, FIREPUMP | 8814
21773_drw.pdf | 3 | 1 | BRACKET, COOLING LOOP SUPPORT, LOWER1, CFP9E | 13581
21773_drw.pdf | 4 | 2 | CLAMP,PIPE,1",PLASTIC | 14925
21773_drw.pdf | 5 | 2 | CLAMP, WORM, .81 - 1.50 | 14990-16
21773_drw.pdf | 6
21773_drw.pdf | 7
21773_drw.pdf | 8 | 1 | NIPPLE, MARINE GRADE, 1" X 6" | 15792
21773_drw.pdf | 9
21773_drw.pdf | 10 | 1 | CLAMP,CSHN, 1.25 ID | 16164-20
21773_drw.pdf | 11 | 1 | DECAL, COOLANT LOOP LABEL, ENGLISH, VERTICAL MTG | A042A453
21773_drw.pdf | 12
21779_drw.pdf | ITEM
21779_drw.pdf | 1 | 4 | LUMBER, 3x4x198, HARDWOOD (3x3.63), HEAT TREATED & | MAR2K1E7D79_01
21779_drw.pdf | 2 | 16 | LUMBER, 2x4x48, HARDWOOD (1.5x4), HEAT TREATED & | MARKE2D1779_02
21779_drw.pdf | 3 | 4 | LUMBER, 2x6x198, HARDWOOD (1.5x6), HEAT TREATED & | MARK2E1D779_03
21779_drw.pdf | 4 | 4 | LUMBER, 2x4x198, HARDWOOD (1.5x4), HEAT TREATED & | MARK2E1D779_04
21779_drw.pdf |  |  |  | 36.00 REF
21786_drw.pdf | 1 | 2 | PLATE STEEL 0.38 THK A-36 | 21786-01
21786_drw.pdf | 2 | 1 | ANGLE 4.0 X 4.0 X 0.38 A-36 | 21786-02
21786_drw.pdf | 3 | 2 | FLAT 3 X 3/8 THK CRS | 21786-03
21789_drw.pdf | 1 2 | 1 1 | TUBE,COOLANT HEATE;RGTA19 IDX36IN,SILICO;NCEUT TO 12.63 INCHES LONG | A042F061
21789_drw.pdf | 3 | 1 | HOSE,1.00IN IDX36IN,SILICO;NCEUT TO 6.00 INCHES LONG | A042F061
21789_drw.pdf | 4 | 1 | CONNECTOR,FEMAL;E1" NPTX1.75-18 UNS-2A | A059H859
21789_drw.pdf |  |  |  | 12545-16-12
21794_drw.pdf | 1
21794_drw.pdf | 2 | 1 | COUPLING, HALF, 1/4 NPT | HALF-COUPLING-025NPT
21794_drw.pdf |  |  | 1
21794_drw.pdf |  |  | 2
21794_drw.pdf |  |  | NOTES:
21794_drw.pdf |  |  | 1. MATERIAL: PIPE NIPPLE, BLACK | 40.
21794_drw.pdf |  |  | 2. THREAD ENGAGEMENT .76 INCH
21794_drw.pdf |  |  | 3. INSTALL 1/4 COUPLING AT DIMENSIONS | SHOWN.
21794_drw.pdf | property The | of receiver, in | Cummins NPower LLC and is given to the receiver in confidence. by receiving and retaining of the document accepts the and agrees that, except as authorized in writing by CUMMINS NPOWER CORPORATE OFFICE | LLC CUSTOM DESIGN AND UPFIT CENTER
21794_drw.pdf | (3) | CcuomnmfiindsenNtPioawlero,r disclose | ittrawdiellse(c1r)etnoitnfuosrematthieondotchuemreenitn,or(2a)nynoctopcyoptyhetrheeofdoocrumtehnet, to others either the document or the confidential or trade WHITE BEAR LAKE, | MN DEPERE, WISCONSIN
21794_drw.pdf | secret | information | therein, and (4) upon completion of the need to retain
21799_drw.pdf | ITEM
21799_drw.pdf | 1 | 3 | GUSSET,ENGINE CROSSMEMBER, GTA38/50 | 13842
21799_drw.pdf | 2 | 1 | BRACKET, XMEMBER,ENGINE, GTA38/50 | 21796
21800_drw.pdf | ITEM
21800_drw.pdf | 1 | 2 | GUSSET,FRONT ENGINE SUPPORT, GTA38/50 | 14104
21800_drw.pdf | 2 | 1 | BRKT,FRONT ENGINE SUPPORT, GTA38/50 | 21798
21800_drw.pdf |  |  | 2
21800_drw.pdf |  |  | 1
21802_drw.pdf | ITEM
21802_drw.pdf | 1 | 1 | CHANNEL,BATTERY RACK, - | 21803
21802_drw.pdf | 2 | 2 | END PLATE,BATTERY RACK, - | 21804
21802_drw.pdf | 3 | 1 | GUSSET, BATTERY RACK | 21805
21813_drw.pdf | ITEM
21813_drw.pdf | 1 | 1 | WLDMNT, COVER, TURBO, TIMBERPRO | 21817
21813_drw.pdf | 2 | 1 | WASHER,FLAT, 0.38 | 20000-038
21813_drw.pdf | 3 | 1 | SCREW,HH, M8-1.25x20 | 20308-020
21813_drw.pdf | 4 | 1 | COVER, TURBO, FRONT, TIMBERPRO | 21815
21814_drw.pdf | ITEM
21815_drw.pdf | ITEM
21817_drw.pdf | ITEM
21817_drw.pdf | 1 | 1 | NUT, WELD OFFSET HOLE, 8MM X 1.25, - | 13110
21817_drw.pdf | 2 | 1 | COVER, TURBO, REAR, TIMBERPRO | 21814
21819_drw.pdf | ITEM
21819_drw.pdf | 1 | 12 | WELDNUT, 1/4"-20 NC, _ | 14520
21819_drw.pdf | 2 | 1 | CHANNEL,GUARD MOUNT,LH, - | 21821
21819_drw.pdf | 3 | 1 | PLATE,GUARD MOUNT, - | 21823
21819_drw.pdf | 4 | 1 | PLATE,GUARD MOUNT, - | 21824
21819_drw.pdf |  |  | GUSSET,GUARD MOUNT, - | 21825
21820_drw.pdf | ITEM
21820_drw.pdf | 1 | 10 | WELDNUT, 1/4"-20 NC, _ | 14520
21820_drw.pdf | 2 | 1 | STAND,GUARD MOUNT,RH, APPLETON MARINE | 21822
21820_drw.pdf | 3 | 1 | PLATE,GUARD MOUNT, - | 21823
21820_drw.pdf | 4 | 1 | PLATE,GUARD MOUNT, - | 21824
21820_drw.pdf |  |  | GUSSET,GUARD MOUNT, - | 21825
21831_drw.pdf | ITEM
21831_drw.pdf | 1 | 4 | WELDNUT, 1/4"-20 NC, _ | 14520
21831_drw.pdf | 2 | 1 | SHEET,GUARD, - | 21854
21836_drw.pdf | ITEM | QTY
21836_drw.pdf | 1 | 1 | BRACKET, CONTACTOR, CFP9E | 24802
21836_drw.pdf | 2 | 2 | CONTACTOR, MANUAL OVERIDE, CFP | 8824
21836_drw.pdf | 3 | 17 | WASHER,FLAT, 0.25 | 8824
21841_drw.pdf | 1 | 2 | SUPPORT, ENGINE, FRONT, FIREPUMP, C8.3 | 8908
21841_drw.pdf | 2 | 2 | LEG, ENGINE SUPPORT, REAR, FIREPUMP, 6B/4B | 15428
21841_drw.pdf | 3 | 12 | SCREW,HH, M12-1.75x25 | 20312-025
21846_drw.pdf | ITEM | QTY
21846_drw.pdf | 1 | 8 | WASHER,FLAT, 0.25 | 20000-025
21846_drw.pdf | 2 | 8 | SCREW,HH, 0.25-20x0.75 | 20225-075
21846_drw.pdf | 3 | 1 | BRACKET, CONTACTOR, CFP15E | A042A085
21846_drw.pdf |  |  |  | A042A085
21851_drw.pdf | 1 | 1 | HEATER, ENGINE COOLANT, 2500W / 120V / HOTSTART | 21875
21851_drw.pdf | 2 | 1 | HOSE,1 IN ID,HEATER HOSE, 20 INCHES LONG | A042F071
21851_drw.pdf | 3 | 1 | HOSE,1 IN ID,HEATER HOSE, 17 INCHES LONG | A042F071
21851_drw.pdf | 4
21851_drw.pdf | 5 | 1 | NIPPLE, 1" NPT x 2-1/2", 316 SS | 13035
21851_drw.pdf | 6 | 4 | CLAMP, WORM, .81 - 1.50 | 14990-16
21851_drw.pdf | 7 | 1 | BRKT,COOLANT-HTR-MNT, KIM BRAND HEATER STY CB/CL/WL | 21187
21851_drw.pdf | 8 | 1 | PLATE,SPACER, COOLANT HEATER BRKT | 23457
21851_drw.pdf | 9 | 1 | NIPPLE,1.00" NPT PIPE, 1.50" LONG | 26969_0150
21851_drw.pdf | 10
21851_drw.pdf | 11 | 1 | ELBOW, 45 DEG, 1.00" STREET | LTL-SE145
21851_drw.pdf |  |  | 11
21851_drw.pdf |  |  | 6
21853_drw.pdf | 1
21853_drw.pdf | 2 | 1 | COUPLING, HALF, 1/4 NPT | HALF-COUPLING-025NPT
21853_drw.pdf |  |  | 2
21853_drw.pdf |  |  | 1
21853_drw.pdf |  |  | .12
21853_drw.pdf | property The | of receiver, | Cummins NPower LLC and is given to the receiver in confidence. CUMMINS NPOWER by receiving and retaining of the document accepts the CORPORATE OFFICE | LLC CUSTOM DESIGN AND UPFIT CENTER
21853_drw.pdf |  | or | trade secret information therein, (2) not copy the document, WHITE BEAR LAKE, | MN DEPERE, WISCONSIN
21853_drw.pdf |  | (s3e)crneottidnifsocrlmoasteiotnotohtehreerisn,eitahnedr(t4h)eudpoocnumceonmtploertitohneocfontfhiedenneteidaltoorrettraaidne
21855_drw.pdf | 1 | 1 | FRAME, WELDMENT, STANDARD, CFP5.9/7E, | CFP8.3/9E9891
21855_drw.pdf | 2 | 2 | ANGLE, HRS, 8.0 X 8.0 X 0.50, 26.00" | 12504
21855_drw.pdf | 3 | 2 | PLATE, PUMP BRACE, .25" x 3.50" x 22.00" | 12505-03
21855_drw.pdf | 3.94
21855_drw.pdf | 8.00
21855_drw.pdf | to the document as authorized | in accepts the in | confidence. by CUMMINS FIRE POWER LLC CORPORATE OFFICE | DESIGN UPFIT CENTER
21855_drw.pdf | ittrawdiellse(c1r)etnoitnfuosrematthieondotchuemreenitn,or(2a)nynoctopcyoptyhetrheeofdoocrumtehnet, or the | ittrawdiellse(c1r)etnoitnfuosrematthieondotchuemreenitn,or(2a)nynoctopcyoptyhetrheeofdoocrumtehnet, | or trade WHITE BEAR LAKE, MN WWW.CUMMINSFIREPOWER.COM | DEPERE, WISCONSIN
21855_drw.pdf |  | cPoopwieersLtLhCereof, | and FRAME, CUMMINS CHINA
21855_drw.pdf | DIMENSION |  | ACREFP5.9 W/ PUMP 125-500
21855_drw.pdf | IMUPNEIRTISAL |  | DWG UNITS: DRAWN BY:S DUBICK | 29-APR-13
21856_drw.pdf | 1 | 1 | POWER MODULE, CFP59-F10/F20/F40/F50 | 15544
21856_drw.pdf | 2 | 1 | FRAME, CUMMINS CHINA, CFP5.9 W/ PUMP 125-500 | 21855
21856_drw.pdf | 3
21856_drw.pdf | 4
21856_drw.pdf | 5 | 1 | ADAPTER, U-JOINT, 1480, 1550, 1610 | 12604
21856_drw.pdf | 6 | 1 | DRIVESHAFT, 1610 SHORT COUPLED, UL LISTED | 13420
21856_drw.pdf | 7 | 1 | PUMP, CUMMINS CHINA | 125-500
21857_drw.pdf | 1 | 1 | FRAME, WLDMNT, HIGH RISE LRG, CFP11E | 12373
21857_drw.pdf | 2 | 2 | ANGLE, HRS, 8.0 X 8.0 X 0.50, 31.50" | 12504-06
21857_drw.pdf | 3 | 2 | PLATE, PUMP BRACE, .25" x 4.00" x 22.00" | 12505-01
21857_drw.pdf |  |  | 27.56
21857_drw.pdf |  |  | 13.78
21857_drw.pdf | .25
21857_drw.pdf |  | 10.00
21857_drw.pdf |  |  | 8.00
21857_drw.pdf |  |  | 31.00
21857_drw.pdf |  |  | 32.52
21857_drw.pdf | to the document as authorized | in accepts the in | confidence. by CUMMINS FIRE POWER LLC CORPORATE OFFICE | DESIGN UPFIT CENTER
21857_drw.pdf | ittrawdiellse(c1r)etnoitnfuosrematthieondotchuemreenitn,or(2a)nynoctopcyoptyhetrheeofdoocrumtehnet, or the | ittrawdiellse(c1r)etnoitnfuosrematthieondotchuemreenitn,or(2a)nynoctopcyoptyhetrheeofdoocrumtehnet, | or trade WHITE BEAR LAKE, MN WWW.CUMMINSFIREPOWER.COM | DEPERE, WISCONSIN
21857_drw.pdf |  | cPoopwieersLtLhCereof, | and FRAME, CUMMINS CHINA
21857_drw.pdf | DIMENSION |  | ACREFP11E W/PUMP 200-670
21857_drw.pdf | IMUPNEIRTISAL |  | DWG UNITS: DRAWN BY:S DUBICK | 30-APR-13
21858_drw.pdf | 1 | 1 | ASSEMBLY, POWER MODULE, CFP11E-F10/20 | 15551
21858_drw.pdf | 2 | 1 | FRAME, CUMMINS CHINA, CFP11E W/PUMP 200-670 | 21857
21858_drw.pdf | 3 | 1 | COMP FLANGE, 65mm / 18x11mm, 1810 / 3172 DRIVESHAFTS | 10015-31
21858_drw.pdf | 4 | 1 | ADAPTER, U-JOINT, SAE#1 FW, 1710/1810/U3172/ DRIVESHAFTS | 12578
21858_drw.pdf | 5 | 1 | SHAFT, U3172, SHORT COUPLED | 13430
21858_drw.pdf | 6 | 1 | ASM, SHAFT GUARD, SAE #1, XL | 16381
21858_drw.pdf | 7 | 1 | PUMP, CUMMINS CHINA | 200-670
21862_drw.pdf | 1 2 | 2 2 | GASKET,EXHAUST,CERAM;ICANSI 8" FLANGE 1.56" OD,0.39" ID, 0.09" THK | 0181
21862_drw.pdf | 3 | 8 | WASHER,SNUBBIN;GTECH PRODUCTS CORP | 0182
21862_drw.pdf | 4 | 16 | WASHER, SNUBBIN;GTECH PRODUCTS 0184 | 0184
21862_drw.pdf |  |  |  | 337-3587-01
21868_drw.pdf | 1 | 1 | BACKPLATE, SPLIT SHAFT GUARD, TELESCOPING, SIZE 1-X | 14163
21868_drw.pdf | 2 | 1 | SIDE PLATE, SHAFT GUARD, SIZE 1X, 36"-48" SHAFT | 21867
21869_drw.pdf | ITEM
21869_drw.pdf | 1 | 2 | WLDMNT, SPLIT PLATE, SHAFT GUARD, SIZE 1X, 36"-48" | SHAFT21868
21869_drw.pdf | 2 | 2 | BRACKET, GUARD SUPPORT, FIREPUMP | 10135
21869_drw.pdf | 3
21869_drw.pdf | 4 | 2 | COVER, TELESCOPING, SHAFT GUARD, FIREPUMP SIZE XL | 14237
21872_drw.pdf | 1 2 | 1 1 | EXTENSION, FLANGED EXHAU;STKTA19 WITH FLANGED TURBO OUTLET NUT/BO;LTFULL FACE FIBER | 23759_500
21872_drw.pdf | 3 | 2 | KIT,GASKET,304SS NUT/BO;LTFULL FACE FIBER | 23759_800
21872_drw.pdf | 4 | 1 | FLEX, EXHAUST,8" A;SAFLG X 5 ID CF X 12 L | 6735-66
21873_drw.pdf | AITEM
21873_drw.pdf | 1 | 1 | GAS VALVE MOUNT, GTA19 | 21945
21873_drw.pdf | 2 | 1 | UNION,NPTF,BLACK, 2 INCH W/NUT | B150UK
21873_drw.pdf | 3
21873_drw.pdf | 4
21873_drw.pdf | 5
21873_drw.pdf | 6 | 1 | REGULATOR, PRESS. REDUCING | 21877
21873_drw.pdf | 7 | 1 | FITTING, 90D ELBOW X -32NPT, BLACK STEEL | A042A714
21878_drw.pdf | 1 | 1 | FLANGE, 1.25 BO;RE1810 / 3172 DRIVESHAFTS | 10015-00
21878_drw.pdf | 2 | 1 | ASSEMBLY, SUPPOR;TCFP15E FIRE PUMP | 10835
21878_drw.pdf | 5 | 1 | PIPIN;G CFP15 | 10913
21878_drw.pdf | 6 | 1 | ASSEMBLY, HEAT EXCHANG;ERHIGH HP, CFP15E | 11492-02
21878_drw.pdf | 7 | 1 | BRACKET, RADIATOR TUBE | 11581
21878_drw.pdf | 8 | 1 | ENGINE, QSX15-G9-7;55SPEC CFP15 F50-F70 | 11712
21878_drw.pdf | 9 | 1 | DECAL, BELT ROUTIN;GCFP15E | 11816
21878_drw.pdf | 10 | 1 | VALVE ORIENTATI;ONCFP15E | 11818
21878_drw.pdf | 12 | 1 | OIL LEVEL GAU;GECFP15E-F50/60/70 | 14084
21878_drw.pdf | 13 | 1 | BRACKET, DPEM TOP MOU;NTCFP15E | 14093
21878_drw.pdf | 14 | 1 | ASSEMBLY, SHAFT GUARD, TELESCOPING, SIZE ;1-SXHLORT COUPLED SHAFT | 14156
21878_drw.pdf | 15 | 1 | ASSEMBLY, FUEL PLUMBI;NGCFP15E | 15210
21878_drw.pdf | 16 | 1 | ASSEMBLY, OPERATOR STATI;ONCFP15E | 15484
21878_drw.pdf | 17 | 1 | SENSOR & ADAPT;ERCFP15E | 15604
21879_drw.pdf | ITEM
21879_drw.pdf | 1 | 1 | PIPE,EXHAUST,4.0", GTA855E | 22221
21879_drw.pdf | 2 | 1 | SLEEVE, INSULATED KNITTED , EXHAUST,855/E | 26668
21879_drw.pdf | 3 | 1 | SLEEVE, INSULATED KNITTED , EXHAUST,855/E | A042A497
21879_drw.pdf | 4 | 1 | BRACKET, MOUNTING, MUFFLER, 14", - | Q27242
21879_drw.pdf |  |  | FLEX, EXHAUST, 4" ID X 4 "ID 18" LONG | 7833-20
21879_drw.pdf |  |  |  | 20130-038
21879_drw.pdf |  |  |  | 20238-450
21879_drw.pdf | 11
21879_drw.pdf | 12 | 1 | CLAMP, U-BOLT, GUILLOTINE,
21879_drw.pdf | 13 | 4 | CLAMP, EXHAUST, 4", RIKER TEC-400
21879_drw.pdf | 14 | 1 | CLAMP, EXHAUST, 5", RIKER TEC-500 | TEC-500
21880_drw.pdf | ITEM
21880_drw.pdf | 1 | 1 | SLEEVE, INSULATED KNITTED , EXHAUST,855/E | 26668
21880_drw.pdf | 2 | 1 | SLEEVE, INSULATED KNITTED , EXHAUST,855/E | A042A497
21880_drw.pdf | 3 | 1 | MUFFLER,JHS-05X-90039969, GTA855,MIRATECH,HOSPITAL | GRAAD0E42H029
21880_drw.pdf | 4 | 1 | TUBE,EXHAUST,4.0", GTA855E,HOSPITAL | A042H071
21880_drw.pdf |  |  | FLEX, EXHAUST, 4" ID X 4 "ID 18" LONG | 7833-20
21880_drw.pdf |  |  | GTA855 | 22222
21880_drw.pdf |  |  |  | 204510A
21880_drw.pdf | 11 | 4 | CLAMP,
21880_drw.pdf | 12 | 1 | CLAMP, EXHAUST, 5", RIKER
21881_drw.pdf | 1 2 | 2 1 | MOUNTING BAND,EXHAUST, 20"D;IKATA19 TUBE, FLANGE EX;H.STYLE 2, STNL STL | 6735_95
21881_drw.pdf | 3 | 1 | SLEEVE, INSULATED KNITT;EDEXHAUST,19L | 26704
21881_drw.pdf | 4 | 1 | SLEEVE, INSULATED KNITT;EDEXHAUST,19L | A042A498
21883_drw.pdf | 1 | 1 | ASSEMBLY, ENGINE, QSM11, FIREPUMP | 8740
21883_drw.pdf | 2 | 1 | ASSEMBLY, MOUNTING, ENGINE, CFP11E | 8773
21883_drw.pdf | 3 | 1 | EXHAUST,L 90 HALF MARMON, 5" MALE NPT | 9514-10
21883_drw.pdf | 4 | 1
21883_drw.pdf | 8 | 1 | KIT, SENSOR & ADAPTER, CFP_11E | 15603
21883_drw.pdf | 9 | 1 | ASSEMBLY, HEAT EXCHANGER SUPPORT, CFP11E | 15616
21883_drw.pdf | 10 | 1 | ASSEMBLY, CFP11E, SEA WATER, COOLING SYSTEM, 12V | 15708
21883_drw.pdf | 11 | 1 | ASSEMBLY, HEAT SHIELD, CFP11E | 16690
21883_drw.pdf | 12 | 1 | ASSEMBLY, AIR CLEANER, CFP11E | 16694
21883_drw.pdf | 13 | 1 | KIT, WIRE HARNESS, CFP11E | 21224
21883_drw.pdf | 14 | 1 | ASSEMBLY, COOLANT HEATER, CFP11E, 2250W 240V 60HZ | 21470
21883_drw.pdf | 15
21883_drw.pdf | 16 | 1 | ASSEMBLY, DPEM AND HARNESS, GEN I | 21662
21883_drw.pdf | 17 | 1 | ASSEMBLY, DUPLEX FUEL FILTER, CFP11E | 21884
21883_drw.pdf | 18 | 1 | KIT, LUBE OIL FILTER RESTRICTION, CFP11E | 21899
21883_drw.pdf |  |  |  | 21908
21883_drw.pdf | 23 | 1 | ASSEMBLY, OIL LEVEL GAUGE, CFP11E | 22630
21883_drw.pdf | 24 | 1 | COMP FLANGE, 1.25 BORE, 1810 / 3172 DRIVESHAFTS | 10015-00
21883_drw.pdf | 25 | 1 | ADAPTER, U-JOINT, SAE#1 FW, 1710/1810/U3172/ DRIVESHAFTS | 12578
21883_drw.pdf | 26 | 1 | CLAMP, T-BOLT, 5.00-5.31 | 13164-0525
21883_drw.pdf | 27 | 1 | SHAFT, U3172, SHORT COUPLED | 13430
21883_drw.pdf | 28 | 1 | HEAT SHIELD, SENSOR, CFP11E | 15625
21884_drw.pdf | 1 | 1 | HOSE, FUEL, FILTER TO PUMP | 21017
21884_drw.pdf | 2 | 1 | BRACKET, DUPLEX FUEL FILTER, CFP11E | 21885
21884_drw.pdf | 3
21884_drw.pdf | 4
21884_drw.pdf | 5 | 1 | HEAD, FUEL FILTER | 3959568
21884_drw.pdf | 6 | 2 | SEPARATOR, FUEL WATER | FS1013
21885_drw.pdf | ITEM
21885_drw.pdf | 1 | 2 | GUSSET, DUPLEX FUEL FILTER, CFP11E | 21886
21885_drw.pdf | 2 | 1 | PLATE, DUPLEX FUEL FILTER, CFP11E | 21887
21885_drw.pdf | 3 | 1 | PLATE, DUPLEX FUEL FILTER, CFP11E | 21888
21885_drw.pdf |  |  |  | 1
21899_drw.pdf | 1 | 2 | SENDER, PRESURE, DATCON #02504-00 | 8863
21899_drw.pdf | 2 | 1 |  | 12171-6-2
21899_drw.pdf | 3 | 1 |  | 14783-4-2
21899_drw.pdf |  |  | 1
21900_drw.pdf | 1 | 1 | SENDER, PRESURE, DATCON #02504-00 | 8863
21900_drw.pdf | 2 | 1 | BUSHING, HEX, 1/2" MNPT x 1/8" FNPT | 71491
21900_drw.pdf |  |  | 1
21902_drw.pdf | ITEM
21902_drw.pdf | 1 | 1 | HOSE, FUEL PRESSURE, CFP15E LH CONTROLS | 19842
21902_drw.pdf | 2 | 1 | HOSE, FUEL VACUUM, CFP15E LH CONTROLS | 19843
21902_drw.pdf | 3
21902_drw.pdf | 4
21902_drw.pdf |  |  |  | 12281-10
21902_drw.pdf |  |  |  | 19838
21904_drw.pdf | 1 | 1 | PLATE, CFP11E | 21903
21904_drw.pdf | 2 | 1 | HALF COUPLING, 3/8", McMASTER-CARR | 4513K720
21905_drw.pdf | 1 | 1 |  | 8862
21905_drw.pdf | 2 | 1 |  | 14783-8-2
21907_drw.pdf | 1 | 1 | HOSE,PARKER, 3/8" ID X 48.00" LG | 801-06
21907_drw.pdf | 2 | 1 | 3/8" ID X 43.00" LG | 801-06
21907_drw.pdf | 4 | 1 | 3/8" ID X 50.00" LG | 801-06_035
21907_drw.pdf | 5 | 1 | HOSE,PARKER, 3/8" ID X 51.00" LG | 801-06
21907_drw.pdf | 6 | 1 | HOSE,PARKER, 3/8" ID X 40.00" LG | 801-06_037
21907_drw.pdf | 7 | 1 | 3/8" ID X 120.00" LG | 801-06_038
21907_drw.pdf | 9 | 1 | 3/8" ID X 64.00" LG | 801-06_042
21907_drw.pdf | 10
21907_drw.pdf | 11 | 1 | RAD/LTA,QST30-G5 HORIZ W/FAN,MOTOR & SURGE, TANK,L&M PACKAGE,LORAM | RE1P9O117
21907_drw.pdf | 12 | 4 | VALVE,BUTTERFLY,3" FLANGE, - | 19167
21907_drw.pdf | 13 | 1 | FLANGE, - | 19168
21907_drw.pdf | 15 | 1 | IN, QST30 | 19622
21907_drw.pdf | 16 | 1 | IN, QST30 | 19623
21907_drw.pdf | 17 | 1 | ASSY, AIR DAM, - | 19734
21907_drw.pdf | 18 | 1 | ASSY, AIR DAM, - | 19735
21907_drw.pdf | 20 | 1 | IN, QST30 | 19997
21908_drw.pdf | 1 | 1 | TUBING, 1/4" ID X 3/8" OD SEMI-CLEAR TEFLON, McMASTER-CARR | 52355K2313910
21908_drw.pdf | 2 | 2 |  | 12530-4-4
21908_drw.pdf | 3 | 1 | TEE, STREET, -12 NPT | 12534-12
21908_drw.pdf | 6 | 2 | FITTING, BRASS COMPRESSION, 3/8" TUBE OD, 1/4" NPT MALE | 21909
21912_drw.pdf | ITEM
21912_drw.pdf | 1 | 1 | ANGLE, EXHAUST SUPT, VERT., NORDCO | 21913
21912_drw.pdf | 2 | 1 | PLATE, EXHAUST SUPT, VERT., NORDCO | 21914
21912_drw.pdf |  |  | 1
21915_drw.pdf | ITEM
21915_drw.pdf | 1 | 1 | PLATE, EXHAUST SUPT, HORZ., NORDCO | 21916
21915_drw.pdf | 2 | 1 | PLATE, EXHAUST SUPT, VERT, NORDCO | 21917
21915_drw.pdf |  |  | 1
21925_drw.pdf | ITEM
21925_drw.pdf | 1 | 1 | FRAME,QSB6.7, 33.34" x 58.00", MARINE TRAVEL LIFT | ISL50/7101463
21925_drw.pdf | 2 | 2 | SUPPORT,REAR,ENGINE,QSB6.7, MARINE TRAVELIFT ISL40/50/70 | 11464
21925_drw.pdf | 3 | 1 | TUBE,CAC,3"DIA,INTAKE, MARINE TRAVELIFT ISL40/50/70 | 11509
21925_drw.pdf | 4 | 1 | TUBE,CAC,3"DIA,TURBO, MARINE TRAVELIFT ISL40/50/70 | 11510
21925_drw.pdf | 5 | 1 | TUBE,RADIATOR,1-3/4"DIA, MARINE TRAVELIFT ISL40/50/70 | 11511
21925_drw.pdf | 6 | 1 | DRIVE, 2 PAD PUMP, D-D/E-D (D13414) | 14647
21925_drw.pdf | 7 | 1 | ENGINE,PACKAGE,QSB6.7, MTL, ISL70 260HP, 1306398 | 1305049
21925_drw.pdf | 8 | 1 | BRACKET, MAG SWITCH, - | 7710
21925_drw.pdf | 9 | 1 | RADIATOR,MULTI-FIT,W/CAC, MARINE TRAVELIFT ISL40/50/70 | 11429
21925_drw.pdf |  |  | BRKT,FUEL,PRE-FILTER,FS9841, MARINE TRAVELIFT
21925_drw.pdf |  |  | MARINE TRAVELIFT | 11484
21925_drw.pdf |  |  | DIA, ACS 440100-25 | 11489
21925_drw.pdf |  |  | TRAVELIFT
21925_drw.pdf |  |  | ISL40/50/70 | 11516
21925_drw.pdf |  |  | EL2BOW, | 90-300-MK2
21929_drw.pdf |  |  | 1/4 FNPT
21931_drw.pdf | ITEM
21931_drw.pdf |  | 10.87
21933_drw.pdf | ITEM
21933_drw.pdf | 1 | 4 | NUT, WELD OFFSET HOLE, M6 X 1 | 0870-2025
21933_drw.pdf | 2 | 1 | PANEL,CONTROL-BASE, 8.8LITER | 21618
21937_drw.pdf | ITEM
21937_drw.pdf | 1 | 6 | NUT, WELD OFFSET HOLE, M6 X 1 | 0870-2025
21937_drw.pdf | 2 | 1 | COVER,TERMINAL-BOX, REAR-COVER,14GA,STEEL | 21936
21942_drw.pdf | ITEM
21942_drw.pdf | 1 | 1 | BRACKET, OIL COOLER SHIELD, NORDCO, 31750405 | 21944
21945_drw.pdf | ITEM
21945_drw.pdf | 1 | 1 | PLATE, GUSSET, GAS VALVE SUPT, GTA19 | 21946
21945_drw.pdf | 2 | 1 | BRACKET, GAS VALVE SUPT, GTA19 | 21947
21945_drw.pdf |  |  | 1
21950_drw.pdf | ITEM
21950_drw.pdf | 1 | 1 | FRAME,QSB6.7, 33.34" x 58.00", MARINE TRAVEL LIFT | ISL50/1710463
21950_drw.pdf | 2 | 2 | SUPPORT,REAR,ENGINE,QSB6.7, MARINE TRAVELIFT
21950_drw.pdf | 3 | 1 | TUBE,CAC,3"DIA,INTAKE, MARINE TRAVELIFT ISL40/50/70 | 11509
21950_drw.pdf | 4 | 1 | TUBE,CAC,3"DIA,TURBO, MARINE TRAVELIFT ISL40/50/70 | 11510
21950_drw.pdf |  |  | TUBE,RADIATOR,1-3/4"DIA, MARINE TRAVELIFT | 11511
21950_drw.pdf |  |  | (D13414) | 14647
21950_drw.pdf |  |  |  | A042B842
21950_drw.pdf | 11 | 1
21950_drw.pdf | 12 | 1 | BRKT,FUEL,PRE-FILTER,FS9841,
21950_drw.pdf | 13 | 1 | HEAT-EXCHANGER,OIL-COOLER, MARINE TRAVELIFT
21950_drw.pdf | 14 | 1 | FAN,SUCKER,25.00IN DIA, ACS 440100-25 | 11489
21950_drw.pdf | 15 | 1 | BRACKET,MTG,OIL-COOLER, MARINE TRAVELIFT
21951_drw.pdf | 1 | 26 | WELDNUT, 1/4"-20 NC, _ | 14520
21951_drw.pdf | 2 | 1 | SHEET,SIDE,COND BOX, HC6 CNTR,320-1995 KIT | 21952
21951_drw.pdf | 1
21953_drw.pdf | ITEM
21953_drw.pdf | 2 | 1 | BRKT, LIFTING, CFP23E | 13124
21953_drw.pdf | 3 | 2 | BRACKET, HEAT SHEILD MOUNT, CFP23E | 13134
21953_drw.pdf | 5 | 1 | HOSE, FUEL, ECM-COOLER, CFP23E | 13178-102
21953_drw.pdf |  | 2 | HOSE, FUEL EXTENSION, CFP23E | 13599
21953_drw.pdf | 8
21953_drw.pdf | 10 | 1 | FRAME, RADIATOR COOLED, CFP23E INDUSTRIAL | 15433
21953_drw.pdf | 11 | 1 | SYSTEM, AIR CLEANER, CFP23E | 17669
21953_drw.pdf | 13 | 1 | ASSEMBLY, BELT GUARDING, RADIATOR COOLED QSK23 | G-DR2I2V0E29
21953_drw.pdf | 14 | 1 | ASM, OPERATOR STATION, DIGITAL PANEL, CFP23E | 22041
21953_drw.pdf | 16 | 1 | ASSEMBLY, COOLING, CFP23E G-DRIVE | 22070
21953_drw.pdf | 17 |  | KIT, LUBE OIL FILTER RESTRICTION, CFP23E | 22142
21953_drw.pdf | 18
21953_drw.pdf | 19 | 1 | ENGINE, QSK23 | 3170553
21953_drw.pdf | 21
21953_drw.pdf | 22 | 1 | HEAT SHIELD, CFP23E | 13135
21959_drw.pdf | ITEM
21959_drw.pdf | 1 | 1 | PLATE,ENGINE MOUNT, - | 21960
21959_drw.pdf | 2 | 2 | GUSSET,ENGINE MOUNT, - | 21961
21963_drw.pdf | 1 | 1 | PANEL,FRNT,CONDUIT BOX, HCI6 | 14527
21963_drw.pdf | 2 | 1 | PANEL,SIDE,CONDUIT BOX, HCI6 | 14529
21963_drw.pdf | 3 | 1 | PANEL,RR,CONDUIT BOX, HCI6 | 14530
21963_drw.pdf | 4 | 1 | MOUNT,PCC2100, - | 14788
21963_drw.pdf |  |  |  | 14514
21963_drw.pdf | 9 | 1 | PANEL,COVER, HCI6 | 14843
21963_drw.pdf | 10 | 2 | BRKT,CONDUIT BOX, - | 17393
21963_drw.pdf | 11 | 2 | BRKT,CONDUIT BOX, - | 17394
21963_drw.pdf | 12 | 1 | PANEL,FRNT-LOWER, HCI6,REPLACES FLOOR | 24140
21963_drw.pdf |  |  | 11
21963_drw.pdf | the receiver document as | in accepts in | confidence. by CUMMINS NPOWER LLC CORPORATE OFFICE | DESIGN UPFIT CENTER
21963_drw.pdf | ittrawdiellse(c1r)etnoitnfuosrematthieondotchuemreenitn,or(2a)nynoctopcyoptyhetrheeofdoocrumtehnet, or the | ittrawdiellse(c1r)etnoitnfuosrematthieondotchuemreenitn,or(2a)nynoctopcyoptyhetrheeofdoocrumtehnet, confidential | or trade WHITE BEAR LAKE, MN WWW.CUMMINSNPOWER.COM | DEPERE, WISCONSIN
21963_drw.pdf | aNlPlowceorpiLeLsC |  | andGEN HSNG HCI634
21963_drw.pdf | DIMENSION |  | A2REX CNTRL,320-1995 KIT
21963_drw.pdf | IMUPNEIRTISAL |  | DWG UNITS: DRAWN BY: HGP | 26APR2012
21964_drw.pdf | ITEM
21964_drw.pdf | 1 | 1 | FILLER NECK ASSY, QSX15,HOLLAND | A042D603
21964_drw.pdf | 2
21964_drw.pdf | 3
21964_drw.pdf | 4 | 9 | GUSSET,GENERATOR CROSSMEMBER, GTA855/19 | 16293
21964_drw.pdf |  |  | SPACER,ISOLATOR, GTA855/19 | 16294
21964_drw.pdf |  |  |  | 18974
21964_drw.pdf | 11 | 4
21964_drw.pdf | 12 | 1 | CHANNEL,ENGINE,FRNT, -
21964_drw.pdf | 13 | 1 | CHANNEL,ENGINE,REAR, -
21964_drw.pdf | 14 | 2 | CHANNEL,GENERATOR, - | 21970
21964_drw.pdf | 15 | 8 | GUSSET,FRAME, - | 21971
21980_drw.pdf | ITEM
21980_drw.pdf | 1 | 1 | ANGLE,4X4X.25X35.82, FRT ENG CRSMMBR | 21981
21980_drw.pdf | 2 | 2 | FLAT,4 X 5 X 1 INCH THK, WITH .75 INCH HOLE | 21982
21980_drw.pdf | 3 | 1 | CHANNEL,C6X8.2X100, LEFT SIDE RAIL | 21989
21980_drw.pdf | 4 | 1 | CHANNEL,C6 X 8.2X100, RIGHT SIDE RAIL | 21990
21980_drw.pdf |  |  | CHANNEL, C6X8.2X35.82, FRONT/REAR | 21991
21980_drw.pdf |  |  | ENG SUPPORT | 21995
21980_drw.pdf |  |  |  | 23250
21983_drw.pdf | 1 | 8 | WELDNUT, 1/2-13 SQ, TYPE OR EQUIVILENT | WELDNUT1_2-13
21983_drw.pdf | 2 | 2 | GUSSET,GEN CRSMMBR, UCI274,40 IN BASE | 21737
21983_drw.pdf | 3 | 2 | SPACER,GENERATOR PAD, GTA8.3 1.13 DIM HOLE | 21739
21983_drw.pdf | 4 | 1 | CROSSMEMBER,GENERATOR, UCI274,40 INCH BASE | 21740
21983_drw.pdf |  |  | 4
21983_drw.pdf |  |  | 3
21984_drw.pdf | ITEM
21984_drw.pdf | 1 | 1 | GAUGE,NG LOW PRESS, W/THROTTLE PLUG XTU | 17929
21984_drw.pdf | 2 | 1 | SOLENOID,FUEL,2" 24V, REF 3395606 | 18220
21984_drw.pdf | 3 | 1 | NIPPLE,PIPE,ASM BLK, 15 IN LG W/COUPLING | 21794
21984_drw.pdf | 4 | 1 | NIPPLE,PIPE,ASM BLK, 19 IN LG W/COUPLING | 22242
21984_drw.pdf |  |  | UNION,NPTF,BLACK, 2 INCH W/NUT | B150UK
21984_drw.pdf | 11
21984_drw.pdf | 12 | 1 | BRACKET,PRESSURE, SWITCH
21984_drw.pdf | 13
21984_drw.pdf | 14 | 1 | VALVE, BALL, 1/4" NPT | FA60204-1
21984_drw.pdf | 15 | 1 | SWITCH,PRESSURE, 1/4 PRES CON,3/45 HEX | J6-136-9501
21994_drw.pdf | ITEM
21994_drw.pdf | 1 | 1 | ENGINE TO FRAME, GTA28 OPENSET | 18064
21994_drw.pdf | 2 | 2 | GASKET,EXHAUST,CERAMIC, ANSI 10" FLANGE | 48-CF-1000
21994_drw.pdf | 3 | 2 | GASKET,EXHAUST,CERAMIC, ANSI 4" FLANGE | 48-CF-400
21994_drw.pdf | 4 | 2 | FLEX, EXHAUST, 4" ASA FLG X 4" ID CUFF X 14" | 6735-31
21994_drw.pdf |  |  | SILENCER,CRIT GTA28, 4" DBL INLET,10" OUTLET | 22072
21994_drw.pdf |  |  | - | A042A032
21997_drw.pdf | 1 | 1 | SUPPORT, FRONT ENGINE, CFP23E RADIATOR COOLED | 21998
21997_drw.pdf | 2 | 2 | GUSSET, FRONT ENGINE SUPPORT SIDE, CFP23E RADIATOR | COOLED21999
21997_drw.pdf | 3 | 1 | GUSSET, FRONT ENGINE SUPPORT CENTER, CFP23E RADIATOR | COOL2E2D000
22001_drw.pdf | ITEM
22001_drw.pdf | 1 | 4 | NUT,HEX,WELD,3/8-16 UNC, - | 19636
22001_drw.pdf | 2 | 1 | BRKT,EXHAUST-SPACER, 7GA,A36 HRPO STEEL | 21939
22003_drw.pdf | ITEM
22003_drw.pdf | 1 | 1 | CONTROL_HSG_ASSY, - | 0319-2967
22003_drw.pdf | 2 | 1 | CB ENCLOSURE KIT, ONAN ASSEMBLY | 0320-1982
22003_drw.pdf | 3 | 1 | ENGINE COOLANT HEATER, 120VAC,CPG UNIT | 333-0630-01
22003_drw.pdf | 4 | 1 | HOLD-DOWN,BATTERY, GRP 31 HARDWARE | 17493
22003_drw.pdf |  |  | ***DO NOT USE***, REPLACED BY A042C206 | 17680
22003_drw.pdf |  |  | WELDED,PNT-STL | 21612
22003_drw.pdf |  |  |  | 21615
22003_drw.pdf | 11 | 1
22003_drw.pdf | 12 | 1 | CB ENCLOSURE KIT, ONAN
22003_drw.pdf | 13 | 1 | BASE,CONTROL-PANEL, 14GA,PNT-STL
22003_drw.pdf | 14 | 1 | COVER,TERMINAL-BOX, REAR,14GA,PNT-STL | 21937
22003_drw.pdf | 15 | 4 | BRKT,EXHAUST-SPACER, 150KW GENSET | 22005
22003_drw.pdf |  |  |  | ENGINE_GENERATOR
22005_drw.pdf | ITEM
22005_drw.pdf | 1 | 4 | NUT,HEX,WELD,3/8-16 UNC, - | 19636
22005_drw.pdf | 2 | 1 | BRKT,EXHAUST-SPACER, 7GA,A36 HRPO STEEL | 21939
22008_drw.pdf | ITEM
22008_drw.pdf | 1 | 1 | HOSE, 3/8 I.D.x24" LONG, PARKER 801-06,BLUE | 801-06
22008_drw.pdf | 2 | 1 | HEATSHIELD, ,0.750 DIA. x 24" LONG | 22830
22008_drw.pdf | 3
22008_drw.pdf | 4
22008_drw.pdf |  |  | CLAMP, WORM, .25 - .63 | 14992-04
22008_drw.pdf |  |  | NPTF | 26416
22008_drw.pdf |  |  |  | LTL-CPN38212
22008_drw.pdf |  | 5 | D
22009_drw.pdf | ITEM
22009_drw.pdf | 1 | 1 | HOSE,3/8"I.D. x24"LONG, PARKER,801-6,BLUE | 801-06
22009_drw.pdf | 2 | 1 | HEATSHIELD , 0.75 DIA. x 24" LONG | 22830
22009_drw.pdf | 3
22009_drw.pdf | 4 | 1 | TEE, UNION, -6 FNPT, STEEL | 12205-6
22009_drw.pdf | 11 | 2 | CLAMP,
22009_drw.pdf | 12 | 1 | HOSE,PARKER 836, 1/2" ID X
22009_drw.pdf | 13 | 1 | ADAPTER,12MM-1.75 X -4 NPTF
22009_drw.pdf | 14 | 2 | NIPPLE,3/8NPTx2.5"LG, CARBON STEEL | LTL-CPN38212
22009_drw.pdf | 15 | 2 | BALL VALVE,3/8" NPT, BRASS | LTL-M940201
22011_drw.pdf | ITEM
22011_drw.pdf | 1 | 1 | SUPPORT, ENGINE, REAR, CFP23E FIREPUMP | 13117
22011_drw.pdf | 2 | 1 | SUPPORT, FRONT ENGINE, CFP23E RADIATOR COOLED | 21997
22017_drw.pdf | 1 | 5 | WELDNUT, 1/4"-20 NC, _ | 14520
22017_drw.pdf | 2 | 1 | TOP, FINGER GUARD, CFP23E | 22015
22017_drw.pdf | 3 | 1 | ANGLE, REINFORCING, CFP23E | 22016
22026_drw.pdf | ITEM
22026_drw.pdf | 1 | 10 | WELDNUT, 1/4"-20 NC, _ | 14520
22026_drw.pdf | 2 | 1 | GUARD, LEFT, CFP23E | 22013
22027_drw.pdf | ITEM
22027_drw.pdf | 1 | 7 | WELDNUT, 1/4"-20 NC, _ | 14520
22027_drw.pdf | 2 | 1 | GUARD, RIGHT, CFP23E | 22014
22028_drw.pdf | 1 | 2 | WELDNUT, 1/4"-20 NC, _ | 14520
22028_drw.pdf | 2 | 1 | BRACKET, CENTER, CFP23E | 22022
22028_drw.pdf |  |  | 2
22028_drw.pdf |  |  | 1
22029_drw.pdf | 1 | 2 | BRACKET, HEAT SHEILD MOUNT, CFP23E | 13134
22029_drw.pdf | 2 | 1 | TOP, FINGER GUARD, CFP23E | 22017
22029_drw.pdf | 3 | 1 | GUARD, LEFT, CFP23E | 22026
22029_drw.pdf | 4 | 1 | GUARD, RIGHT, CFP23E | 22027
22029_drw.pdf | 5 | 1 | BRACKET, CENTER, CFP23E | 22028
22029_drw.pdf | 6 | 1 | GUARD, LEFT REAR, CFP23E | 22031
22029_drw.pdf | 7 | 1 | BRACKET, LOWER RH, CFP23E | 22033
22029_drw.pdf | 8 | 1 | BRACKET, UPPER RH, CFP23E | 22036
22029_drw.pdf | 9 | 1 | BRACKET, LOWER LH, CFP23E | 22038
22029_drw.pdf | 10 | 1 | HEAT SHIELD, CFP23E | 13135
22029_drw.pdf | 11
22029_drw.pdf | 12 | 5 | NUT,HEX,PT, .25-20 | 20130-025
22029_drw.pdf | 13 | 29 | SCREW,HH, 0.25-20x0.50 | 20225-050
22029_drw.pdf | 14 | 5 | SCREW,HH, 0.25-20x1.00 | 20225-100
22029_drw.pdf | 15 | 1 | GUARD, LEFT REAR, CFP23E | 22018
22029_drw.pdf | 16 | 1 | GUARD, RIGHT REAR, CFP23E | 22021
22031_drw.pdf | ITEM
22031_drw.pdf | 1 | 1 | WELDNUT, 1/4"-20 NC, _ | 14520
22031_drw.pdf | 2 | 1 | GUARD, LEFT REAR, CFP23E | 22019
22033_drw.pdf | 1 | 2 | WELDNUT, 1/4"-20 NC, _ | 14520
22033_drw.pdf | 2 | 1 | BRACKET, LOWER RH, CFP23E | 22032
22033_drw.pdf |  |  | 2
22036_drw.pdf | 1 | 1 | WELDNUT, 1/4"-20 NC, _ | 14520
22036_drw.pdf | 2 | 1 | BRACKET, UPPER RH, CFP23E | 22035
22036_drw.pdf |  |  | 2
22038_drw.pdf | 1 | 1 | WELDNUT, 1/4"-20 NC, _ | 14520
22038_drw.pdf | 2 | 1 | BRACKET, LOWER LH, CFP23E | 22037
22038_drw.pdf |  |  | 1
22040_drw.pdf | 1 | 1 | BRACKET, OPERATOR STATION, CFP23E | 22034
22040_drw.pdf | 2
22041_drw.pdf | 1 | 1 | ASSEMBLY, CONTROL PANEL, CFP23E & CFP30E | 16150
22041_drw.pdf | 2 | 1 | BRACKET, OPERATOR STATION, CFP23E | 22040
22041_drw.pdf | 3 | 1 | BATTERY ISOLATOR, FIRE PUMP | 8838
22041_drw.pdf | 4 | 1 | FACTORY SETTINGS TAG, FIREPUMP | 9526-02
22041_drw.pdf | 5 | 1 | FIELD SETTINGS TAG, FIREPUMP | 9526-03
22041_drw.pdf | 6 | 1 | DATA TAG, FIREPUMP | 9534
22041_drw.pdf | 7 | 6 | WASHER,FLAT, M10 | 20020-M10
22041_drw.pdf | 8 | 2 | WASHER,FLAT, M16 | 20020-M16
22041_drw.pdf | 9 | 4 | WASHER,FLAT, M5 | 20020-M5
22041_drw.pdf | 10 | 8 | WASHER,FLAT, M6 | 20020-M6
22041_drw.pdf | 11 | 5 | NUT,HEX, M10-1.50 | 20120-M10
22041_drw.pdf | 12 | 4 | NUT,HEX, M5-0.80 | 20120-M5
22041_drw.pdf | 13 | 8 | NUT,HEX, M6-1.00 | 20120-M6
22041_drw.pdf | 14 | 4 | SCREW,HH, M5-0.80x16 | 20305-016
22041_drw.pdf | 15 | 5 | SCREW,HH, M10-1.50x30 | 20310-030
22041_drw.pdf | 16 | 2 | SCREW,HH, M16-2.00x35 | 20316-035
22044_drw.pdf | ITEM
22044_drw.pdf | 1 | 1 | TUBE, RECT., FRT SUPT, | 21204
22044_drw.pdf | 2 | 4 | TUBE, ISOLATOR SUPT | 21482
22044_drw.pdf | 3 | 2 | TUBE, RECT., FORK LIFT, | 21485
22044_drw.pdf | 4 | 1 | BRACKET, SIDE RAIL, RH | 22045
22044_drw.pdf |  |  | BRACKET, SIDE RAIL, LH | 22046
22044_drw.pdf |  |  |  | 22048
22044_drw.pdf |  |  |  | 22049
22054_drw.pdf | ITEM
22054_drw.pdf | 1 | 1 | PLATE, ENGINE MNT | 22073
22054_drw.pdf | 2 | 1 | BRACKET, ENGINE MNT, LH | 22074
22055_drw.pdf | ITEM
22055_drw.pdf | 1 | 1 | PLATE, ENGINE MNT | 22073
22055_drw.pdf | 2 | 1 | BRACKET, ENGINE MNT, RH | 22076
22056_drw.pdf |  |  |  | 12270-8-8
22056_drw.pdf | 3 1 |  | NPT,BRS | 12546-4-6
22056_drw.pdf | 4 2 |  | WOR;M 5/16" BAND | 14992-04
22056_drw.pdf | 5 1 |  | BRACKET, LOW OIL LEVEL | 15347
22056_drw.pdf | 6 1 |  | OIL LEVEL SWITCH GAU;GCEFP23E | 22059
22056_drw.pdf | 7 1 |  | OIL LEVEL | 22064
22056_drw.pdf | 9 1 |  |  | 4347897
22056_drw.pdf | 10 1 |  | 1" NPT X 1/2" N;PTREDUCER
22056_drw.pdf | 11 1 |  | 1/4" I;D10.75 LENGTH | R-801-4
22059_drw.pdf | 1 | 1 | PATE, OIL LEVEL SWITCH GAUGE, CFP23E | 22060
22059_drw.pdf | 2 | 1 | HALF COUPLING, 3/8", McMASTER-CARR | 4513K720
22059_drw.pdf |  |  | TIGHT
22069_drw.pdf | ITEM
22069_drw.pdf | 1 | 1 | HOSE, PARKER, 0.25 ID X 32.50 | 801-04-22
22069_drw.pdf | 2 | 1 | HOSE, PARKER, 0.38 ID X 19.00 | 801-06-39
22069_drw.pdf | 3
22069_drw.pdf | 4
22069_drw.pdf |  |  |  | 22068
22069_drw.pdf |  | 1
22070_drw.pdf | 1 | 1 | REWORK, RADIATOR, QSK23E | 22261
22070_drw.pdf | 2 | 3 | COUPLING, HALF, 1/4", STEEL, McMASTER-CARR | 4513K710_CCR
22070_drw.pdf | 3 | 1 | HALF COUPLING, 1/2" NPT, McMASTER-CARR | 4513K730_CCR
22070_drw.pdf | 4 | 1 | RADIATOR, QSK23 | A030S950
22079_drw.pdf | ITEM
22079_drw.pdf | 1 | 6 | VALVE,BL -8 LK HDL, BRASS,NPTFxNPTF | 16145-8
22079_drw.pdf | 2
22079_drw.pdf | 3 | 1 | TUBE,COOLANT CONNECTION, - | A042C968
22079_drw.pdf | 4 | 90 | SLEEVE,SPIRAL WRAP, 1.00 INCH DIA x LENGTH (INCHES) | 21157
22079_drw.pdf | 11
22079_drw.pdf | 12
22079_drw.pdf | 13
22079_drw.pdf | 14
22079_drw.pdf | 15
22079_drw.pdf |  |  |  | 13164-0250
22082_drw.pdf | ITEM
22082_drw.pdf | 1 | 2 | WRAP,SILENCER, GTA38/50 HOSPITAL | 18305
22082_drw.pdf | 2 | 1 | WRAP,EXHAUST, GTA38 HOSPITAL | 18306
22082_drw.pdf | 3 | 1 | WRAP,EXHAUST, GTA38 HOSPITAL | 18307
22082_drw.pdf | 4 | 8 | KIT,GASKET,NUT,BOLT, FULL FACE FIBER,8 | 23580_800
22082_drw.pdf |  |  | CAP, 8", GT EXHAUST 22-800 | 22-800
22082_drw.pdf |  |  | FLG X 5" ID CUFF X 19.50" | 6735-09
22082_drw.pdf |  |  |  | 15534
22082_drw.pdf | 11 | 2
22082_drw.pdf | 12 | 2 | CLAMP, EXHAUST, 5", RIKER
22084_drw.pdf | ITEM
22084_drw.pdf | 1 | 1 | MOUNT,PCC2100, - | 14788
22084_drw.pdf | 2 | 1 | LOUVER,CONDUIT BOX, UCI274/HCI4/HCI5 | 17310
22084_drw.pdf | 3 | 1 | PANEL,FLR,CONDUIT BOX, HCI5 C/D/E | 22088
22084_drw.pdf | 4 | 1 | PANEL,RR,CONDUIT BOX, UCI274/HCI4/I5 | 22090
22084_drw.pdf |  |  | PANEL,RIGHT SD,CND BX, UCI274/HCI4&15,320-1995 | 22094
22084_drw.pdf |  |  | UCI274/HCI4&15,320-1995 | 22096
22084_drw.pdf |  |  |  | 22098
22084_drw.pdf | 11 | 1
22084_drw.pdf | 12 | 1 | PANEL,TOP,CONDUIT BOX,
22084_drw.pdf |  | 12
22088_drw.pdf | ITEM
22088_drw.pdf | 1 | 3 | WELDNUT, 1/4"-20 NC, _ | 14520
22088_drw.pdf | 2 | 1 | SHEET,FLR,CONDUIT BOX, HCI5 C/D/E | 22089
22088_drw.pdf |  |  | 1
22088_drw.pdf |  |  | 1
22090_drw.pdf | ITEM
22090_drw.pdf | 1 | 18 | WELDNUT, 1/4"-20 NC, _ | 14520
22090_drw.pdf | 2 | 6 | NUT,WELD, 10-24 THRD, McMASTER-CARR: 94579A250 | 15392
22090_drw.pdf | 3 | 1 | BRKT,CONDUIT BOX, - | 17344
22090_drw.pdf | 4 | 1 | SHEET,COMPONENT MOUNT, - | 17361
22090_drw.pdf |  |  | SHEET,RR,CONDUIT BOX, UCI274/HCI4/I5 | 22093
22090_drw.pdf | PLCS
22090_drw.pdf |  |  | 1
22092_drw.pdf | ITEM
22092_drw.pdf | 1
22092_drw.pdf | 2 | 1 | PIPE, ELBOW, EXH., GTA38, STNL STL | 22220
22092_drw.pdf |  |  | 2
22094_drw.pdf | ITEM
22094_drw.pdf | 1 | 30 | WELDNUT, 1/4"-20 NC, _ | 14520
22094_drw.pdf | 2 | 1 | SHEET,SDE,BX,RT SIDE, UC274/HC14&15,320-1995 | 22095
22096_drw.pdf | 1 | 31 | WELDNUT, 1/4"-20 NC, _ | 14520
22096_drw.pdf | 2 | 1 | SHEET,SDE,BX,RT SIDE, UC274/HC14&15,320-1995 | 22097
22096_drw.pdf |  | 1 |  | 1
22096_drw.pdf |  | 1 |  | 1
22096_drw.pdf |  |  | 2
22096_drw.pdf |  |  |  | 1
22096_drw.pdf |  |  |  | 1
22096_drw.pdf |  |  | 1 | 1
22096_drw.pdf |  |  | 1
22096_drw.pdf |  |  |  | 1
22096_drw.pdf |  |  | 1 1 | 1
22098_drw.pdf | ITEM
22098_drw.pdf | 1 | 14 | WELDNUT, 1/4"-20 NC, _ | 14520
22098_drw.pdf | 2 | 1 | SHEET,FRNT,CONDUIT BOX, HCI5 | 22099
22101_drw.pdf | 1 | 1 | ENGINE, QST30, 1500HP, 1800RPM | 13207
22101_drw.pdf | 2 | 1 | SUPPORT, ENGINE, FRONT, CFP30E FIREPUMP | 13535
22101_drw.pdf | 3 | 1 | ASSEMBLY, TURBO GUARDS, CFP30E, - | 13545
22101_drw.pdf | 4 | 1 | ASSEMBLY, COOLANT HEATER, CFP30E FIREPUMP | 13568
22101_drw.pdf | 5 | 1 | ASSEMBLY, GUARDS, CFP30E | 13638
22101_drw.pdf | 6 | 1 | ASSEMBLY, HEAT EXCHANGER, SEA WATER, CFP30E | 13760
22101_drw.pdf | 7 | 1 | ASSEMBLY, OIL DRAIN W/ VALVE, CFP30E (OPTIONAL) | 15338
22101_drw.pdf | 8 | 1 | ASSEMBLY, OIL/AIR TEMPERATURE | 21477
22101_drw.pdf | 9
22101_drw.pdf | 10 | 1 | ASSEMBLY, DPEM AND HARNESS, GEN I | 21662
22101_drw.pdf | 11 | 1 | FRAME, FIREPUMP, CFP30E | 22173
22101_drw.pdf | 12 | 1 | ASSEMBLY, DUPLEX FUEL FILTER, CFP30E | 22184
22101_drw.pdf | 13 | 1 | ASSEMBLY, FUEL RESTRICTION GAUGE, CFP30E | 22194
22101_drw.pdf | 14 | 1 | ASSEMBLY, ACCESSORY MOUNTING, CFP30E | 22203
22101_drw.pdf | 15 | 1 | ASSEMBLY, JW COOLANT PRESSURE, CFP30E | 22230
22101_drw.pdf | 16 | 1 | ASSEMBLY, COOLANT LEVEL GAUGE, CFP30E | 22231
22102_drw.pdf | ITEM
22102_drw.pdf | 1 | 1 | GAUGE,NG LOW PRES;SW/THROTTLE PLUG XTU | 17929
22102_drw.pdf | 2 | 1 | SOLENOID,FUEL,2" 2;4VREF 3395606 | 18220
22102_drw.pdf | 3 | 1 | UNION,NPTF,BLAC;K2 INCH W/NUT | B150UK
22102_drw.pdf | 4 | 1 | ELBOW,PLAIN STREET PI;PE90DEG -4 NPT X -4 FNPT,S | 12195-4-4
22102_drw.pdf |  |  | EXT HEX -4 NPT,STEEL | 12210-4
22102_drw.pdf |  |  | NPT X -4 NPT,BRASS | 12529-4-4
22102_drw.pdf |  |  |  | 12800-06
22102_drw.pdf | 11 | 2
22102_drw.pdf | 12 | 1 | TEE,2NPT,W-1/2NPT-PO;RTSCH40
22102_drw.pdf | 13 | 2 | NIPPLE,1-1/2NPTx2-1/;2"SCH40 BLACK PIPE
22102_drw.pdf | 14 | 1 | BRKT,GAS-TRAI;N PNT-STL | 22104
22102_drw.pdf | 15 | 2 | CLAMP,U-BOLT,GUILLOTI;NE2.25" | 89542K
22105_drw.pdf | 1 | 1 | BOSS, 1" OD TAPPED 18mm x 1.5, BOSCH #4962 | 13529
22105_drw.pdf | 2 | 1 | TUBE,CORR,EXHAUST,3", 12'LG | 21617
22105_drw.pdf | 3 | 1 | FLANGE,EXHAUST,3", 8.8LCAC,CATALYST CONNECTION | 21640
22105_drw.pdf | 4 | 1 | ADAPTER,TURBO-CONN, MARMON STYLE,STEEL | 21926
22105_drw.pdf | contains of Cummins by | confidential LLC and is and retaining | trade secret information, is the given to the receiver in confidence. of the document accepts the CUMMINS NPOWER LLC CORPORATE OFFICE | CUSTOM DESIGN UPFIT CENTER
22105_drw.pdf | in confidence disclose to | and agrees ittrawdiellse(c1r)etnoitnfuosrematthieondotchuemreenitn,or(2a)nynoctopcyoptyhetrheeofdoocrumtehnet, either the | except as authorized in writing by 1600 BUERKLE ROAD document or the confidential or trade WHITE BEAR LAKE, MN | LAWRENCE DRIVE DEPERE, WISCONSIN
22105_drw.pdf | information dmoactuemreinatl,coorpiuepdonthdeermeafnrdo,m.retCuOrPnYRtIhGeHTdocCuummemnitn,s | and (4) dmoactuemreinatl,coorpiuepdonthdeermeafnrdo,m.retCuOrPnYRtIhGeHTdocCuummemnitn,s | upon completion of the need to retain aNlPlowceorpiLeLsC thereof, aTndUBE,EXHAUST,WLD-STL
22105_drw.pdf | OTHERWISE | SPECIFIED | ALL DIMENSION TOLERANCES8A.RE8LCAC,TURBO TO CAT
22105_drw.pdf | ANGLE | # | UNITS METRIC UNITS DWG UNITS: DRAWN BY: BOB KROPP M..AXXCXHI==NE##TOL00E..R42ANCES | 10APR2012
22105_drw.pdf |  |  | F..OXXRXM==TOL##ERA00N..C84ES SCALE: 0.188 SHEET DRAWING | NO:
22105_drw.pdf |  |  | F..AXXBXT==OLE##RAN10C..E58S EST WEIGHT: 42238.628 1 OF 1
22119_drw.pdf | ITEM
22119_drw.pdf | 1 | 1 | PLATE,RADIATOR-SPRT, 0.25"THK,855 & 19LITER | 22116
22119_drw.pdf | 2 | 1 | PLATE,RADIATOR-SPRT, 0.38"THK,855 & 19LITER | 22356
22142_drw.pdf | ITEM
22142_drw.pdf | 1 | 1 | HOSE, 1/4" ID, 16.50 LENGTH | R-801-4
22142_drw.pdf | 2 | 1 | HOSE, 1/4" ID, 15.50 LENGTH | R-801-4
22142_drw.pdf | 3
22142_drw.pdf | 4 | 1 | TEE, STREET, -2 NPT | R-801-4
22142_drw.pdf |  |  |  | 14992-04
22157_drw.pdf | ITEM
22157_drw.pdf | 1 | 2 | WELDNUT, 1/4"-20 NC, _ | 14520
22157_drw.pdf | 2 | 1 | BRKT,GUARD SUPPORT, HOLLAND | 22152
22157_drw.pdf |  |  | 2
22158_drw.pdf | ITEM
22158_drw.pdf | 1 | 2 | WELDNUT, 1/4"-20 NC, _ | 14520
22158_drw.pdf | 2 | 1 | BRKT,GUARD SUPPORT, HOLLAND | 22153
22158_drw.pdf |  |  | 1
22159_drw.pdf | ITEM
22159_drw.pdf | 1 | 6 | WELDNUT, 1/4"-20 NC, _ | 14520
22159_drw.pdf | 2 | 1 | SHEET,BELT GUARD, - | 22161
22159_drw.pdf |  |  | 2
22173_drw.pdf | 1 | 1 | CROSS MEMBER, ENGINE MOUNT | 22174
22173_drw.pdf | 2 | 1 | CHANNEL, LEFT SIDE | 22175
22173_drw.pdf | 3 | 1 | FRONT, FRAME | 22176
22173_drw.pdf | 4 | 2 | ANGLE, FORK POCKET | 22177
22173_drw.pdf | 5 | 1 | FLOOR, COOLING PACKAGE | 22178
22173_drw.pdf | 6 | 2 | BRACKET, LIFTING | 22179
22173_drw.pdf | 7 | 1 | ANGLE, REAR | 22180
22173_drw.pdf | 8 | 1 | CHANNEL, RIGHT SIDE | 22181
22173_drw.pdf | 9 | 4 | GUSSET | 22182
22173_drw.pdf | 10 | 1 | CROSS MEMBER, ENGINE MOUNT | A042D831
22183_drw.pdf | ITEM
22183_drw.pdf | 1 | 1 | BRACKET, DUPLEX FUEL FILTER, CFP30E | 22660
22183_drw.pdf | 2 | 1 | GUSSET, DUPLEX FUEL FILTER, CFP30E | 22661
22183_drw.pdf | 3 | 1 | GUSSET, DUPLEX FUEL FILTER, CFP30E | 22662
22183_drw.pdf | 4 | 1 | PLATE, DUPLEX FUEL FILTER, CFP30E | 22663
22183_drw.pdf |  |  | 2
22184_drw.pdf | ITEM
22184_drw.pdf | 1 | 1 | BRACKET, DUPLEX FUEL FILTER, CFP30E | 22183
22184_drw.pdf | 2 | 1 | HOSE, FUEL, VALVE TO FILTER | 22189
22184_drw.pdf | 3
22184_drw.pdf | 4
22184_drw.pdf |  |  | HEAD, FUEL FILTER | 3959568
22184_drw.pdf |  |  |  | FS1013
22186_drw.pdf | 1 | 5 | WELDNUT, 1/4"-20 NC, _ | 14520
22186_drw.pdf | 2 | 1 | BELT AND FAN HUB, GUARD,GTA8.3 | 22187
22188_drw.pdf | 1 | 1 | HEATER,ENGINE COOLANT; 1500W 120V 100-120F HOTSTART | 21978
22188_drw.pdf | 2 | 2 | COUPLING,PLAIN HOSE; -16 BEAD X -16 NPT,BRASS | 12545-16-16
22188_drw.pdf | 3 | 4 | CLAMP,WORM;1/2"BAND | 14990-16
22188_drw.pdf | 4 | 2 | COUPLING,ELBOW HOSE; 90DEG -16 BEAD X -12 NPT,S | 16899-16-12
22188_drw.pdf | 5 | 1 | BRACKET,GTA8.3 COOLANT; HTR HOTSTART CB SERIES
22188_drw.pdf |  |  | BALL; 3/4" NPT | FA60406
22188_drw.pdf | 9 | 2 | NIPPLE, BLK, 3/4x1-1/2 | LTL-CPN34
22188_drw.pdf | 10 | 1 | TEE, BLACK PIPE; NPT | LTL-ST34
22192_drw.pdf | 1
22192_drw.pdf | 2
22192_drw.pdf | 3
22192_drw.pdf | 4
22192_drw.pdf | 5
22192_drw.pdf | 6
22192_drw.pdf | 7
22192_drw.pdf | 8
22192_drw.pdf | 9
22192_drw.pdf | 10
22192_drw.pdf | 11
22192_drw.pdf | 12
22192_drw.pdf | 13
22192_drw.pdf | 14
22192_drw.pdf | 15
22192_drw.pdf | 16
22194_drw.pdf | ITEM
22194_drw.pdf | 1 | 1 | HOSE, CFP30E FUEL RESTRICTION | 22195
22194_drw.pdf | 2
22194_drw.pdf | 3
22194_drw.pdf | 4 | 1 | BRACKET, MTG, MURPHY GAUGE, CFP15E | 21389
22194_drw.pdf |  |  | GAUGE, VACUUM AND PRESSURE | 25317
22198_drw.pdf | ITEM
22198_drw.pdf | 1
22198_drw.pdf | 2 | 1 | TUBE,0.88 O.D. X 14GA., - | 22199
22203_drw.pdf | 1 | 1 | BRACKET, OPERATOR STATION, CFP30E | 22204
22203_drw.pdf | 2 | 1 | BATTERY ISOLATOR, FIRE PUMP | 8838
22203_drw.pdf | 3 | 1 | FACTORY SETTINGS TAG, FIREPUMP | 9526-02
22203_drw.pdf | 4 | 1 | FIELD SETTINGS TAG, FIREPUMP | 9526-03
22203_drw.pdf | 5 | 1 | DATA TAG, FIREPUMP | 9534
22203_drw.pdf | 6 | 4 | WASHER,FLAT, M5 | 20020-M5
22203_drw.pdf | 7 | 8 | WASHER,FLAT, M6 | 20020-M6
22203_drw.pdf | 8 | 4 | NUT,HEX, M5-0.80 | 20120-M5
22203_drw.pdf | 9 | 8 | NUT,HEX, M6-1.00 | 20120-M6
22203_drw.pdf | 10 | 4 | SCREW,HH, M5-0.80x16 | 20305-016
22204_drw.pdf | 1 | 1 | BRACKET, OPERATOR STATION, CFP23E | 22125
22204_drw.pdf | 2
22206_drw.pdf | ITEM
22206_drw.pdf | 1 | 2 | SOLENOID W/MANUAL THROW, 24V, PN: 535-0098 | 8824_24
22206_drw.pdf | 2 | 1 | ASSEMBLY, CONTACTOR BRACKET, CFP30E | 22211
22211_drw.pdf | ITEM
22211_drw.pdf | 1 | 1 | GUSSET, CONTACTOR BRACKET, CFP30E | 21866
22211_drw.pdf | 2 | 1 | BRACKET, STARTER CONTACTORS, CFP30E | 22207
22211_drw.pdf | 3 | 1 | GUSSET, CONTACTOR BRACKET, CFP30E | 22212
22211_drw.pdf | 4 | 1 | PLATE, HEATER BRACKET, CFP30E | 22297
22214_drw.pdf | IITTEEMM
22214_drw.pdf | 1 | 2 | WRAP,SILENCER, GTA38/50 HOSPITAL | 18305
22214_drw.pdf | 2 | 1 | WRAP,EXHAUST, GTA38 HOSPITAL | 18306
22214_drw.pdf | 3 | 1 | WRAP,EXHAUST, GTA38 HOSPITAL | 18307
22214_drw.pdf | 4 | 2 | PIPE, 90 DEG ELBOW EXH., GTA38, STNL STL | 22092
22214_drw.pdf |  |  | TUBE, EXHAUST, 304SS, 8" X 19.00"L | 23260
22214_drw.pdf |  |  | FULL FACE FIBER,8 | 23759_800
22214_drw.pdf |  |  |  | 24388
22216_drw.pdf | ITEM
22216_drw.pdf | 1
22216_drw.pdf | 2 | 1 | PIPE, 8IN, STNL STL, EXHAUST ASM, GTA38 | 22217
22216_drw.pdf |  |  | 2
22216_drw.pdf |  |  | 1
22218_drw.pdf | ITEM
22218_drw.pdf | 1
22218_drw.pdf | 2 | 1 | PIPE, 8IN, STNL STL, EXHAUST ASM, GTA38 | 22219
22230_drw.pdf | 1 | 1 | SENDER, PRESURE, DATCON #02504-00 | 8863
22230_drw.pdf | 2 | 1 |  | 12529-12-12
22230_drw.pdf | 3 | 1 | TEE, UNION, -12 NPT | 12531-12
22230_drw.pdf | 4 | 1 |  | 14783-12-2
22230_drw.pdf |  |  | 1
22230_drw.pdf |  |  | 4
22231_drw.pdf | ITEM
22231_drw.pdf | 1 | 1 | HOSE, PARKER, 0.25 ID X 9.00 | 801-04-024
22231_drw.pdf | 2 | 1 | HOSE, PARKER, 0.25 ID X 32.00 | 801-04-026
22231_drw.pdf | 3 | 1 | HOSE, PARKER, 0.25 ID X 9.00 | 801-04-027
22231_drw.pdf | 4 | 1 | HOSE, PARKER, 0.25 ID X 32.00 | 801-04-028
22231_drw.pdf |  |  |  | 22232
22231_drw.pdf | 11
22231_drw.pdf | 12
22231_drw.pdf | 13 | 8 | CLAMP, WORM, 1/4" I.D. 5/8" O.D. HOSE, .63 -
22231_drw.pdf | 14 | 2 | SWITCH GAUGE, LIQUID LEVEL | EL150K1
22236_drw.pdf | 1 | 1 | BRACKET, HIGH VIBRATION SWITCH, CFP30E | 22237
22236_drw.pdf | 2 | 1 | SWITCH, SHOCK & VIBRATION, MURPHY VS2 | 18536
22236_drw.pdf |  |  | 2
22237_drw.pdf | ITEM
22237_drw.pdf | 1 | 1 | TOP, HIGH VIBRATION SWITCH BRACKET, CFP30E | 22238
22237_drw.pdf | 2 | 1 | SIDE, HIGH VIBRATION SWITCH BRACKET, CFP30E | 22239
22237_drw.pdf | 3 | 1 | GUSSET, HIGH VIBRATION SWITCH BRACKET, CFP30E | 22240
22242_drw.pdf | 1
22242_drw.pdf | 2 | 1 | COUPLING, HALF, 1/4 NPT | HALF-COUPLING-025NPT
22242_drw.pdf |  |  | 2
22242_drw.pdf |  |  | 1
22242_drw.pdf |  |  | .12
22242_drw.pdf |  |  | NOTES:
22242_drw.pdf |  |  | 1. MATERIAL: PIPE NIPPLE, BLACK | 40.
22242_drw.pdf |  |  | 2. THREAD ENGAGEMENT .76 INCH
22242_drw.pdf |  |  | 3. INSTALL 1/4 COUPLING AT DIMENSIONS | SHOWN.
22242_drw.pdf | property The | of receiver, in | Cummins NPower LLC and is given to the receiver in confidence. by receiving and retaining of the document accepts the and agrees that, except as authorized in writing by CUMMINS NPOWER CORPORATE OFFICE | LLC CUSTOM DESIGN AND UPFIT CENTER
22242_drw.pdf | (3) | CcuomnmfiindsenNtPioawlero,r disclose | ittrawdiellse(c1r)etnoitnfuosrematthieondotchuemreenitn,or(2a)nynoctopcyoptyhetrheeofdoocrumtehnet, to others either the document or the confidential or trade WHITE BEAR LAKE, | MN DEPERE, WISCONSIN
22242_drw.pdf | secret | information | therein, and (4) upon completion of the need to retain
22245_drw.pdf | ITEM
22245_drw.pdf | 1
22245_drw.pdf | 2
22245_drw.pdf | 3
22245_drw.pdf | 4
22245_drw.pdf | 11
22245_drw.pdf | 12
22245_drw.pdf | 13
22245_drw.pdf | 14
22245_drw.pdf | 15
22246_drw.pdf | ITEM
22246_drw.pdf | 1 | 1 | PIPE, SCH 40, 2IN N OM, STEEL, GROOVE CONNECTION | 22247_00138
22246_drw.pdf | 2 | 1 | PIPE, SCH 40, 2IN N OM, STEEL, GROOVE CONNECTION | 22247_00450
22246_drw.pdf | 3 | 1 | ELBOW, 45 DEG WELD, 2.0" PIPE STEEL | 22248
22246_drw.pdf | 4 | 1 | ELBOW, 90 DEG WELD, 2.0"PIPE, STEEL | 22249
22246_drw.pdf |  |  | 1
22252_drw.pdf | ITEM
22252_drw.pdf | 1 | 2 | COUPLING, GRV, 2.00 GAS PIPE, USES TYPE T GASKET | 17274-0200
22252_drw.pdf | 2 | 1 | GAS VALVE MOUNT, GTA19 | 22361
22252_drw.pdf | 3 | 1 | REGULATOR, PRESS. REDUCING | 21877
22252_drw.pdf | 4 | 2 | PIPE, 2IN NOM, VIC x MNPT, STEEL | 22250
22252_drw.pdf |  |  | TUBE, REGULATOR , KTA19 | 22364
22253_drw.pdf | ITEM
22253_drw.pdf | 1 | 2 | COUPLING, GRV, 2.00 GAS PIPE, USES TYPE T GASKET | 17274-0200
22253_drw.pdf | 2 | 1 | WELDMT, REGULATOR PIPING, KTA19 | 22246
22253_drw.pdf | 3 | 1 | GAS VALVE MOUNT, GTA19 | 22361
22253_drw.pdf | 4 | 1 | REGULATOR, PRESS. REDUCING | 21877
22253_drw.pdf |  |  | PIPE, 2IN NOM, VIC x MNPT, STEEL | 22250
22255_drw.pdf | 1 2 | 2 4 | PLUG,PIPE; EXT HEX -8 NPT,STEEL T-BOL;T5.78-6.09 | 13164-0600
22255_drw.pdf | 3 | 6 | CLAMP, T-BOL;T6.50-6.81 | 13164-0675
22255_drw.pdf | 4 | 2 | CLAMP, T-BOL;T 8.50-8.81 | 13164-0875
22258_drw.pdf | 1 | 1 | BRACKET, AIR CLEANER, CFP30E | 22256
22258_drw.pdf | 2 | 2 | GUSSET, BRACKET HEAVY DUTY AIR CLEANER, CFP30E | 22257
22258_drw.pdf | 3 | 4 | WELDNUT, 3/8"-16 UNC, McMASTER-CARR 94579A600 | 22259
22261_drw.pdf | 1 | 1 | REWORK, RADIATOR, QSK23E | 22261
22261_drw.pdf | 2 | 3 | COUPLING, HALF, 1/4", STEEL, McMASTER-CARR | 4513K710_CCR
22261_drw.pdf | 3 | 1 | HALF COUPLING, 1/2" NPT, McMASTER-CARR | 4513K730_CCR
22261_drw.pdf | 4 | 1 | RADIATOR, QSK23 | A030S950
22263_drw.pdf | ITEM
22263_drw.pdf | 1 | 1 | BRKT,SWITCH MOUNT, HOLLAND | 22268
22263_drw.pdf | 2 | 1 | BOX,CIRCUIT BREAKER, HOLLAND, 30x30x12 | 22271
22263_drw.pdf | 3 | 1 | BRACKET,BREAKER MOUNT, QSX15,HOLLAND | A042B313
22263_drw.pdf | 4 | 2 | KIT, LUG,2/0-400MCM, BREAKER,TOP | K6TJ
22263_drw.pdf |  |  | CURRENT TRANSFORMER, - | 302-2055-13
22263_drw.pdf |  |  | ABB T6N600EW | 22272
22263_drw.pdf |  |  |  | 22491
22263_drw.pdf | 11 | 8 | LUG,
22263_drw.pdf | G
22268_drw.pdf | ITEM
22268_drw.pdf | 1 | 13 | WELDNUT, 1/4"-20 NC, _ | 14520
22268_drw.pdf | 2 | 1 | SHEET,SWITCH MOUNT, - | 22269
22276_drw.pdf | 1 | 1 | SIDE, FRAME LH, CFP59 | 22277
22276_drw.pdf | 2 | 1 | SIDE, FRAME RH, CFP59 | 22278
22276_drw.pdf | 3 | 3 | MEMBER, END CROSS, CFP59 | 22279
22276_drw.pdf | 4 | 1 | MOUNT, FRONT ENGINE, CFP59 | 22281
22276_drw.pdf | 5 | 1 | MOUNT, REAR ENGINE, CFP59 | 22282
22276_drw.pdf | 6 | 4 | GUSSET, ENGINE MOUNT, CFP59 | 22283
22276_drw.pdf | 7 | 2 | MOUNT, PUMP, CFP59 | 22293
22276_drw.pdf | 8 | 4 | HOOK, LIFTING, CFP59 | 22294
22276_drw.pdf | 9 | 2 | GUSSET, PUMP MOUNT, CFP59 | 22295
22276_drw.pdf | 10 | 1 | PLATE, CONTROLLER, CFP59 | 22296
22276_drw.pdf | 11 | 1 | MEMBER, ENCLOSURE REAR CROSS, CFP59 | 22374
22276_drw.pdf | 12 | 1 | MEMBER, ENCLOSURE FRONT CROSS, CFP59 | 22375
22286_drw.pdf | ITEM
22286_drw.pdf | 1 | 3 | LUMBER,4 X 6 X 144.00, HEAT TREATED,MARKED | 22286-01
22286_drw.pdf | 2 | 11 | LUMBER,2 X 6 X 66.00, HEAT TREATED,MARKED | 22286-02
22286_drw.pdf | 3 | 1 | LUMBER,2 X 6 X 36.00, HEAT TREATED,MARKED | 22286-03
22286_drw.pdf | 4 | 4 | LUMBER,2 X 6 X 5.50, HEAT TREATED,MARKED | 22286-04
22286_drw.pdf |  |  | LUMBER,2 X 4 X 66.50, HEAT TREATED,MARKED | 22286-05
22286_drw.pdf |  |  | TREATED,MARKED | 22286-06
22286_drw.pdf |  |  |  | 22286-07
22287_drw.pdf | ITEM
22287_drw.pdf | 1 | 2 | LUMBER,2 X 4 X 66.00, HEAT TREATED,MARKED | 22287-01
22287_drw.pdf | 2 | 2 | LUMBER,2 X 4 X 96.50, HEAT TREATED,MARKED | 22287-02
22287_drw.pdf | 3 | 2 | PLYWOOD,66.00 X 36.00 X 1/2", HEAT TREATED,MARKED | 22287-03
22287_drw.pdf | 4 | 1 | PLYWOOD,66.00 X 35.00 X 1/2", HEAT TREATED,MARKED | 22287-04
22287_drw.pdf |  |  | LUMBER,2 X 4 X 59.00, HEAT TREATED,MARKED | 22287-05
22288_drw.pdf | ITEM
22288_drw.pdf | 1 | 1 | LUMBER,2 X 4 X 141.00, HEAT TREATED,MARKED | 22288-01
22288_drw.pdf | 2 | 4 | LUMBER,2 X 4 X 97.00, HEAT TREATED,MARKED | 22288-02
22288_drw.pdf | 3 | 6 | PLYWOOD,55.25 X 48.00 X 1/2", HEAT TREATED,MARKED | 22288-03
22288_drw.pdf | 4 | 2 | LUMBER,2 X 4 X 41.25, HEAT TREATED,MARKED | 22288-04
22288_drw.pdf |  |  | LUMBER,2 X 6 X 141.00, HEAT TREATED,MARKED | 22288-05
22288_drw.pdf |  |  | HEAT TREATED,MARKED | 22288-06
22289_drw.pdf | ITEM
22289_drw.pdf | 1 | 3 | PLYWOOD,66.00 X 48.00 X 1/2", HEAT TREATED,MARKED | 22289-01
22289_drw.pdf | 2 | 2 | LUMBER,2 X 6 X 140.00, HEAT TREATED,MARKED | 22289-02
22289_drw.pdf | 3 | 4 | LUMBER,2 X 4 X 59.00, HEAT TREATED,MARKED | 22289-03
22299_drw.pdf | ITEM
22299_drw.pdf | 1 | 1 | EXHAUST, 90° HALF MARMON, 3" TURBO OUT, 4" 125LB ANSI | 8550_04
22299_drw.pdf | 4 | 1 | ASSEMBLY, SHAFT GUARD, TELESCOPING, SIZE 3-X, SHORT COUPLED | SHA1F4T144
22299_drw.pdf | 5 | 1 | ASSEMBLY, FUEL RAIL MODIFICATION, FIREPUMP, CFP7E | 14197
22299_drw.pdf | 6 | 1 | KIT, FUEL LINES, CFP7E, F10/20/30/40/50/60 - EXT ONLY | 15206
22299_drw.pdf | 7 | 1 | KIT, SENSORS & ADAPTERS, CFP7E | 15390
22299_drw.pdf | 8 | 1 | ENGINE, CFP7E RADIATOR COOLED SPEC | 22192
22299_drw.pdf | 11 | 1 | ASSEMBLY, OPERATOR STATION, CFP7E | 22317
22299_drw.pdf | 12 | 1 | ASSEMBLY, TURBO HEAT SHIELD, CFP7E | 22323
22299_drw.pdf | 13 | 1 | HEATER, COOLANT ASSEMBLY, 240VAC, CFP7E | 22329
22299_drw.pdf | 14 | 1 | DRIVE,FAN | FA9209
22299_drw.pdf | 17 | 1 | ADAPTER, U-JOINT 1610 | 16384
22299_drw.pdf | 18 | 1 | FILTER HEAD, CUMMINS | 142784-S
22299_drw.pdf | 19 | 1 | FITTING, QUICK DISCONNECT | 133042.000
22299_drw.pdf | 20 | 1 | ASSEMBLY, CPG COOLKIT | A035E355
22299_drw.pdf | 21 | 1 | FILTER, FUEL | FS1212
22299_drw.pdf | 12
22301_drw.pdf | ITEM
22301_drw.pdf | 1 | 1 | SKID,QSX15,ELTA, WOODEN SHIPPING | 22286
22301_drw.pdf | 2 | 2 | PANEL, CRATE END, SKID 22286 | 22287
22301_drw.pdf | 3 | 2 | PANEL, CRATE SIDE, SKID 22286 | 22288
22301_drw.pdf | 4 | 1 | PANEL,CRATE COVER, SKID 22286 | 22289
22303_drw.pdf | ITEM
22303_drw.pdf | 1 | 1 | LEG, FRONT, RH ENGINE MOUNT, CFP7E RADIATOR COOLED | 22305
22303_drw.pdf | 2 | 1 | FOOT, FRONT, ENGINE MOUNT, CFP7E RADIATOR COOLED | 22308
22303_drw.pdf | 3 | 1 | GUSSET, FRONT, ENGINE MOUNT, CFP7E RADIATOR COOLED | 22309
22304_drw.pdf | ITEM
22304_drw.pdf | 1 | 1 | LEG, FRONT, LH ENGINE MOUNT, CFP7E RADIATOR COOLED | 22307
22304_drw.pdf | 2 | 1 | FOOT, FRONT, ENGINE MOUNT, CFP7E RADIATOR COOLED | 22308
22304_drw.pdf | 3 | 1 | GUSSET, FRONT, ENGINE MOUNT, CFP7E RADIATOR COOLED | 22309
22310_drw.pdf | ITEM
22310_drw.pdf | 1 | 2 | LEG, ENGINE SUPPORT, REAR, CFP7E FIREPUMP | 12909
22310_drw.pdf | 2 | 1 | ASSEMBLY, FRONT, RH ENGINE MOUNT, CFP7E RADIATOR | COOLED22303
22310_drw.pdf | 3 | 1 | ASSEMBLY, FRONT, LH ENGINE MOUNT, CFP7E RADIATOR | COOLED22304
22310_drw.pdf | 4 | 1 | BRACKET, FUEL PREFILTER, CFP5E | 14370
22310_drw.pdf |  |  | SCREW,HH, 0.38-16x1.00 | 20238-100
22310_drw.pdf |  |  |  | 20312-025
22310_drw.pdf |  | 6
22311_drw.pdf |  |  |  | 13164-0450
22311_drw.pdf | 1 2 | 1 2 | T-BOL;T 4.28-4.59 T-BOL;T5.28-5.59 | 13164-0550
22311_drw.pdf | 3 | 1 | CLAMP, T-BOL;T7.28-7.59 | 13164-0750
22311_drw.pdf | 4 | 1 | TUBE, HIGH MOUNT HD AIR CLEA;NECRFP7E | 22322
22315_drw.pdf | 1 | 1 | PLATE, CONTACTOR MOUNTING, CFP7E | 22312
22315_drw.pdf | 2 | 1 | PLATE, AIR CLEANER MOUNTING, CFP7E | 22313
22315_drw.pdf | 3 | 1 | PLATE, MOUNTING BRACKET, CFP7E | 22314
22315_drw.pdf | 4 | 2 | GUSSET, OPERATOR STATION, CFP7E | 22316
22315_drw.pdf | 5 | 1 | GUSSET, OPERATOR STATION MOUNT, CFP7E | 22328
22317_drw.pdf | 1 | 1 | ASSEMBLY, OPERATOR STATION BRACKET, CFP7E | 22315
22317_drw.pdf | 2 | 1 | MOUNT, CONTROL PANEL, CFP POWER UNITS | 22318
22317_drw.pdf | 3 | 2 | CONTACTOR, MANUAL OVERIDE, CFP | 8824
22317_drw.pdf | 4 | 1 | BATTERY ISOLATOR, FIRE PUMP | 8838
22317_drw.pdf | 5 | 1 | FACTORY SETTINGS TAG, FIREPUMP | 9526-02
22317_drw.pdf | 6 | 1 | FIELD SETTINGS TAG, FIREPUMP | 9526-03
22317_drw.pdf | 7 | 1 | DATA TAG, FIREPUMP | 9534
22317_drw.pdf | 8 | 2 | ISOLATOR, PLATE MOUNT, 3 LB (YELLOW MARK) | 15400
22317_drw.pdf | 9 | 2 | ISOLATOR, PLATE MOUNT, 6 LB (RED MARK) | 15412
22317_drw.pdf | 10 | 12 | RIVET, ALUMINUM, 0.187 DIA., 0.25-0.38 GRIP | 15413
22317_drw.pdf | 11 | 12 | RIVET, ALUMINUM, STEEL SHANK, 0.156 DIA, 0.25-0.38 | 15414
22317_drw.pdf | 12 | 2 | FENDER WASHER, 0.281 X 1.25 | 15421
22317_drw.pdf | 13 | 4 | SCREW, SELF LOCKING, 0.25-20 X 1.00, PH OR BH | 15422
22317_drw.pdf | 14 | 3 | GROMMET, 0.25 GRIP, 1.50 DIA X 0.94 SLOT | 15653
22317_drw.pdf | 15
22317_drw.pdf | 16 | 4 | WASHER,FLAT, M12 | 20020-M12
22318_drw.pdf | 1 | 2 | TAB, OPERATOR STATION MOUNTING BRACKET | 15249
22318_drw.pdf | 2 | 1 | ANGLE, OPERATOR STATION MOUNTING BRACKET | 15491
22318_drw.pdf | 3 | 1 | TUBE, OPERATOR STATION MOUNT, CFP7E | 22319
22323_drw.pdf | ITEM
22323_drw.pdf | 1 | 1 | BRACKET, FRONT TURBO HEAT SHIELD, CFP7E | 22302
22323_drw.pdf | 2 | 1 | BRACKET, REAR TURBO HEAT SHIELD, CFP7E | 22326
22323_drw.pdf | 3 | 1 | SHIELD, TURBO HEAT, CFP7E | 22327
22323_drw.pdf |  |  | 3
22329_drw.pdf | 1 | 1 | HOSE, HEATER, 3/4" I.D. x 12" | 80242GL
22329_drw.pdf | 2 | 1 | HOSE, HEATER, 3/4" I.D. x 16" | 80242GL
22329_drw.pdf | 3
22357_drw.pdf | ITEM
22357_drw.pdf | 1 | 1 | PLATE,RADIATOR-SPRT, .25"THK, GTA28 | 22117
22357_drw.pdf | 2 | 1 | PLATE,RADIATOR-SPRT, 0.38"THK,855 & 19LITER | 22356
22361_drw.pdf | ITEM
22361_drw.pdf | 1 | 1 | PLATE, GUSSET, GAS VALVE SUPT, GTA19 | 22362
22361_drw.pdf | 2 | 1 | BRACKET, GAS VALVE SUPT, GTA19 | DEL_22363
22361_drw.pdf |  |  | 1
22370_drw.pdf | ITEM
22370_drw.pdf | 1 | 1 | ENCLOSURE,BASE,GTA38, STEEL | 17823
22370_drw.pdf | 2 | 1 | OUTLET,SURROUND,GTA38, STEEL | 17826
22370_drw.pdf | 3 | 1 | INLET,LOUVERED,GTA38, STEEL | 17832
22370_drw.pdf |  |  | 27.40 REF
22376_drw.pdf | ITEM
22376_drw.pdf | 1 | 1 | TUBE,DOOR FRAME, - | 22377
22376_drw.pdf | 2 | 1 | PLATE,LATCH STRIKER MOUNT, - | 22378
22376_drw.pdf | 3 | 2 | PLATE,DOOR BUMPER, - | 22379
22376_drw.pdf | 4 | 1 | PLATE,TUBE END, - | 22381
22384_drw.pdf | ITEM
22384_drw.pdf | 1 | 1 | TUBE,DOOR FRAME, - | 22377
22384_drw.pdf | 2 | 1 | PLATE,LATCH STRIKER MOUNT, - | 22378
22384_drw.pdf | 3 | 2 | PLATE,DOOR BUMPER, - | 22379
22384_drw.pdf | 4 | 1 | PLATE,TUBE END, - | 22381
22388_drw.pdf | 1 | 1 | COLLAR, 4.5" RAIN SHIELD | 22389
22388_drw.pdf | 2 | 1 | TOP, 4.5" RAIN SHIELD | 22390
22388_drw.pdf | 3 | 1 | FLANGE, 4.5" RAIN SHIELD | 22391
22388_drw.pdf |  |  |  | 1
22388_drw.pdf |  |  |  | 2
22388_drw.pdf |  |  | 4.50 I.D.
22388_drw.pdf |  |  | SCALE 0.188
22388_drw.pdf |  |  |  | 3
22394_drw.pdf | ITEM | QTY
22394_drw.pdf | 1
22396_drw.pdf | ITEM | QTY
22396_drw.pdf | 2 | 1
22396_drw.pdf | 3 | 2 | MOUNT,MOTOR, BADGER | 300-0563
22396_drw.pdf | 4 | 1 | COOLING PACKAGE, QSB4.5 & QSB6.7, WATER/CAC/OIL | 11272
22396_drw.pdf | 7 | 1 | TUBE,CAC,3"DIA,LH, BADGER QSB4.5 | 23393
22396_drw.pdf | 8 | 1 | TUBE,CAC,3"DIA,RH, BADGER QSB4.5 | 23394
22396_drw.pdf |  |  | REDUCER | 23399
22396_drw.pdf | 11 | 1 | BRKT,AIR CLEANER, BADGER QSB4.5 | 23424
22396_drw.pdf | 12 | 1 | COOLER, TRANS | 55824
22396_drw.pdf |  |  |  | 782100-648
22396_drw.pdf | 15 | 1 | WELDMENT,EXHAUST,BRACKET, QSB4.5T3,BADGER EQUIP | A042C283
22396_drw.pdf | 16 | 1 | MUFFLER, DONALDSON, M091048 | M091048
22396_drw.pdf |  |  |  | RS-6684AC
22396_drw.pdf | 19
22396_drw.pdf | 20 | 2 | BAR, RAD BRACE, BADGER | 300-0502
22396_drw.pdf |  |  | CLEANER, BADGER | 300-0532
22396_drw.pdf | 23 | 2 | BRKT,A/C CONDENSER, BADGER | 300-0703
22396_drw.pdf | 24 | 1 | BRKT, FUEL WATER SEPARATOR, BADGER | 300-0714
22397_drw.pdf | ITEM
22397_drw.pdf | 1
22397_drw.pdf | 2
22397_drw.pdf | 3
22397_drw.pdf | 4
22397_drw.pdf | 11
22397_drw.pdf | 12
22397_drw.pdf | 13
22397_drw.pdf | 14
22397_drw.pdf | 15
22408_drw.pdf | 1 | 1 | HOSE, FUEL, LIFT PUMP OUT TO PRMY FILTER IN | 21582
22408_drw.pdf | 2 | 1 | HOSE, FUEL, F-R PUMP OUT TO TANK IN | 21583
22408_drw.pdf | 3 | 1 | HOSE, FUEL, SEC'DY FILTER OUT TO PUMP IN | 21584
22408_drw.pdf | 4 | 1 | HOSE, FUEL, PUMP OUT TO SEC'DY FILTER IN | 21585
22408_drw.pdf | 5 | 1 | HOSE, FUEL , PRMY FILTER OUT TO PUMP IN | 22086
22408_drw.pdf | 6 | 1 | HOSE, FUEL, FUEL TANK OUT TO LIFT PUMP IN | 22503
22417_drw.pdf | 1 | 1 |  | 12529-12-12
22417_drw.pdf | 2 | 1 | TEE, UNION, -12 NPT | 12531-12
22417_drw.pdf | 3 | 1 |  | 14783-12-8
22417_drw.pdf | 4 | 1 | SWITCH, LOW COOLANT TEMP, 110° F SET POINT | 18105
22417_drw.pdf |  |  | 4
22417_drw.pdf |  |  | 3
22440_drw.pdf | ITEM | QTY
22440_drw.pdf | 1 | 1 | EXHAUST,L 90 HALF MARMON, 6" 125# ANSI FLANGE | 9514-06
22440_drw.pdf | 4 | 1 | KIT, SENSOR & ADAPTER, CFP15E | 15604
22440_drw.pdf | 5 | 1 | ASSEMBLY, SECONDARY ECM, CFP15E | 15617
22440_drw.pdf | 6 | 1 | ASSY, FRT ENG SUPT, CFP15E RADIATOR COOLED | 17259
22440_drw.pdf | 7 | 1 | TUBE, CAC, TURBO SIDE, CFP15E FIREPUMP | 17261
22440_drw.pdf | 8
22440_drw.pdf | 10 | 1 | ASSY, GUARDING CFP15E, RAD. COOLED, HD AIR CLEANER | 18200
22440_drw.pdf | 11 | 1 | ASSEMBLY, FUEL VALVE AND BYPASS | 18501
22440_drw.pdf | 12 | 1 | BRACKET, DPEM LOWER MTG, CFP15E | 19850
22440_drw.pdf | 13 | 1 | ASSY FRAME, VERT., CFP15E, SPP | 21024
22440_drw.pdf | 14 | 1 | KIT, CFP15E FUEL LINE, RAD COOLED | 21086
22440_drw.pdf | 17 | 1 | ASSEMBLY, OIL/AIR TEMPERATURE | 21477
22440_drw.pdf | 18 | 1 | ASSEMBLY, DPEM AND HARNESS, GEN I | 21662
22440_drw.pdf | 19 | 1 | ASSY, OP STATION, HD MID MOUNT AIR CLEANER, CFP15E | 22643
22440_drw.pdf | 20 | 1 | ASSEMBLY, FUEL RAIL PRESSURE, CFP15E | 22722
22440_drw.pdf | 23 | 1 | HOSE, HOSE CAC 4 TO 4.5, FLEX FAB P/N FLX7735 | 10459
22440_drw.pdf | 24 | 1 | PLATE, BLOCK OFF, CFP15E-F30 | 11717
22440_drw.pdf | 25 | 1 | ADAPTER, U-JOINT, SAE#1 FW, 1710/1810/U3172/ DRIVESHAFTS | 12578
22440_drw.pdf | 26 | 1 | BRACKET, CAC SUPPORT, CFP15E LOW HORSE POWER | 12886
22446_drw.pdf | IITTEEMM
22446_drw.pdf | 11 | 11 | PPLLAATTEE,, OOIILL FFIILLLL,, MMNNTT,, MMCC | 1199110000
22446_drw.pdf | 22 | 11 | TTUUBBEE,,OOIILL--FFIILLLL,, MMCC,,1188000000 | 2222444455
22447_drw.pdf | ITEM
22447_drw.pdf | 1 | 1 | ASSY,OIL-FILL, MC,18000 | 22446
22447_drw.pdf | 2 | 1 | TUBE,OIL FILL, QSX15 4I | 23348
22447_drw.pdf | 3 | 1 | HOSE,FLEX-N-FIT, 1-1/2x12"LONG | 25474
22447_drw.pdf | 4 | 2 | CLAMP, WORM, 1 1/2" I.D. 1 7/8" O.D. HOSE, 1.25 - | 2.0104990-24
22447_drw.pdf |  |  | STOPPER,OIL-FILL, 1-1/2"TUBE | 200284
22454_drw.pdf | ITEM
22454_drw.pdf | 1 | 1 | SHEET,AIR CLEANER STAND, - | 22455
22454_drw.pdf | 2 | 2 | SHEET,AIR CLEANER STAND, - | 22456
22454_drw.pdf | 3 | 2 | PLATE,THREADED, - | 22457
22454_drw.pdf |  |  | 10.00
22463_drw.pdf | 1 | 1 | TUBE, OIL FILLER | 3930774
22465_drw.pdf | ITEM
22465_drw.pdf | 1 | 1 | TUBE, EXHAUST, W/FLEX | 22467
22465_drw.pdf | 2 | 2 | CLAMP, MUFFLER, - | 3918197S
22465_drw.pdf | 3 | 1 | DEVICE,AFTERTREATMENT, - | A040N988
22472_drw.pdf | ITEM
22472_drw.pdf | 1 | 1 | PLATE, INTAKE MOUNTING | 15956
22472_drw.pdf | 2 | 1 | TUBE, INTAKE | 15958
22472_drw.pdf | 3 | 1 | TUBE, INTAKE, - | 22473
22486_drw.pdf | ITEM
22486_drw.pdf | 1 | 4 | NUT, WELD, 5/8-UNC11, SQUARE, STEEL | 24029
22486_drw.pdf | 2
22486_drw.pdf | 3
22486_drw.pdf | 4
22486_drw.pdf | 11
22486_drw.pdf | 12
22486_drw.pdf | 13
22486_drw.pdf | 14
22486_drw.pdf | 15
22488_drw.pdf | ITEM
22488_drw.pdf | 1 | 16 | LUMBER,1.5x6x46"LG, HEAT TREATED & MARKED | 22488_01
22488_drw.pdf | 2 | 2 | LUMBER,3-3/4x6x168"LG, HEAT TREATED & MARKED | 22488_05
22488_drw.pdf | 3 | 2 | LUMBER,2X4X46, - | 22488_07
22498_drw.pdf | ITEM
22498_drw.pdf | 1 | 1 | BRACKET, DOC SUPT, - | 22499
22498_drw.pdf | 2 | 2 | PLATE, GUSSET, DOC SUPT, - | 22565
22513_drw.pdf | ITEM
22513_drw.pdf | 1 | 1 | HOSE, PARKER, 0.25 ID X 9.00 | 801-04-23
22513_drw.pdf | 2 | 1 | HOSE, PARKER, 0.38 ID X 9.00 | 801-06-40
22513_drw.pdf | 3 | 1 | ASSEMBLY, COOLANT LEVEL GAUGE BRACKET, CFP59 | 22514
22513_drw.pdf | 4 | 1 | TEE, STREET, -12 NPT | 12534-12
22513_drw.pdf |  |  | STREET, -4 NPT | 12534-4
22513_drw.pdf | 11 | 1
22513_drw.pdf | 12 | 1 | SWITCH GAUGE, LIQUID LEVEL
22514_drw.pdf | ITEM
22514_drw.pdf | 1 | 1 | FOOT, COOLANT LEVEL GAUGE BRACKET, CFP59 | 22515
22514_drw.pdf | 2 | 1 | VERTICAL, COOLANT LEVEL GAUGE BRACKET, CFP59 | 22516
22514_drw.pdf | 3 | 1 | PLATE, COOLANT LEVEL GAUGE BRACKET, CFP59 | 22517
22514_drw.pdf |  |  | 3
22518_drw.pdf | 1 | 1 | SENDER, PRESURE, DATCON #02504-00 | 8863
22518_drw.pdf | 2 | 1 | TEE, STREET, -4 NPT | 12534-4
22518_drw.pdf | 3 | 1 |  | 14783-4-2
22518_drw.pdf | 4 | 1 | SNUBBER, OIL PRESSURE, 1/8" NPT | 22690
22519_drw.pdf | 1 | 1 | HOSE, PARKER, 0.38 ID X 5.00 | 801-06-41
22519_drw.pdf | 2 | 1 | HOSE, PARKER, 0.38 ID X 9.00 | 801-06-42
22519_drw.pdf | 3 | 2 | SENDER, PRESURE, DATCON #02504-00 | 8863
22519_drw.pdf | 4
22519_drw.pdf | 5
22519_drw.pdf | 6 | 4 | CLAMP, WORM, .39-.87 | 14990-06
22519_drw.pdf | 7 | 1 | BRACKET, FUEL FILTER RESTRICTION, CFP59 | 22520
22519_drw.pdf | 8 | 2 | BOLT, M12-1.5 DOUBLE BANJO, PARKER AM-06 | 22532
22519_drw.pdf | 9 | 2 | SNUBBER, OIL PRESSURE, 1/8" NPT | 22690
22519_drw.pdf | 10
22519_drw.pdf | 11 | 2 | FITTING, BANJO, 12MM x HOSE BARB | D42403
22519_drw.pdf | 9 |  | 3
22522_drw.pdf | ITEM
22522_drw.pdf | 1 | 1 | DOC MOUNT, WELDMT, ECOPOWER | 22563
22522_drw.pdf | 2 | 3 | CLAMP, BAND, 3"I.D. TUBE, ACCUSEAL, ALUMINZED STEEL | 21940-0300
22522_drw.pdf | 3 | 1 | TUBE, EXHAUST, OFFSET | 22536
22522_drw.pdf | 4 | 1 | TUBE, ADAPTER, DOC, - | 22537
22522_drw.pdf |  |  | CLAMP, MUFFLER, - | 3918197S
22522_drw.pdf |  |  | 3.00" | 89545K
22522_drw.pdf |  |  |  | A040N988
22523_drw.pdf | ITEM
22523_drw.pdf | 1 | 1 | HOSE,LOW PRESSURE, 5/8" ID X 12.00 LG | 13062
22523_drw.pdf | 2 | 1 | ENGINE, QSB5, TIER 4 | 21125
22523_drw.pdf | 3 | 1 | GENERATOR, REWORK | 21468
22523_drw.pdf | 4 | 1 | TURBO SHIELD, MI-JACK | 21697
22523_drw.pdf |  |  | FRAME, ENG./GEN./RAD. SUPT | 22044
22523_drw.pdf |  |  |  | 22054
22523_drw.pdf |  |  |  | 22055
22523_drw.pdf | 11 | 4 | WSHR,
22523_drw.pdf | 12 | 1 | DECAL,JW DRAIN LABEL, -
22523_drw.pdf | 13 | 1 | DECAL,ENGINE OIL DRAIN LABEL
22523_drw.pdf | 14 | 1 | VALVE, OIL DRAIN, M22-1.5 WITH L SHAPE NIPPLE | 17226
22524_drw.pdf | ITEM
22524_drw.pdf | 1 | 1 | KIT, FUEL HOSE, QSB5, ECOPOWER | 22525
22524_drw.pdf | 2 | 3 | WASHER,FLAT, 0.25 | 20000-025
22524_drw.pdf | 3 | 8 | WASHER,FLAT, 0.38 | 20000-038
22524_drw.pdf | 4 | 4 | WASHER,FLAT, M12 | 20020-M12
22524_drw.pdf |  |  | NUT,HEX,PT, .25-20 | 20130-025
22524_drw.pdf |  |  |  | 20130-038
22524_drw.pdf |  |  |  | 20238-100
22524_drw.pdf | 11 | 1
22525_drw.pdf | 1 | 1 | HOSE, FUEL, F-R PUMP OUT TO TANK IN | 22526
22525_drw.pdf | 2 | 1 | HOSE, FUEL, TANK OUT TO LIFT PUMP IN | 22527
22525_drw.pdf | 3 | 1 | HOSE, FUEL, PUMP OUT TO PRMY FILTER IN | 22529
22525_drw.pdf | 4 | 1 | HOSE, FUEL, PRMY FILTER OUT TO PUMP IN | 22533
22525_drw.pdf | 5 | 1 | HOSE, FUEL, SECDY FILTER OUT TO PUMP IN | 22534
22525_drw.pdf | 6 | 1 | HOSE, FUEL, PUMP OUT TO SECDY FILTER IN | 22538
22525_drw.pdf | 7
22558_drw.pdf | 1 | 1 | SWITCH, WATER TEMP, 200F SETTING, #3408632 | 8860
22558_drw.pdf | 2 | 1 |  | 12181-M22-8
22563_drw.pdf | ITEM
22563_drw.pdf | 1 | 2 | PLATE, GUSSET, DOC, ECOPOWER | 22541
22563_drw.pdf | 2 | 1 | BRACKET, DOC SUPT, ECOPOWER | 22564
22582_drw.pdf | 1 | 1 | TUBE,HEATER, V28 | 7886
22582_drw.pdf | 2 | 1 | TUBE,BLOCK HEATER, GTA28 | 9487
22582_drw.pdf | 3 | 1 | HEATER,COOLANT,4000W, KIM | 21185
22582_drw.pdf | 4
22582_drw.pdf | 5
22582_drw.pdf | 6 | 8 | CLAMP, WORM, .81 - 1.50 | 14990-16
22582_drw.pdf | 7 | 1 | CLAMP,CSHN, 1.00 ID | 16164-16
22582_drw.pdf | 8 | 1 | BRACKET,COOLANT HTR, GTA28 KIM HOTSTART | 22581
22582_drw.pdf | 9 | 1 | BRACKET, HEAT TUBE SUPT, GTA28 | 25116
22582_drw.pdf | 10 | 1 | HOSE,1.00 IN IDx36IN, CUT TO 5.00 INCHES LONG | A042F061
22582_drw.pdf | 11 | 2 | HOSE,1.00 IN IDx36IN SILICONE, CUT TO 4.00 INCHES | A042F061
22582_drw.pdf | 12 | 1 | HOSE,1.00 IN IDx36IN SILICONE, CUT TO 6.00 INCHES | A042F061
22582_drw.pdf | 13 | 2 | VALVE, BALL, 3/4" NPT | FA60406
22582_drw.pdf | 14 | 1 | NIPPLE, BLK, 3/4x1-1/2 | LTL-CPN34
22582_drw.pdf | 15 | 1 | NIPPLE,PIPE,0.75 NPT X 2.00, - | LTL-CPN342
22582_drw.pdf | 16 | 1 | ELBOW, STREET, 90 DEG 3/4NPT, PER SAE NO. 130239 | LTL-SE3490
22584_drw.pdf | 1 2 | 1 1 | VALVE,BALL,NPTFxNP;TFBRASS W/LOCKING HANDLE LOW PRES;SW/THROTTLE PLUG XTU | 17929
22584_drw.pdf | 3 | 1 | KIT,ASCO CONN HDWR ;W/O-RING FOR 8214 280 | 22585
22584_drw.pdf | 4 | 1 | NIPPLE,PIPE,ASM BL;KWITH 2 .25" COUPLINGS | 22588
22588_drw.pdf | 1
22588_drw.pdf | 2 | 2 | COUPLING, HALF, 1/4 NPT | HALF-COUPLING-025NPT
22588_drw.pdf |  |  | 1
22588_drw.pdf |  |  | 2
22588_drw.pdf |  |  | NOTES:
22588_drw.pdf |  |  | 1. MATERIAL: PIPE NIPPLE, BLACK | 40.
22588_drw.pdf |  |  | 2. THREAD ENGAGEMENT .76 INCH
22588_drw.pdf |  |  | 3. INSTALL 1/4 COUPLINGS AT | SHOWN.
22588_drw.pdf | property The | of receiver, in | Cummins NPower LLC and is given to the receiver in confidence. by receiving and retaining of the document accepts the and agrees that, except as authorized in writing by CUMMINS NPOWER CORPORATE OFFICE | LLC CUSTOM DESIGN AND UPFIT CENTER
22588_drw.pdf | (3) | CcuomnmfiindsenNtPioawlero,r disclose | ittrawdiellse(c1r)etnoitnfuosrematthieondotchuemreenitn,or(2a)nynoctopcyoptyhetrheeofdoocrumtehnet, to others either the document or the confidential or trade WHITE BEAR LAKE, | MN DEPERE, WISCONSIN
22588_drw.pdf | secret | information | therein, and (4) upon completion of the need to retain
22591_drw.pdf | ITEM
22591_drw.pdf | 1 | 32 | WELDNUT, 1/4"-20 NC, _ | 14520
22591_drw.pdf | 2 | 1 | SHEET,SD,CON BOX,CB, MT HIGH,UC274/HC4&5 | 22592
22591_drw.pdf | 32X
22622_drw.pdf | 1 | 1 | HOSE, PARKER, 0.38 ID X 10.00 | 801-06-43
22622_drw.pdf | 2
22622_drw.pdf | 3 | 2 | CLAMP, WORM, .39-.87 | 14990-06
22622_drw.pdf | 4 | 1 | BRACKET, MTG, MURPHY GAUGE, CFP15E | 21389
22622_drw.pdf |  |  |  | D42403
22622_drw.pdf | to the document as authorized | in accepts the in | confidence. by CUMMINS FIRE POWER LLC CORPORATE OFFICE | DESIGN UPFIT CENTER
22622_drw.pdf | ittrawdiellse(c1r)etnoitnfuosrematthieondotchuemreenitn,or(2a)nynoctopcyoptyhetrheeofdoocrumtehnet, or the | ittrawdiellse(c1r)etnoitnfuosrematthieondotchuemreenitn,or(2a)nynoctopcyoptyhetrheeofdoocrumtehnet, | or trade WHITE BEAR LAKE, MN WWW.CUMMINSFIREPOWER.COM | DEPERE, WISCONSIN
22622_drw.pdf |  | cPoopwieersLtLhCereof, | andASSEMBLY, FUEL FILTER RESTRICTION
22622_drw.pdf | DIMENSION |  | ACREFP59
22622_drw.pdf | IMUPNEIRTISAL |  | DWG UNITS: DRAWN BY: PBS | 17FEB2012
22630_drw.pdf | 1 | 1 | PLATE, OIL LEVEL SWITCH, CFP11E | 21904
22630_drw.pdf | 2 | 1 | HOSE, 5/8" ID, 13.00" LENGTH | 80231GL
22630_drw.pdf | 3 | 1 | HOSE, 1/4" ID, 4.00" LENGTH | R-801-4
22630_drw.pdf | 4
22630_drw.pdf |  |  |  | 14990-10
22630_drw.pdf | 9 | 2 | CLAMP, WORM, .25 - .63 | 14992-04
22630_drw.pdf | 10 | 1 | BRACKET, LOW OIL LEVEL | 15347
22630_drw.pdf | 11 | 1 | SWITCH GAUGE, LIQUID LEVEL | EL150K1
22630_drw.pdf | to the document as authorized | in accepts the in | confidence. by CUMMINS FIRE POWER LLC CORPORATE OFFICE | DESIGN UPFIT CENTER
22630_drw.pdf | ittrawdiellse(c1r)etnoitnfuosrematthieondotchuemreenitn,or(2a)nynoctopcyoptyhetrheeofdoocrumtehnet, or the | ittrawdiellse(c1r)etnoitnfuosrematthieondotchuemreenitn,or(2a)nynoctopcyoptyhetrheeofdoocrumtehnet, | or trade WHITE BEAR LAKE, MN WWW.CUMMINSFIREPOWER.COM | DEPERE, WISCONSIN
22630_drw.pdf |  | cPoopwieersLtLhCereof, | and ASSEMBLY, OIL LEVEL GAUGE
22630_drw.pdf | DIMENSION |  | ACREFP11E
22630_drw.pdf | IMUPNEIRTISAL |  | DWG UNITS: DRAWN BY: PBS | 02AUG2012
22643_drw.pdf | ITEM
22643_drw.pdf | 1 | 1 | WELDMENT, OPERATOR STATION MOUNTING, CFP5E | 15075
22643_drw.pdf | 4 | 1 | ASSEMBLY, DIGITAL CONTROL PANEL, ELECTRONIC CFP ENGINES | 21315
22643_drw.pdf | 5 | 2 | CONTACTOR, MANUAL OVERIDE, CFP | 8824
22643_drw.pdf | 6 | 1 | BATTERY ISOLATOR, FIRE PUMP | 8838
22643_drw.pdf | 7 | 1 | FACTORY SETTINGS TAG, FIREPUMP | 9526-02
22643_drw.pdf | 8 | 1 | FIELD SETTINGS TAG, FIREPUMP | 9526-03
22643_drw.pdf |  |  |  | 15400
22643_drw.pdf | 11 | 2 | ISOLATOR, PLATE MOUNT, 6 LB (RED MARK) | 15412
22643_drw.pdf | 12 | 12 | RIVET, ALUMINUM, STEEL SHANK, 0.156 DIA, 0.25-0.38 GRIP | 15414
22643_drw.pdf | 13 | 2 | FENDER WASHER, 0.281 X 1.25 | 15421
22643_drw.pdf | 14 | 4 | SCREW, SELF LOCKING, 0.25-20 X 1.00, PH OR BH | 15422
22643_drw.pdf | 17 | 1 | WASHER,FLAT, M12 | 20020-M12
22643_drw.pdf | 18 | 4 | WASHER,FLAT, M5 | 20020-M5
22643_drw.pdf | 19 | 8 | WASHER,FLAT, M6 | 20020-M6
22643_drw.pdf | 20 | 8 | NUT,HEX, 0.25-20 | 20100-025
22643_drw.pdf | 21 | 4 | NUT,HEX, M5-0.80 | 20120-M5
22643_drw.pdf | 24 | 8 | SCREW,HH, 0.25-20x1.00 | 20225-100
22643_drw.pdf | 25 | 3 | SCREW,HH, 0.38-16x1.25 | 20238-125
22643_drw.pdf | 26 | 4 | SCREW,HH, 0.50-13x1.25 | 20250-125
22657_drw.pdf | ITEM
22657_drw.pdf | 1 | 16 | WELDNUT, 1/4"-20 NC, _ | 14520
22657_drw.pdf | 2 | 1 | SHEET,GUARD, - | 21645
22657_drw.pdf | 3 | 1 | SHEET,GUARD, - | 22658
22657_drw.pdf | 4 | 1 | SHEET,GUARD, - | 22666
22673_drw.pdf | 1 | 1 | HEATER, COOLANT, ESPAR, HYDRONIC D5 SCB24V | 13475
22673_drw.pdf | 3 | 1 | KIT, COMPRESSOR, FLEXXAIR, W/ VALVE | 22616
22673_drw.pdf | 4 | 1 | PUMP DRIVE, 3 PAD | 22617
22673_drw.pdf | 6 | 1 | FAN, FLEXXAIR, - | 22678
22673_drw.pdf | 7 | 1 | BRACE, EXHAUST STACK, - | 22781
22673_drw.pdf | 9 | 1 | 24V COMPRESSOR, AIR CONDITIONING | BT5-4271
22673_drw.pdf | 10 | 1 | BRACKET, ELECTRICAL MNT, 600250 | 13501
22673_drw.pdf | 12 | 2 | PLATE, LIFTING LUG, QSB6.7 TIER 3 | 22836
22673_drw.pdf | 13 | 1 | CLAMP, U-BOLT, GUILLOTINE, 4.00", PLATED | 89548K
22673_drw.pdf | 15 | 1 | DECAL, DATATAG / BELT ROUTING (IH), NORDCO | 317503A60742H270
22673_drw.pdf | 16 | 4 | VALVE, 1/2" FNPT, WATTS | FA60204
22673_drw.pdf | 18 | 1 | ELBOW, STREET, 1/2", - | LTL-SE1245
22673_drw.pdf | 19 | 1 | STREET ELBOW,BLK,1/2" NPT | LTL-SE1290
22673_drw.pdf | 21 | 1 | CIRCUIT BREAKER,80A, SDLM,KLIXON,STYLE S | SDLM-80
22673_drw.pdf | QTY |  | DESCRIPTION | PART NUMBER
22673_drw.pdf | 5 | FC | EG PM COOL | CC2743
22673_drw.pdf | 1 | ELBOW, | 90 $ ,JIC X ORR | 12275-12-M27
22673_drw.pdf | 1 | BELT, | V, COMPRESSOR | 17420
22673_drw.pdf |  | QSC/QSL9
22674_drw.pdf | 1 | 1 | BRACKET, ESPAR | 22676
22674_drw.pdf | 2 | 1 | PLATE, GUSSET | 22677
22679_drw.pdf | ITEM
22679_drw.pdf | 1 | 1 | BASE/ENGINE/FAN, DEMO TRAILER MNT | 22831
22679_drw.pdf | 2 | 1 | AIR FILTER/ EXHAUST SUPT, DEMO TRAILER MNT | 22832
22679_drw.pdf | 3 | 1 | COOLING PACKAGE, CAC TUBES, DEMO TRAILER MNT | 22833
22679_drw.pdf | 4 | 1 | ADAPTER, EXH. TURBO WELDMT, QSF2.8 DEMO | 23418
22679_drw.pdf | 5 | 1 | EXHAUST, FLEX, WELDMT, QSF2.8 DEMO | 23422
22679_drw.pdf | 6 | 1 | CONNECTION,EXHAUST OUTLET | XS9137
22680_drw.pdf | ITEM
22680_drw.pdf | 1 | 1 | BLOCK,CYLINDER | BB9376
22680_drw.pdf | 2 | 1 | HOUSING,REAR GEAR | BB9385
22680_drw.pdf | 3 | 1 | BREATHER,CRANKCASE | BR9361
22680_drw.pdf | 4 | 1 | AID,COO HEATER STARTING | CH9115
22680_drw.pdf |  |  | CLUTCH,REAR | CL9118
22680_drw.pdf |  |  |  | CP9799
22680_drw.pdf |  |  |  | DA9374
22680_drw.pdf | 11 | 1
22680_drw.pdf | 12 | 1 | HOUSING,FLYWHEEL
22680_drw.pdf | 13 | 1 | PUMP,FUEL
22680_drw.pdf | 14 | 1 | PLUMBING,FUEL | FT9351
22680_drw.pdf | 15 | 1 | COVER,FRONT GEAR | GG9904
22691_drw.pdf | ITEM
22691_drw.pdf | 1 | 1 | ENCLOSURE,BASE,GTA28, STEEL | 18280
22691_drw.pdf | 2 | 1 | OUTLET,HOOD,GTA28, STEEL | 18286
22691_drw.pdf | 3 | 1 | INLET HOOD W/SOLID, DOORS STEEL,GTA28 | 18292
22691_drw.pdf | 4 | 2 | COVER,RADIATOR, ACCESS HOLE | 7292
22692_drw.pdf | ITEM
22692_drw.pdf | 1 | 1 | BASE,CONTROL-PANEL, 14GA,PNT-STL | 21933
22692_drw.pdf | 2 | 1 | WIREWAY,1.5x3TALL, LIGHT GRAY PVC | G15X3LG6
22692_drw.pdf | 3 | 3 | FUSE, 1-1/4" X 1/4" GLASS, 10 AMP, FAST ACTING | 19232-022
22692_drw.pdf | 4 | 2 | END CAP, DIN RAIL, PHEONIX CONTACT | 1206560
22692_drw.pdf |  |  | FUSE-BLOCK,TERM-BLK, PHOENIX CONTACT, UK6,3-HESI | 3004171
22692_drw.pdf |  |  |  | 3030161
22692_drw.pdf | 11
22692_drw.pdf | 12 | 1 | RAIL,TERMINAL BLOCK, 210mm
22692_drw.pdf | 13 | 3 | RELAY, SPDT, 24VDC, 12A, CNP NUMBER 17031
22692_drw.pdf | 14 | 3 | SOCKET, RELAY, DPDT, 8A, CNP NUMBER 12094 | SJ2S-05B
22693_drw.pdf | ITEM
22693_drw.pdf | 1 | 1 | CONTROL, GENSET, 1302, - | 0300-6014
22693_drw.pdf | 2 | 2 | HOLE PLUG, - | 517-0131
22693_drw.pdf | 3 | 1 | HOLE PLUG, - | 517-0132
22693_drw.pdf | 4 | 1 | SWITCH, E-STOP | 12078
22693_drw.pdf |  |  | LABEL, PUSH BUTTON, EMERGENCY STOP | 12081
22693_drw.pdf |  |  |  | 21616
22693_drw.pdf |  |  |  | 22653
22694_drw.pdf | 1 | 1 | CONDUIT,SQUARE,BASE, PANDUIT G1.5x3LGGS | 22694_BASE
22694_drw.pdf | 2 | 1 | WIRE DUCT COVER, PANDUIT | 22694_CVR
22695_drw.pdf | ITEM
22695_drw.pdf | 1 | 1 | ALARM_MODULE_ASSY | 0300-3998-02
22695_drw.pdf | 2 | 1 | DISPLAY-CONTROL, (BG1000) | 0300-6050
22695_drw.pdf | 3 | 2 | HOLE PLUG, - | 517-0131
22695_drw.pdf | 4 | 1 | HOLE PLUG, - | 517-0132
22695_drw.pdf |  |  | SWITCH, E-STOP | 12078
22695_drw.pdf |  |  | EMERGENCY STOP | 12081
22695_drw.pdf |  |  |  | 21615
22697_drw.pdf | ITEM
22697_drw.pdf | 1 | 1 | ASSY,CONTROL,COVER, - | 22693
22697_drw.pdf | 2 | 1 | DISPLAY-CONTROL, (BG1000) | 0300-6050
22701_drw.pdf | 1 | 1 | PLATE, AIR CLEANER MOUNT, CFP9E | 22702
22701_drw.pdf | 2 | 1 | BRACKET, AIR CLEANER MOUNT, CFP9E | 22703
22701_drw.pdf | 3 | 1 | BRACKET, AIR CLEANER MOUNT, CFP9E | 22704
22701_drw.pdf | 4 | 1 | BRACKET, HEAT EXCHANGER MOUNT, CFP9E | 22712
22701_drw.pdf | 5 | 2 | LINER, HEAT EXCHANGER MOUNT, CFP9E | 22716
22701_drw.pdf | 6 | 1 | LINER, HEAT EXCHANGER MOUNT, CFP9E | 22717
22701_drw.pdf | 7 | 2 | LINER, HD AIR CLEANER MOUNT, CFP9E | 22718
22721_drw.pdf | 1 | 1 | ASSEMBLY, AIR CLEANER MOUNT, CFP9E | 22701
22721_drw.pdf | 2 | 1 | TUBE, INTAKE, HEAVY DUTY AIR CLEANER, CFP9E | A042H215
22721_drw.pdf | 3 | 1 | CLAMP, T-BOLT, 4.28-4.59 | 13164-0450
22721_drw.pdf | 4 | 2 | CLAMP, T-BOLT, 5.28-5.59 | 13164-0550
22721_drw.pdf | 5 | 1 | CLAMP, T-BOLT, 6.28-6.59 | 13164-0650
22721_drw.pdf | 6
22721_drw.pdf | 7 | 2 | CLAMP, HEAT EXCHANGER, CFP9E | 22713
22721_drw.pdf | 8
22721_drw.pdf | 9 | 1 | GUSSET, HD AIR CLEANER, CFP9E | 22715
22721_drw.pdf | 10 | 2 | HOSE, CAC, 3.5" I.D. X 6.0" LG, 500F RATING,, CFP9E
22722_drw.pdf | 1 | 1 | HOSE, FUEL PRESSURE, CFP15E LH CONTROLS | 19842
22722_drw.pdf | 2
22722_drw.pdf | 3
22722_drw.pdf | 4 | 1 | GAUGE, PRESSURE, 0-400 PSI, MURPHY | 19838
22722_drw.pdf | to the document as authorized | in accepts the in | confidence. by CUMMINS FIRE POWER LLC CORPORATE OFFICE | DESIGN UPFIT CENTER
22722_drw.pdf | ittrawdiellse(c1r)etnoitnfuosrematthieondotchuemreenitn,or(2a)nynoctopcyoptyhetrheeofdoocrumtehnet, or the | ittrawdiellse(c1r)etnoitnfuosrematthieondotchuemreenitn,or(2a)nynoctopcyoptyhetrheeofdoocrumtehnet, | or trade WHITE BEAR LAKE, MN WWW.CUMMINSFIREPOWER.COM | DEPERE, WISCONSIN
22722_drw.pdf |  | cPoopwieersLtLhCereof, | andASSEMBLY, FUEL RAIL PRESSURE
22722_drw.pdf | DIMENSION |  | ACREFP15E
22722_drw.pdf | IMUPNEIRTISAL |  | DWG UNITS: DRAWN BY: PBS | 16AUG2012
22723_drw.pdf | ITEM
22723_drw.pdf | 1 | 1 | TUBE, CAC INTAKE, QSC/QSLT3 FIREPUMP | 10517
22723_drw.pdf | 2 | 1 | COOLER, CHARGE AIR, 6" DIAMETER, 4-PASS W/ RAW WATER | DRA8I9N66
22723_drw.pdf | 3 | 4 | CLAMP, T-BOLT, 3.53-3.84 | 13164-0375
22723_drw.pdf | 4 | 1 | CLAMP, HALF MARMON | 3905216
22723_drw.pdf |  |  | COUPLING, RUBBER, 3-1/2", CUMMINS 3071050 | IC9159
22724_drw.pdf | ITEM | QTY
22724_drw.pdf | 1 | 1 | ASSEMBLY, ENGINE, QSL9 | 8739
22724_drw.pdf | 2 | 1 | EXHAUST, 90 HALF MARMON, 4" TURBO OUT, 5" 125LB ANSI FLANGE | 8780_04
22724_drw.pdf | 7
22724_drw.pdf | 8 | 1 | KIT, FUEL LINES, CFP9E, F10/20/30/40/50/60 - EXT ONLY | 15208
22724_drw.pdf | 9 | 1 | KIT, SENSOR & ADAPTER, CFP9E | 15602
22724_drw.pdf | 10 | 1 | ASSEMBLY, HEAT EXCHANGER SUPPORT, CFP9E | 15612
22724_drw.pdf | 11 | 1 | ASSEMBLY, SECONDARY ECM, CFP9E | 15613
22724_drw.pdf | 12 | 1 | GUARD,RAIN,12 OD, 5.00 PIPE,2 PC, STL | 16008
22724_drw.pdf | 13 | 1 | COOLING LOOP, 1"DIA,W/MNTS, CPF9, SEA WATER, 12V | 17140
22724_drw.pdf | 14 | 1 | ASSEMBLY, SHAFT GUARD, NON-SPARKING, SIZE 3-X, LONG | 17445
22724_drw.pdf | 15 | 1 | KIT, WIRE HARNESS, CFP9E | 21222
22724_drw.pdf | 20 | 1 | STRAP, GROUNDING, 4 AWG, 12", 1/2" STUD, WC90397-1 | 9757
22724_drw.pdf | 21 | 1 | COMP FLANGE, 2.250 / .500x.250, 1810 / 3172 DRIVESHAFTS | 10015-10
22724_drw.pdf | 22 | 1 | CLAMP, T-BOLT, 5.50-5.81 | 13164-0575
22724_drw.pdf | 23 | 2 | CLAMP, T-BOLT, 6.00-6.31 | 13164-0625
22724_drw.pdf | 24 | 1 | DRIVESHAFT, 1810, SHORT COUPLED, UL LISTED | 13422
22724_drw.pdf | 25 | 1 | BRACKET, COOLING LOOP SUPPORT, UPPER, CFP9E | 13583
22724_drw.pdf | 26 | 1 | ADAPTER, U-JOINT 5" SPACER, 1810 DRIVE SHAFT | 13898
22724_drw.pdf | 27 | 1 | HEAT SHIELD, CFP59 | 15383
22724_drw.pdf | 28 | 1 | BRACKET, HEAT SHIELD | 15431
22729_drw.pdf | ITEM
22729_drw.pdf | 1 | 1 | TUBE, INTAKE | 15962
22729_drw.pdf | 2 | 1 | TUBE, INTAKE | 15963
22729_drw.pdf | 3 | 1 | ELBOW, MITERED, FLEX, EXHAUST | 15969
22729_drw.pdf | 4 | 1 | TUBE, INTAKE | 16060
22729_drw.pdf |  |  | TUBE, INTAKE | 16841
22729_drw.pdf |  |  | EXHAUST | 16919
22729_drw.pdf |  |  |  | 13164-0625
22729_drw.pdf | 11 | 4
22729_drw.pdf | 12 | 4 | BRACKET, TUBE CLAMP
22729_drw.pdf | 13 | 1 | WRAP, EXHAUST
22729_drw.pdf | 14 | 1 | WRAP, EXHAUST | 17295
22729_drw.pdf | 15 | 4 | HUMP HOSE, REDUCING, 8" X 7" | 3316627-S
22730_drw.pdf | ITEM
22730_drw.pdf | 1 | 1 | TUBE, INTAKE | 15961
22730_drw.pdf | 2 | 1 | TUBE, INTAKE | 15962
22730_drw.pdf | 3 | 1 | TUBE, INTAKE | 15963
22730_drw.pdf | 4 | 2 | ELBOW, MITERED, FLEX, EXHAUST | 15969
22730_drw.pdf |  |  | TUBE, INTAKE | A042A097
22730_drw.pdf |  |  |  | 13164-0625
22730_drw.pdf |  |  |  | 13164-0750
22730_drw.pdf | 11 | 4
22730_drw.pdf | 12 | 2 | WRAP, EXHAUST
22730_drw.pdf | 13 | 4 | HUMP HOSE, REDUCING, 8" X 7"
22730_drw.pdf | 14 | 4 | ELBOW, REDUCING 90 DEGREE, 7.00 X 5.50, REF 89832K | 3316592S
22731_drw.pdf | 1 | 1 | ASSEMBLY, ENGINE, QSL9 | 8739
22731_drw.pdf | 2 | 1 | EXHAUST, 90 HALF MARMON, 4" TURBO OUT, 5" 125LB ANSI | FLANGE8780_04
22731_drw.pdf | 3 | 1 | ASSEMBLY, HEAT EXCHANGER, CFP9E | 8944
22731_drw.pdf | 4 | 1 | ASSEMBLY, CAC PLUMBING, CFP9E, FIREPUMP | 10765
22731_drw.pdf | 5 | 1 | ASSEMBLY, GUARD, PULLEY, CFP9E | 10920
22731_drw.pdf | 6 | 1 | ASSEMBLY, VALVE COVER MODIFICATION, FIREPUMP, CFP9E | 11917
22731_drw.pdf | 7 | 1 | KIT, SENSOR & ADAPTER, CFP9E | 15602
22731_drw.pdf | 8 | 1 | ASSEMBLY, SECONDARY ECM, CFP9E | 15613
22731_drw.pdf | 9 | 1 | KIT, WIRE HARNESS, CFP9E | 21222
22731_drw.pdf | 10 | 1 | ASSEMBLY, HD AIR CLEANER, CFP9E | 22721
22731_drw.pdf | 16 | 1 | SUPPORT, FRONT RIGHT ENGINE, CFP9E | 22900
22731_drw.pdf | 17 | 1 | ASSEMBLY, DUPLEX LUBE OIL, CFP9E | 22925
22736_drw.pdf | ITEM
22736_drw.pdf | 1 | 2 | ANGLE, BASE SIDE RAIL, DEMO TRAILER MNT | 22737
22736_drw.pdf | 2 | 2 | PLATE, BASE , DEMO TRAILER MNT | 22738
22736_drw.pdf | 3 | 2 | ANGLE, ENGINE MNT, DEMO TRAILER MNT | 22739
22736_drw.pdf | 4 | 2 | ANGLE, COOLING PACK, MNT, DEMO TRAILER MNT | 22740
22736_drw.pdf |  |  | BRACKET, COOL PACK SUPT, DEMO TRAILER MNT | 22785
22751_drw.pdf | ITEM
22751_drw.pdf | 1 | 1 | PANEL, BELT GUARD, RH, DEMO TRAILER MNT | 22788
22752_drw.pdf | ITEM
22752_drw.pdf | 1 | 1 | PANEL, BELT GUARD, LH, DEMO TRAILER MNT | 22789
22756_drw.pdf | 1 | 1 | ENGINE, QSX15-C665, SPEC CFP15E F10-F40 | 8742
22756_drw.pdf | 2 | 1 | EXHAUST,L 90 HALF MARMON, 8" (13-1/2" OD) 125# ANSI | FLANGE9514-07
22756_drw.pdf | 3 | 1 | ASSEMBLY, SUPPORT, CFP15E FIRE PUMP | 10835
22756_drw.pdf | 4 | 1 | ASSEMBLY, COOLANT HEATER, 3KW ADJ VOLTAGE, CFP15E | 10849
22756_drw.pdf | 5 | 1 | ASSEMBLY, FUEL PLUMBING, CFP15E | 15210
22756_drw.pdf | 6 | 1 | KIT, SENSOR & ADAPTER, CFP15E | 15604
22756_drw.pdf | 7 | 1 | ASSEMBLY, SECONDARY ECM, CFP15E | 15617
22756_drw.pdf | 8 | 1 | ASSEMBLY, GUARDING, CFP15E | 16707
22756_drw.pdf | 9 | 1 | OBSOLETE ASSY, SHAFT GUARD, NON-SPARKING, USE 17436 | 17219
22756_drw.pdf | 10 | 1 | DUPLEX FUEL FILTER, FF4093 | 17437
22756_drw.pdf | 16
22756_drw.pdf | 17 | 1 | BRACKET, RADIATOR TUBE | 11581
22758_drw.pdf | 1 2 | 1 1 | COOLER, JACKET WAT;ERCFP15E EXCHANGER, CA;C,CFP15E | 10848
22758_drw.pdf | 3 | 1 | TUBE, COOLANT, LOW;ERCFP15E | 10891
22758_drw.pdf | 4 | 1 | TUBE, COOLANT, UPP;ERCFP15E FIREPUMP | 10892
22759_drw.pdf | 1 | 1 | HOSE,PARKER, 1/4 INCH ID, 14.00 LG | 801-04_029
22759_drw.pdf | 2 | 1 | HOSE,PARKER, 1/4 INCH ID, 14.00 LG | 801-04
22759_drw.pdf | 3 | 1 | TUBE,JW IN, SULLIVAN PALATEK 375D | 22760
22759_drw.pdf | 4 | 1 | TUBE,JW OUT, SULLIVAN PALATEK 375D | 22761
22759_drw.pdf | 5 | 1 | TUBE,CAC OUT TO COOLER, SULLIVAN PALATEK 375D | 22762
22759_drw.pdf | 6 | 1 | TUBE,CAC IN TO ENG, SULLIVAN PALATEK 375D | 22763
22759_drw.pdf | 7 | 1 | MOUNT,FRONT ENGINE,LH, SULLIVAN PALATEK 375D | 22764
22759_drw.pdf | 8 | 1 | MOUNT,FRONT ENGINE,RH, SULLIVAN PALATEK 375D | 22765
22759_drw.pdf | 9 | 1 | TUBE,AIR INTAKE, SULLIVAN PALATEK 375D | 22775
22764_drw.pdf | ITEM
22764_drw.pdf | 1 | 3 | WELDNUT, 1/4"-20 NC, _ | 14520
22764_drw.pdf | 2 | 1 | PLATE,ENG MOUNT,LH, - | 22766
22764_drw.pdf | 3 | 1 | GUSSET,ENG MOUNT, - | 22768
22764_drw.pdf | 4 | 1 | GUSSET,ENG MOUNT, - | 22769
22765_drw.pdf | ITEM
22765_drw.pdf | 1 | 3 | WELDNUT, 1/4"-20 NC, _ | 14520
22765_drw.pdf | 2 | 1 | PLATE,ENG MOUNT,RH, - | 22767
22765_drw.pdf | 3 | 1 | GUSSET,ENG MOUNT, - | 22768
22765_drw.pdf | 4 | 1 | GUSSET,ENG MOUNT, - | 22769
22771_drw.pdf | ITEM
22771_drw.pdf | 1
22771_drw.pdf | 2 | 1 | BULKHEAD, REAR, CFP59 | 22770
22773_drw.pdf | ITEM
22773_drw.pdf | 1
22773_drw.pdf | 2 | 1 | BRACKET, FRONT BULKHEAD, CFP59 | 22772
22773_drw.pdf | 3 | 2 | TUBE, CONDUIT, CFP59 | 22774
22773_drw.pdf |  | 1
22776_drw.pdf | ITEM
22776_drw.pdf | 1 | 1 | PLATE,AIR CLEANER, - | 22777
22776_drw.pdf | 2 | 1 | PLATE,AIR CLEANER, - | 22778
22776_drw.pdf | 3 | 1 | GUSSET,AIR CLEANER, - | 22779
22776_drw.pdf | 4 | 1 | GUSSET,AIR CLEANER, - | 22780
22776_drw.pdf |  | 1
22781_drw.pdf | ITEM
22781_drw.pdf | 1 | 1 | BRKET, EXHAUST, UPPER SUPT, NORDCO | 22783
22781_drw.pdf | 2 | 1 | CLAMP, U-BOLT, GUILLOTINE, 4.00", PLATED | 89548K
22791_drw.pdf | 1 | 1 | ASSY,BULKHEAD WIRING, DIGITAL PANEL, BULKHEAD TO POWER PCB | 15156
22791_drw.pdf | 2 | 1 | CABLE, DIGITAL PANEL, POWER PCB TO DISPLAY PCB | 15157
22791_drw.pdf | 3 | 1 | CABLE, DIGITAL PANEL, POWER PCB TO ECM SWITCH PCB | 15158
22791_drw.pdf | 4 | 1 | ASSY, WIRING, DIGITAL PANEL, ENGINE STOP SWITCH | 15160
22791_drw.pdf | 5 | 1 | DIAGNOSTICS, DIGITAL PANEL, RECEPTACLE AND CABLE | 15161
22791_drw.pdf | 6 | 1 | WELDMT, DIGITAL PANEL, BOX, ELECTRONIC | 15569
22791_drw.pdf | 7 | 1 | ASSEMBLY, DOOR, CONTROL PANEL | 15575
22791_drw.pdf | 8 | 1 | POWER PCB, DIGITAL PANEL, ELECTRONIC | 15153
22791_drw.pdf | 9 | 1 | SWITCH PCB, DIGITAL PANEL, MODULE, ECM | 15154
22791_drw.pdf | 10 | 1 | POWER MODULE ECM , DIGITAL PANEL, ELECTRONIC | 15155
22791_drw.pdf | 11 | 2 | HINGE, ASSEMBLY W/PIN, MILD STEEL, EMKA 1069-U2 | 15573_02
22791_drw.pdf | 12 | 9 | STANDOFF HEX M/F, 8-32, BRASS .63"L | 15579
22791_drw.pdf | 13 | 9 | NUT, 8-32, W/TOOTH WASHER, ZNC -PLTD | 15582
22791_drw.pdf | 14 | 2 | WASHER, 5/32"I.D x 5/16"O.D. x .02TK, STNL STL | 15588
22791_drw.pdf | 15 | 2 | SCREW, 6-19 x 3/8"L, FH PHILIPS HD, STNL STL | 15590
22791_drw.pdf | 16 | 16 | SCREW, SELF TAPPING, STNL STL | 15591
22791_drw.pdf | 17 | 1 | RECEPTACLE, W/FLANGE 50 PIN,BLACK, CRC SERIES, DEUTSCH, | 15593
22791_drw.pdf | 18 | 1 | RECEPTACLE, PCB MOUNT, 12 PINS STRAIGHT DT-SERIES, DEUTSCH, | 15594
22791_drw.pdf | 19 | 1 | CONNECTOR, RECEPTACLE SQ. FLANGE HD10 SERIES, DEUTSCH, | 15596
22791_drw.pdf | 20 | 1 | RECEPTACLE, W/FLANGE 50 PIN,BLACK, CRC SERIES, DEUTSCH, | 15599
22791_drw.pdf | 21 | 1 | PLUG, LIQUID TIGHT, HEYCO, 3837 | 15645
22791_drw.pdf | 22 | 1 | RECEPTACLE, W/FLANGE 50 PIN,BLACK, CRC SERIES, DEUTSCH, | 15657
22791_drw.pdf | 23 | 4 | NUT, ACORN,SELF-LOCKING, 8-32, 18-8 STNL STL | 17149
22792_drw.pdf | 1 | 1 | ASSY,BULKHEAD WIRING, DIGITAL PANEL, BULKHEAD TO POWER PCB | 15156
22792_drw.pdf | 2 | 1 | CABLE, DIGITAL PANEL, POWER PCB TO DISPLAY PCB | 15157
22792_drw.pdf | 3 | 1 | CABLE, DIGITAL PANEL, POWER PCB TO ECM SWITCH PCB | 15158
22792_drw.pdf | 6 | 1 | WELDMT, DIGITAL PANEL, BOX, 316 STNL STL, ELECTRONIC | 15675
22792_drw.pdf | 7 | 1 | ASSEMBLY, CONTROL PANEL, DOOR, 316 STNL STL, _ | 15677
22792_drw.pdf | 8 | 1 | POWER PCB, DIGITAL PANEL, ELECTRONIC | 15153
22792_drw.pdf | 9 | 1 | SWITCH PCB, DIGITAL PANEL, MODULE, ECM | 15154
22792_drw.pdf | 10 | 1 | POWER MODULE ECM , DIGITAL PANEL, ELECTRONIC | 15155
22792_drw.pdf | 11 | 2 | HINGE, ASSEMBLY W/PIN, MILD STEEL, EMKA 1069-U2 | 15573_02
22792_drw.pdf | 12 | 9 | NUT, 8-32, W/TOOTH WASHER, ZNC -PLTD | 15582
22792_drw.pdf | 15 | 2 | SCREW, 6-19 x 3/8"L, FH PHILIPS HD, STNL STL | 15590
22792_drw.pdf | 16 | 16 | SCREW, SELF TAPPING, STNL STL | 15591
22792_drw.pdf | 17 | 1 | RECEPTACLE, W/FLANGE 50 PIN,BLACK, CRC SERIES, DEUTSCH, | DRC22-50P0115593
22792_drw.pdf | 18 | 1 | RECEPTACLE, PCB MOUNT, 12 PINS STRAIGHT DT-SERIES, DEUTSCH, | DT15-1125P594
22792_drw.pdf |  |  |  | HD10-9-19391P5596
22793_drw.pdf | ITEM
22793_drw.pdf | 1 | 1 | ASSY,BULKHEAD WIRING, DIGITAL PANEL, BULKHEAD TO | P1C5B156
22793_drw.pdf | 2 | 1 | CABLE, DIGITAL PANEL, POWER PCB TO DISPLAY PCB | 15157
22793_drw.pdf | 3 | 1 | CABLE, DIGITAL PANEL, POWER PCB TO ECM SWITCH PCB | 15158
22793_drw.pdf | 4 | 1 | ASSY, WIRING, DIGITAL PANEL, ENGINE STOP SWITCH | 15160
22793_drw.pdf | 5 | 1 | ASSEMBLY,
22793_drw.pdf |  |  | ELECTRONIC | 15153
22793_drw.pdf | 8 | 2 | HINGE, ASSEMBLY W/PIN, MILD STEEL, EMKA 1069-U2 | 15573_02
22793_drw.pdf | 9 | 6 | NUT, 8-32, W/TOOTH WASHER, ZNC -PLTD | 15582
22793_drw.pdf | 10 | 6 | STANDOFF HEX M/F,8-32, .63"L, ALUM, DIGI-KEY 8428K-ND | 15587
22793_drw.pdf | 11 | 1 | PLUG, LIQUID TIGHT, HEYCO, 3837 | 15645
22793_drw.pdf | 12 | 1 | COVER, DOOR PANEL | 16889
22793_drw.pdf | 13 | 4 | NUT, ACORN,SELF-LOCKING, 8-32, 18-8 STNL STL
22793_drw.pdf | 14 | 1 | LABEL,
22794_drw.pdf | 1 | 1 | ASSY,BULKHEAD WIRING, DIGITAL PANEL, BULKHEAD TO POWER | PC1B5156
22794_drw.pdf | 2 | 1 | CABLE, DIGITAL PANEL, POWER PCB TO DISPLAY PCB | 15157
22794_drw.pdf | 3 | 1 | CABLE, DIGITAL PANEL, POWER PCB TO ECM SWITCH PCB | 15158
22794_drw.pdf | 4 | 1 | ASSY, WIRING, DIGITAL PANEL, ENGINE STOP SWITCH | 15160
22794_drw.pdf | 5 | 1 | ASSEMBLY, CONTROL PANEL, DOOR, 316 STNL STL, _ | 15677
22794_drw.pdf | 6 | 1 | WELDMT, DIGITAL PANEL, BOX, 316 STNL STL, MECHANICAL | 15680
22794_drw.pdf | 7 | 1 | POWER PCB, DIGITAL PANEL, ELECTRONIC | 15153
22794_drw.pdf | 8 | 2 | HINGE, ASSEMBLY W/PIN, MILD STEEL, EMKA 1069-U2 | 15573_02
22794_drw.pdf | 9 | 6 | NUT, 8-32, W/TOOTH WASHER, ZNC -PLTD | 15582
22794_drw.pdf | 10 | 6 | STANDOFF HEX M/F,8-32, .63"L, ALUM, DIGI-KEY 8428K-ND | 15587
22794_drw.pdf | 11 | 1 | PLUG, LIQUID TIGHT, HEYCO, 3837 | 15645
22794_drw.pdf | 12 | 4 | NUT, ACORN,SELF-LOCKING, 8-32, 18-8 STNL STL | 17149
22800_drw.pdf |  |  |  | 0541-1414-02
22800_drw.pdf | 1 2 | 1 1 | CONTROL KIT,PCC1302 ASM,CONTROL-BOX,BA;SE8.8LITER,LEFTHAND MNT | 22692
22800_drw.pdf | 3 | 1 | HARNESS,LOWER ALTERNAT;ORPCC1302 & PCC2300 | A042H180
22800_drw.pdf | 4 | 2 | CABLE,2/0 355A @12;5C(PER FOOT) | A042H237
22802_drw.pdf | ITEM
22802_drw.pdf | 1 | 2 | CLAMP, U-BOLT, 1.63" OD, ZINC PLATED STEEL, 5/16"-18 | UAN0C42A562
22802_drw.pdf | 2 | 1 | VALVE-SOLENOID | 307-2885
22802_drw.pdf | 3 | 1 | ELBOW,1-1/4NPT,45DEG, BLACK PIPE | 22799
22802_drw.pdf | 4
22802_drw.pdf |  |  |  | A042D841
22802_master_drw.pdf | ITEM
22802_master_drw.pdf | 1 | 2 | CLAMP, U-BOLT, 1.63" OD, ZINC PLATED STEEL, 5/16"-18 | UAN0C42A562
22802_master_drw.pdf | 2 | 2 | VALVE-SOLENOID | 307-2885
22802_master_drw.pdf | 3 | 1 | ELBOW,1-1/4NPT,45DEG, BLACK PIPE | 22799
22802_master_drw.pdf | 4 | 1 | REGULATOR,NG/PV, MAXITROL RV61,1-1/4NPT | 23469
22802_master_drw.pdf |  |  | VENT,CAP,1/8NPT, GRAINGER 1EJT5 | 23471
22802_master_drw.pdf | 11 | 1
22802_master_drw.pdf | 12 | 1 | SPACER,BRKTS,FUEL TRAIN,3/8",
22802_master_drw.pdf | 13 | 2 | UNION, 1 1/4" NPT, BLK STEEL
22802_master_drw.pdf | 14 | 1 | ELBOW,STREET1-1/4NPT, BLACK-PIPE | LTL-SE11490
22804_drw.pdf | 1 | 1 | COOLANT-HEATER-TUBE, BENT-TUBE,5/8"DIA | 23021
22804_drw.pdf | 2 | 1 | HOSE,5/8"IDx25FT, CUT TO 36"LONG | A042F070
22804_drw.pdf | 3 | 1 | HEATER,COOLANT,120V, - | 0333_0588_3
22804_drw.pdf | 4 | 1 | BRACKET, MOUNTING, GUARD, FIREPUMP | 8592
22804_drw.pdf | 5
22804_drw.pdf | 6
22804_drw.pdf | 7
22804_drw.pdf | 8 | 4 | CLAMP, WORM, .38 - 1.06 | 14992-10
22804_drw.pdf | 9 | 1 | BRKT,COOLANT-HEATER, 8.8L | 23227
22804_drw.pdf |  |  | 1/2" ID X 24"L | 24522_24
22805_drw.pdf | ITEM
22805_drw.pdf | 1 | 1 | TUBE,EXHAUST,WLD-STL, 8.8LCAC,TURBO TO CAT | 22105
22805_drw.pdf | 2 | 2 | SLEEVE, INSULATED KNITTED , EXHAUST,8.8L | 26664
22805_drw.pdf | 3 | 1 | FLANGE,EXHAUST,3", 8.8LCAC,CATALYST CONNECTION | 21640
22805_drw.pdf | 4 | 1 | BRKT,CATALYST-MNT, 8.8LITER | 22553
22805_drw.pdf |  |  | GASKET,EXHAUST,8.8L, CATALYST/MUFFLER | 22828
22805_drw.pdf |  |  | DUAL CHAMBER | A042D418
22806_drw.pdf | 1 | 1 | TUBE,COOLANT-HTR,2", 16GA,ALUMINIZED STEEL | 22998
22806_drw.pdf | 2 | 1 | COUPLING, HALF, 3/8 NPT | HALF-COUPLING-038NPT
22806_drw.pdf | of receiver, | receiving | LLC and is given to the receiver in confidence. and retaining of the document accepts the CUMMINS NPOWER LLC CORPORATE OFFICE | CUSTOM DESIGN AND UPFIT CENTER
22806_drw.pdf | dCoucmummiennstNiPnowceorn,fiidtenwciellan(d1)agnroetesustehatth,e | dCoucmummiennstNiPnowceorn,fiidtenwciellan(d1)agnroetesustehatth,e
22807_drw.pdf | ITEM
22807_drw.pdf | 1 | 1 | ALTERNATOR PART, NEWAGE | UCI274
22807_drw.pdf | 2 | 2 | ISOLATOR,VIBRATION, 50DUROMETER,1000LBS | 0402-0779-05
22807_drw.pdf | 3 | 1 | STRAP,GROUNDING,9", 1"WIDE | 7510
22807_drw.pdf | 4 | 1 | HOSE,PARKER 836, 1/2" ID X 24"L | 24522_24
22807_drw.pdf |  |  | HOSE,PARKER 836, 1/2" ID X 36"L | 24522_36
22807_drw.pdf |  |  | TO 4"LG | A042F070
22808_drw.pdf | ITEM
22808_drw.pdf | 1 | 1 | CONTROL_HSG_KIT, PCC2100 ONLY | 0300-5328-01
22808_drw.pdf | 2 | 1 | CB ENCLOSURE KIT, ONAN ASSEMBLY | 0320-1982
22808_drw.pdf | 3 | 1 | COVER,TERMINAL-BOX, REAR,14GA,PNT-STL | 21937
22809_drw.pdf | 1 | 1 | HOLD-DOWN,BATTERY, GRP 31 HARDWARE | 17493
22809_drw.pdf | 2 | 1 | ENGINE,8.8LCAC,NG/PV, CERTIFIED,FLEX-FUEL | 21193
22809_drw.pdf | 3 | 1 | FRAME,150KW-GENSET, WELDED,PNT-STL | 21612
22809_drw.pdf | 4 | 1 | MOUNT,AIR-CLEANER, 8.8LCAC-ENGINE | 21631
22809_drw.pdf | 5 | 1 | HOLD-DOWN, BATTERY, GRP 31 FRAME & CLIP | A042C206
22809_drw.pdf | 6
22809_drw.pdf | 7 | 1 | BUSHING,HOSE-ADAPTER, 2"OD X1-3/4ID,BLK-RBR | 902
22809_drw.pdf | 8 | 2 | BRACE,RADIATOR,FLAT, CUMMINS BLACK | 6441-08
22809_drw.pdf | 9 | 2 | ISOLATOR, DOME STYLE | 8954-2
22809_drw.pdf |  |  | 1"WIDE | 9757_001
22810_drw.pdf | 1 2 | 1 1 | ASM,CONTROL-BOX,BA;SE8.8LITER,LEFTHAND MNT ALTERNAT;ORPCC1302 & PCC2300 | A042H180
22810_drw.pdf | 3 | 2 | CABLE,2/0 355A @12;5C(PER FOOT) | A042H237
22810_drw.pdf | 4 | 2 | HOLE PLUG; - | 517-0131
22816_drw.pdf | 1 | 1 | 10626-4-6, FEMALE JIC, PARKER OR EQUIVALENT, DO NOT USE | 10626-4-6
22816_drw.pdf | 2 | 1 | 13926-6-6,FEMALE JIC 37° SWIVEL, 90° ELBOW, PARKER OR | EQUIV1A3L9E2N6T-6-6_CCR
22816_drw.pdf | 3 | 1 | 221FR-6 X 42.0" LG | 22816-001
22817_drw.pdf | ITEM
22817_drw.pdf | 1 | 1 | FTG, 10626-4-5, FEMALE JIC, PARKER OR EQUIVALENT | 16826-4-5
22817_drw.pdf | 2 | 1 | HOSE, 221FR-5 X 39.0" LG | 22817-001
22818_drw.pdf | ITEM
22818_drw.pdf | 1 | 1 | CIRCUIT BREAKER BOX, REFERENCE ASM | 0320-1995
22818_drw.pdf | 2 | 1 | ASSEMBLY,ENGINE TO FRAME, GTA28 ENCLOSED | 14301
22818_drw.pdf | 3
22818_drw.pdf | 4 | 1 | PANEL,SD,CON BOX,CB, MT HIGH,UC274/HC4&5 | 22591
22818_drw.pdf |  |  | ENCLOSURE,ASM GTA28, LV2, W/GAS PIPE EXIT HOLE | 22691
22818_drw.pdf |  |  | GTA8 ENCLOSED | 14303REF
22818_drw.pdf |  |  |  | 14628REF
22831_drw.pdf | ITEM
22831_drw.pdf | 1 | 1 | ENGINE, COOLING PACKAGE, ISF2.8s3, CAC, DEMO TRAILER | MNT22680
22831_drw.pdf | 2 | 1 | FAN, 20IN DIA W/CLUTCH / FLANGE | 22735
22831_drw.pdf | 3 | 1 | BASE, ISF2.8s3, CAC, DEMO TRAILER MNT | 22736
22831_drw.pdf | 4 | 4 | ISOLATOR, DOME STYLE | 8954-1
22831_drw.pdf |  |  | WASHER,FLAT, 0.50 | 8954-1
22831_drw.pdf |  |  |  | 20020-M12
22831_drw.pdf |  |  |  | 20100-050
22831_drw.pdf | 11 | 1
22831_drw.pdf | 12 | 1 | CLAMP, U-BOLT, 2.50"
22832_drw.pdf | 1 | 1 | TUBE, EXHAUST, DOC INLET, DEMO TRAILER MNT | 22745
22832_drw.pdf | 2 | 1 | 800 SERIES AIR CLEANER | 780053N
22832_drw.pdf | 3 | 3 | CLAMP, T-BOLT, 2.78-3.09 | 13164-0300
22832_drw.pdf | 4 | 2 | CLAMP, T-BOLT, 4.28-4.59 | 13164-0450
22832_drw.pdf | 5 | 32 | WASHER,FLAT, 0.38 | 20000-038
22832_drw.pdf | 6 | 4 | WASHER,FLAT, 0.50 | 20000-050
22832_drw.pdf |  |  | M12 | 20020-M12
22832_drw.pdf | 14 | 1 | PLATE, CONTROL / ECM MNT, DEMO TRAIL MNT
22832_drw.pdf | 15 | 1 | BRACKET, REAR ENG MNT, DEMO TRAILER MNT | 22742
22833_drw.pdf | ITEM
22833_drw.pdf | 1 | 1 | COOLING PACKAGE, POWER UNIT, ISF2.8s3, RICHARDSON | 22734
22833_drw.pdf | 2 | 1 | GUARD, BELT, RH, DEMO TRAIL MNT | 22751
22833_drw.pdf | 3 | 1 | GUARD, BELT, LH, DEMO TRAIL MNT | 22752
22833_drw.pdf | 4 | 1 | HOSE,HUMP, 2.50", CAC | 3641-250-600
22833_drw.pdf |  |  | HOSE,HUMP, 2.50", CAC | 3641-250-600
22833_drw.pdf |  |  | T-BOLT, 2.78-3.08 | 12975-0300
22833_drw.pdf |  |  |  | 12975-0350
22833_drw.pdf | 11 | 4
22833_drw.pdf | 12 | 6 | SCREW,HH, 0.38-16x1.25
22833_drw.pdf | 13 | 6 | SCREW,HH, M8-1.25x20
22833_drw.pdf | 14 | 8 | SCREW,HH, M8-1.25x25 | 20308-025
22833_drw.pdf | 15 | 1 | TUBE, CAC, AIR INTAKE, DEMO TRAIL MNT | 22748
22834_drw.pdf | 1 | 1 | FRAME, WELDMENT, LRG, MID RISE, CFP5.9/7E,
22834_drw.pdf | 3 | 2 | PLATE, PUMP BRACE, .25" x 1.50" x 22.00" | 12506-03
22834_drw.pdf | 4 | 1 | CENTER OF GRAVITY, DELETE FROM BOM | CENTER-OF-GRAVITY
22834_drw.pdf | 4.00
22834_drw.pdf | 10.00
22834_drw.pdf |  | 20.00
22834_drw.pdf |  |  | .25
22834_drw.pdf |  |  | .25
22834_drw.pdf | 1.81
22834_drw.pdf | 8.00
22834_drw.pdf |  |  | 31.00
22835_drw.pdf | 1 | 1 | ASSEMBLY, POWER MODULE, CFP9E-F10/20/30/40/50/60 | 15550
22835_drw.pdf | 2 | 1 | FRAME, GOULDS 8x10-21_3410, CFP9E, 3172 - UL LISTED | 22834
22835_drw.pdf | 3 | 1 | COMP FLANGE, 2.125 / .500x.250, 1810 / 3172
22835_drw.pdf | 4 | 1 | ADAPTER, U-JOINT, SAE#3, 1710/1810 | 13350
22835_drw.pdf | 5 | 1 | SHAFT, U3172, SHORT COUPLED | 13430
22835_drw.pdf | 6
22835_drw.pdf | 7 | 1 | PUMP, ITT/GOULDS | 8X10-21_3410
22840_drw.pdf | 1 | 1 | VALVE,BL -32 LK HDL, BRASS,NPTFxNPTF | 16145-32
22840_drw.pdf | 2 | 1 | GAUGE,NG LOW PRESS, W/THROTTLE PLUG XTU | 17929
22840_drw.pdf | 3 | 1 | KIT,ASCO CONN HDWR W/, O-RING FOR 8214 280 | 22585
22840_drw.pdf | 4 | 2 | UNION,NPTF,BLACK, 2 INCH W/NUT | B150UK
22840_drw.pdf | 5
22840_drw.pdf | 6
22840_drw.pdf | 7
22840_drw.pdf | 8
22840_drw.pdf | 9 | 5 | BRACKET,PIPE SUPPORT, 2.88 CTR TO CTR U250 | 17482
22841_drw.pdf | ITEM
22841_drw.pdf | 1 | 1 | CIRCUIT BREAKER BOX, REFERENCE ASM | 0320-1995
22841_drw.pdf | 2 | 1 | EXTENSION, FLANGED EXHAUST, KTA19 WITH FLANGED TURBO | OUT1L3E0T49
22841_drw.pdf | 3 | 1 | RACK, DUAL 8D BATTERY | 14150
22841_drw.pdf | 4 | 1 | ASSY,GEN TO FRAME,HC434, GTA855/GTA19/KTA19SLB | 14176
22841_drw.pdf |  |  | PCC2X | 18716
22841_drw.pdf |  |  |  | 22839
22843_drw.pdf | ITEM
22843_drw.pdf | 1 | 32 | WELDNUT, 1/4"-20 NC, _ | 14520
22843_drw.pdf | 2 | 1 | SHEET,SIDE,COND BX, HC4&5,1982 NO CNTRL | 22842
22843_drw.pdf | 3 | 1 | BRKT,CONDUIT BOX, 320-1982 MNT NO CNTRL | 23366
22844_drw.pdf | 1 | 4 | RAIL,4 X 6 (NOMINAL) X 180.0" LG, (3.5 x 6" ACTUAL) | 22844-01
22844_drw.pdf | 2 | 2 | XMBR,4 X 6 (NOMINAL) X 81.5" LG, (3.5 x 6" ACTUAL) | 22844-02
22844_drw.pdf | 3 | 5 | XMBR,2 X 6 (NOMINAL) X 81.5" LG, (1.75 x 6" ACTUAL) | 22844-03
22844_drw.pdf | C'BORE
22845_drw.pdf | 1 | 26 | WELDNUT, 1/4"-20 NC, _ | 14520
22845_drw.pdf | 2 | 1 | SHEET,SIDE,COND BOX, HC6 NO CNTR,320-1995 | 22846
22847_drw.pdf | ITEM
22847_drw.pdf | 1 | 1 | PLATE,ENG MOUNT,LH, - | 22849
22847_drw.pdf | 2 | 1 | GUSSET,ENG MOUNT, - | 22851
22847_drw.pdf | 3 | 1 | GUSSET,ENG MOUNT, - | 22852
22848_drw.pdf | ITEM
22848_drw.pdf | 1 | 1 | PLATE,ENG MOUNT,RH, - | 22850
22848_drw.pdf | 2 | 2 | GUSSET,ENG MOUNT, - | 22852
22868_drw.pdf | ITEM
22868_drw.pdf | 1 | 4 | WELDNUT, 1/4"-20 NC, _ | 14520
22868_drw.pdf | 2 | 1 | SHEET,GUARD, - | 22869
22871_drw.pdf | ITEM
22871_drw.pdf | 1 | 1 | SHEET,GUARD, - | 22872
22871_drw.pdf | 2 | 1 | SHEET,GUARD, - | 22873
22871_drw.pdf |  |  | TYP
22876_drw.pdf | ITEM
22876_drw.pdf | 1 | 1 | PLATE, MOUNTING | 18233
22876_drw.pdf | 2 | 2 | BRACE | 18238
22876_drw.pdf | 3 | 1 | PLATE, SIDE | 22877
22876_drw.pdf | 4 | 1 | PLATE, SIDE | 22878
22876_drw.pdf |  |  | GUSSET | 22879
22876_drw.pdf |  |  |  | 22897
22876_drw.pdf |  |  | 1
22876_drw.pdf |  |  | DCA
22876_drw.pdf |  |  | 3
22880_drw.pdf | ITEM
22880_drw.pdf | 1 | 1 | LEG, MOUNTING | 22884
22880_drw.pdf | 2 | 1 | PAD, MOUNTING | 22885
22880_drw.pdf |  |  | 1
22881_drw.pdf | ITEM
22881_drw.pdf | 1 | 1 | LEG, MOUNTING | 22882
22881_drw.pdf | 2 | 1 | PAD, MOUNTING | 22883
22888_drw.pdf | 1 | 1 | SIDE, MOUNTING BRACKET | 22886
22888_drw.pdf | 2 | 1 | BACK, MOUNTING BRACKET | 22887
22888_drw.pdf | 3 | 1 | GUSSET, MOUNTING, OPERATORS STATION, CFP9E | 23495
22889_drw.pdf | ITEM
22889_drw.pdf | 1 | 2 | WELDNUT, 1/4"-20 NC, _ | 14520
22889_drw.pdf | 2 | 1 | FLAT,BRKT, - | 22890
22891_drw.pdf | ITEM
22891_drw.pdf | 1 | 2 | WELDNUT, 1/4"-20 NC, _ | 14520
22891_drw.pdf | 2 | 1 | FLAT,BRKT, - | 22892
22893_drw.pdf | 1 | 1 | BRACKET, MOUNTING, OPERATORS STATION, CFP9E | 22888
22893_drw.pdf | 2 | 2 | GROMMET, 1.5 x 2.75 OVAL | 508-1057
22893_drw.pdf | 3 | 2 | CONTACTOR, MANUAL OVERIDE, CFP | 8824
22893_drw.pdf | 4 | 1 | BATTERY ISOLATOR, FIRE PUMP | 8838
22893_drw.pdf | 5 | 1 | FACTORY SETTINGS TAG, FIREPUMP | 9526-02
22893_drw.pdf | 6 | 1 | FIELD SETTINGS TAG, FIREPUMP | 9526-03
22893_drw.pdf | 7 | 1 | DATA TAG, FIREPUMP | 9534
22893_drw.pdf | 8 | 12 | RIVET, ALUMINUM, 0.187 DIA., 0.25-0.38 GRIP | 15413
22893_drw.pdf | 9 | 1 | BRACKET, OPERATOR STATION | 15480
22893_drw.pdf | 10
22893_drw.pdf | 11 | 2 | WASHER,FLAT, M10 | 20020-M10
22893_drw.pdf | 12 | 4 | WASHER,FLAT, M12 | 20020-M12
22893_drw.pdf | 13 | 4 | WASHER,FLAT, M5 | 20020-M5
22893_drw.pdf | 14 | 8 | WASHER,FLAT, M6 | 20020-M6
22893_drw.pdf | 15 | 8 | NUT,HEX, 0.25-20 | 20100-025
22893_drw.pdf | 16 | 4 | NUT,HEX, M5-0.80 | 20120-M5
22898_drw.pdf | ITEM
22898_drw.pdf | 1 | 1 | PLATE, MOUNTING | 18233
22898_drw.pdf | 2 | 2 | BRACE | 18238
22898_drw.pdf | 3 | 2 | PLATE, SIDE | 22442
22898_drw.pdf | 4 | 1 | FOOT, MOUNTING | 22897
22898_drw.pdf |  |  | PLATE, MOUNTING | 22926
22898_drw.pdf |  |  | 1
22898_drw.pdf | (3.50)
22898_drw.pdf |  |  | 5
22899_drw.pdf | ITEM
22899_drw.pdf | 1 | 1 | LEG, MOUNTING | 22882
22899_drw.pdf | 2 | 1 | FOOT, MOUNTING | 22901
22899_drw.pdf |  |  | 1
22900_drw.pdf | ITEM
22900_drw.pdf | 1 | 1 | LEG, MOUNTING | 22884
22900_drw.pdf | 2 | 1 | FOOT, MOUNTING | 22902
22903_drw.pdf | ITEM
22903_drw.pdf | 1 | 1 | BASE,CONTROL-PANEL, 14GA,PNT-STL | 21933
22903_drw.pdf | 2 | 1 | WIREWAY,1.5x3TALL, LIGHT GRAY PVC | G15X3LG6
22903_drw.pdf | 3 | 3 | FUSE, 1-1/4" X 1/4" GLASS, 10 AMP, FAST ACTING | 19232-022
22903_drw.pdf | 4 | 1 | PLUG,.875"HOLE,PLSTC, HEYCO-3997,GRAY | 22554
22903_drw.pdf |  |  | CAP, DIN RAIL, PHEONIX CONTACT | 1206560
22903_drw.pdf |  |  | PHOENIX CONTACT, UK6,3-HESI | 3004171
22903_drw.pdf | 11
22903_drw.pdf | 12
22903_drw.pdf | 13 | 1 | RAIL,TERMINAL BLOCK, 210mm LG
22903_drw.pdf | 14 | 2 | -, - | HD34-24_CCR
22903_drw.pdf | 15 | 3 | RELAY, SPDT, 24VDC, 12A, CNP NUMBER 17031 | RJ2S-CD-D24
22904_drw.pdf | 1 | 1 | HOLD-DOWN,BATTERY, GRP 31 HARDWARE | 17493
22904_drw.pdf | 2 | 1 | ENGINE,8.8LCAC,NG/PV, CERTIFIED,FLEX-FUEL | 21193
22904_drw.pdf | 3 | 1 | FRAME,150KW-GENSET, WELDED,PNT-STL | 21612
22904_drw.pdf | 4 | 1 | MOUNT,AIR-CLEANER, 8.8LCAC-ENGINE | 21631
22904_drw.pdf | 5 | 1 | HOLD-DOWN, BATTERY, GRP 31 FRAME & CLIP | A042C206
22904_drw.pdf | 6
22904_drw.pdf | 7 | 1 | BUSHING,HOSE-ADAPTER, 2"OD X1-3/4ID,BLK-RBR | 902
22904_drw.pdf | 8 | 2 | BRACE,RADIATOR,FLAT, CUMMINS BLACK | 6441-08
22904_drw.pdf | 9 | 2 | ISOLATOR, DOME STYLE | 8954-2
22904_drw.pdf | 10 | 1 | STRAP,GROUNDING,12", 1"WIDE | 9757_001
22904_drw.pdf | 11
22904_drw.pdf | 12
22904_drw.pdf | 13 | 1 | T-BOLT, 4.28-4.59 | 13164-0450
22904_drw.pdf |  |  |  | 14992-06
22909_drw.pdf |  |  |  | 0541-1414-02
22909_drw.pdf | 1 2 | 1 1 | CONTROL KIT,PCC1302 ASM,CONTROL-BOX,BA;SE8.8LITER,LEFTHAND MNT | 22903
22909_drw.pdf | 3 | 1 | HARNESS,LOWER ALTERNAT;ORPCC1302 & PCC2300 | A042H180
22909_drw.pdf | 4 | 2 | CABLE,2/0 355A @12;5C(PER FOOT) | A042H237
22910_drw.pdf | 1 2 | 1 1 | ASM,CONTROL-BOX,BA;SE8.8LITER,LEFTHAND MNT ALTERNAT;ORPCC1302 & PCC2300 | A042H180
22910_drw.pdf | 3 | 2 | CABLE,2/0 355A @12;5C(PER FOOT) | A042H237
22910_drw.pdf | 4 | 2 | HOLE PLUG; - | 517-0131
22912_drw.pdf | ITEM
22912_drw.pdf | 1 | 1 | ANGLE, STRUCTURAL, ESPAR HEATER | 22913
22912_drw.pdf | 2 | 2 | BAR, MOUNT, ESPAR HEATER | 22914
22912_drw.pdf | 3 | 1 | PLATE, SPACER, ESPAR HEATER | 22915
22912_drw.pdf |  |  | 2
22912_drw.pdf |  |  |  | 2
22925_drw.pdf |  |  |  | 12268-16-16
22925_drw.pdf | 1 2 | 2 1 | ELBOW,MALE UNIO;N90DEG -16 JIC X -16 ORB,S UNIO;N90D -16 ORB X -16 ORFS,S | 12352-16-16
22925_drw.pdf | 3 | 1 | ELBOW,MALE UNIO;N90D -20 ORB X -16 ORFS,S | 12352-16-20
22925_drw.pdf | 4 | 4 | WASHER,PLAI;N 0.50, B18.21.1 TYPE B,REG | 20000-050
22927_drw.pdf | ITEM
22927_drw.pdf | 1 | 2 | HOSE END, FEMALE JIC SWIVEL, PARKER OR EQUIVALENT | 10626-16-16
22927_drw.pdf | 2 | 1 | HOSE, PARKER 206PKR, 36.0" LG | 22927-001
22928_drw.pdf | ITEM
22928_drw.pdf | 1 | 1 | HOSE, PARKER 206PKR, 31.0" LG | 22928-001
22928_drw.pdf | 2 | 2 | HOSE END, ORFS, 7/8" HOSE (-16) | 1JC26-16-16
22929_drw.pdf | ITEM
22929_drw.pdf | 1
22929_drw.pdf | 2 | 1 | HOSE, DUPLEX FUEL SUPPLY, CFP9E | 22930
22929_drw.pdf | 3 | 1 | HOSE, DUPLEX FUEL RETURN, CFP9E | 22931
22929_drw.pdf | 4 | 1 | ASSEMBLY, BRACKET, DUPLEX FUEL, CFP9E | 22932
22929_drw.pdf | 11
22929_drw.pdf | 12 | 1 | WASHER,FLAT, M10
22929_drw.pdf | 13 | 4 | NUT,HEX,PT, .50-13
22929_drw.pdf | 14 | 4 | SCREW,HH, 0.50-13x1.50 | 20250-150
22929_drw.pdf | 15 | 1 | SCREW,HH, M10-1.50x30 | 20310-030
22930_drw.pdf | ITEM | QTY
22930_drw.pdf | 1 | 1 | FTG, 13926-10-10,FEMALE JIC 37° SWIVEL, 90° ELBOW, | PARKER13O9R26E-Q1U0I-V1A0L_ECNCTR
22930_drw.pdf | 3 | 1 | HOSE, PARKER 206PKR, 38.0" LG | 22930-001
22931_drw.pdf | ITEM | QTY
22931_drw.pdf | 1 | 2 | HOSE END, 16826-10-10, FEMALE | 16826-10-10_CCR
22932_drw.pdf | 1 | 1 | PLATE, MOUNTING | 22933
22932_drw.pdf | 2 | 1 | PLATE, MOUNTING | 22934
22932_drw.pdf | 3 | 1 | BRACKET, ANGLE | 22935
22932_drw.pdf | 4 | 1 | TUBE, BRACKET | 22936
22937_drw.pdf | ITEM
22937_drw.pdf | 1 | 1 | TUBE,EXHAUST, - | 22938
22937_drw.pdf | 2 | 1 | TUBE,EXHAUST OUTLET, _ | 3903552
22941_drw.pdf | ITEM
22941_drw.pdf | 1 | 4 | WELDNUT, 1/4"-20 NC, _ | 14520
22941_drw.pdf | 2 | 1 | PLATE,STAND, - | 22942
22941_drw.pdf | 3 | 1 | GUSSET,STAND, - | 22943
22941_drw.pdf | 4 | 1 | PLATE,STAND, - | 22944
22941_drw.pdf |  |  | TUBE,STAND, - | 22945
22946_drw.pdf | ITEM
22946_drw.pdf | 1 | 14 | WELDNUT, 1/4"-20 NC, _ | 14520
22946_drw.pdf | 2 | 1 | SHEET,MOUNT, - | 22947
22948_drw.pdf | ITEM
22948_drw.pdf | 1 | 1 | SHEET,MOUNT, - | 22949
22948_drw.pdf | 2 | 1 | SHEET,MOUNT, - | 22950
22951_drw.pdf | ITEM
22951_drw.pdf | 1 | 3 | WELDNUT, 1/4"-20 NC, _ | 14520
22951_drw.pdf | 2 | 1 | SHEET,EXHAUST SHIELD, - | 22952
22953_drw.pdf | ITEM
22953_drw.pdf | 1 | 3 | WELDNUT, 1/4"-20 NC, _ | 14520
22953_drw.pdf | 2 | 1 | SHEET,EXHAUST SHIELD, - | 22954
22957_drw.pdf | ITEM
22957_drw.pdf | 1 | 1 | PLATE,SUPPORT, - | 22958
22957_drw.pdf | 2 | 1 | GUSSET,SUPPORT, - | 22959
22960_drw.pdf | ITEM
22960_drw.pdf | 1 | 1 | BRACKET, COOLANT HEATER, CFP9E | 13584
22960_drw.pdf | 2 | 1 | HOSE, SILICONE, 3/4" ID, 9.00" | 14194
22960_drw.pdf | 3 | 1 | HOSE, SILICONE, 3/4" ID, 22.50" | 14194
22960_drw.pdf | 4
22960_drw.pdf | 5
22960_drw.pdf | 6
22960_drw.pdf | 7
22960_drw.pdf | 8
22960_drw.pdf | 9 | 4 | ISOLATOR, STUD MOUNT, 1/4-20, TECH PRODUCTS #51201 | 13102
22960_drw.pdf | 10
22960_drw.pdf | 11 | 4 | CLAMP, WORM, .69-1.25 | 14990-12
22960_drw.pdf | 12 | 2 | NIPPLE, MARINE GRADE, 3/4" X 1-3/8" | 15761
22960_drw.pdf | 13
22960_drw.pdf | 14 | 4 | NUT,HEX, 0.25-20 | 20100-025
22960_drw.pdf | 15 | 4 | SCREW,HH, 0.25-20x0.50 | 20225-050
22960_drw.pdf | 16 | 2 | SCREW,HH, M8-1.25x40 | 20308-040
22961_drw.pdf | ITEM
22961_drw.pdf | 1 | 1 | PLATE,CROSSMEMBER LINER, - | 22962
22963_drw.pdf | 1 | 1 | WELDMENT, OPERATOR STATION MTG, CFP9E | 15073
22963_drw.pdf | 2 | 1 | TUBE, AIR CLEANER, CFP9E | 15481
22963_drw.pdf | 3 | 1 | ASSEMBLY, AIR CLEANER MOUNT, CFP9E | 22701
22963_drw.pdf | 4 | 1 | CLAMP, T-BOLT, 4.28-4.59 | 13164-0450
22963_drw.pdf | 5 | 2 | CLAMP, T-BOLT, 5.28-5.59 | 13164-0550
22963_drw.pdf | 6 | 1 | CLAMP, T-BOLT, 6.28-6.59 | 13164-0650
22963_drw.pdf | 7 | 2 | ISOLATOR, PLATE MOUNT, 3 LB (YELLOW MARK) | 15400
22963_drw.pdf | 8 | 2 | ISOLATOR, PLATE MOUNT, 6 LB (RED MARK) | 15412
22963_drw.pdf | 9 | 12 | RIVET, ALUMINUM, STEEL SHANK, 0.156 DIA, 0.25-0.38 | 15414
22963_drw.pdf | 10 | 2 | FENDER WASHER, 0.281 X 1.25 | 15421
22963_drw.pdf | 11 | 4 | SCREW, SELF LOCKING, 0.25-20 X 1.00, PH OR BH | 15422
22963_drw.pdf | 12 | 1 | BRACE, KNEE | 15479
22963_drw.pdf | 13 | 1 | EDGING, VINYL W/ METAL CORE, 0.25" GRIP, 11" LONG | 15690
22963_drw.pdf | 14 | 2 | WASHER, RETAINING, M10 | 16662-13
22963_drw.pdf | 15
22963_drw.pdf | 16 | 17 | WASHER,FLAT, M10 | 20020-M10
22967_drw.pdf | ITEM
22967_drw.pdf | 1 | 1 | WLDMNT,SHIELD,REAR, TIMBERPRO | 22968
22967_drw.pdf | 2 | 1 | WLDMNT,BRKT,MTG,FRT, TIMBERPRO | 22971
22967_drw.pdf | 3 | 1 | WLDMNT,SHIELD,FRONT, TIMBERPRO | 22973
22967_drw.pdf | 4 | 2 | WASHER,FLAT, 0.38 | 20000-038
22967_drw.pdf |  |  | WASHER,FLAT, M10 | 20020-M10
22967_drw.pdf |  |  |  | 20308-020
22967_drw.pdf |  |  |  | 20310-060
22968_drw.pdf | ITEM
22968_drw.pdf | 1 | 1 | SHIELD,REAR, TIMBERPRO | 22969
22968_drw.pdf | 2 | 2 | SPACER,1.00"X1.63", TIMBERPRO | 22970
22968_drw.pdf | 3 | 1 | DEFLECTOR,SHIELD, TIMBERPRO | 22976
22971_drw.pdf | ITEM
22971_drw.pdf | 1 | 1 | NUT, WELD OFFSET HOLE, 8MM X 1.25, - | 13110
22971_drw.pdf | 2 | 1 | BRKT, MTG, FRONT, TIMBERPRO | 22972
22973_drw.pdf | ITEM
22973_drw.pdf | 1 | 1 | NUT, WELD OFFSET HOLE, 8MM X 1.25, - | 13110
22973_drw.pdf | 2 | 1 | SHIELD,FRONT, TIMBERPRO | 22974
22977_drw.pdf | ITEM
22977_drw.pdf | 1 | 4 | WELDNUT, 1/4"-20 NC, _ | 14520
22977_drw.pdf | 2 | 1 | GUARD,RAIN 6" TUBE | 23002
22977_drw.pdf | 3 | 1 | GUARD,RAIN 6" TUBE | 23003
22978_drw.pdf | ITEM
22978_drw.pdf | 1 | 2 | PLATE,BRACE, - | 22979
22978_drw.pdf | 2 | 1 | CHANNEL,BRACE, - | 22980
22984_drw.pdf | ITEM
22984_drw.pdf | 1 | 1 | PLATE,BRACE, - | 22985
22984_drw.pdf | 2 | 1 | GUSSET,BRACE, - | 22986
22987_drw.pdf | ITEM
22987_drw.pdf | 1 | 1 | PLATE,BRACE, - | 22988
22987_drw.pdf | 2 | 1 | PLATE,BRACE, - | 22989
22987_drw.pdf | 3 | 1 | GUSSET,BRACE, - | 22990
22995_drw.pdf | IITTEEMM
22995_drw.pdf | 11 | 22 | CCLLAAMMPP,, UU--BBOOLLTT,, 11..6633"" OODD,, ZZIINNCC PPLLAATTEEDD SSTTEEEELL,, 55//1166""--1188 | UUAANN00CC4422AA556622
22995_drw.pdf | 22 | 11 | CCLLAAMMPP,,MMUUFFFFLLEERR,,11..5500 NNOOMM,, 55//1166--1188 TTHHDD | 00115555--11223399
22995_drw.pdf | 33 | 11 | SSOOLLEENNOOIIDD VVAALLVVEE KKIITT | 330077--22889900
22995_drw.pdf | 44 | 11 | SSWWIITTCCHH--LLOOWW__PPRREESSSSUURREE,, 33"" WWCC CCLLOOSSEE OONN DDEECCRREEAASSEE | 330099--00666699--0011
22995_drw.pdf |  |  | EELLBBOOWW,, 9900°°,, 11"" NNPPTTFF,, BBLLKK IIRROONN | LLTTLL--EE119900
22995_drw.pdf |  |  | BBLLAACCKK PPIIPPEE | 2222779999
22995_drw.pdf |  |  |  | 2222999999
22996_drw.pdf | ITEM
22996_drw.pdf | 1 | 1 | KIT,8.8L,LIQUID(LP), VAPORIZER,PSI#39300123 | 23229
22996_drw.pdf | 2 | 1 | HOSE, FUEL 3/4" ID, 20"LONG | 26601
22996_drw.pdf | 3 | 1 | FITTING, TUBE, 3/4", BENT-TUBE,5/8"DIA | A042F244
22996_drw.pdf | 4 | 1 | SOLENOID VALVE KIT | 307-2890
22996_drw.pdf | 11 | 1 | CLAMP,
22996_drw.pdf | 12 | 2 | CLAMP, WORM, .81 - 1.50
22996_drw.pdf | 13
22996_drw.pdf | 14 | 1 | BRKT,FUEL-VAPORIZER, 8.8L, LIQUID PROPANE | 23027
22996_drw.pdf | 15 | 1 | CLAMP, LOOM, 1.25 ID | 26963-20
22997_drw.pdf | ITEM
22997_drw.pdf | 1 | 1 | KIT,8.8L,LIQUID(LP), VAPORIZER,PSI#39300123 | 23229
22997_drw.pdf | 2 | 2 | CLAMP, U-BOLT, 1.63" OD, ZINC PLATED STEEL, 5/16"-18 | UAN0C42A562
22997_drw.pdf | 3 | 1 | FITTING, TUBE, 3/4", BENT-TUBE,5/8"DIA | A042F244
22997_drw.pdf | 4 | 1 | SOLENOID VALVE KIT | 307-2890
22997_drw.pdf |  |  | SWITCH-LOW_PRESSURE, 3" WC CLOSE ON DECREASE | 309-0669-01
22997_drw.pdf | 11 | 1 | CLAMP,
22997_drw.pdf | 12 | 2 | CLAMP, WORM, .81 - 1.50
22997_drw.pdf | 13
22997_drw.pdf | 14 | 1 | BRKT,L-SHAPE,FLT-BAR, 8.8L,GAS PIPE BRACE | 22999
22997_drw.pdf | 15 | 1 | BRKT,FUEL-VAPORIZER, 8.8L, LIQUID PROPANE | 23027
23001_drw.pdf | ITEM
23001_drw.pdf | 1 | 1 | PLATE,BRACE, - | 22992
23001_drw.pdf | 2 | 1 | PLATE,BRACE, - | 22993
23004_drw.pdf | ITEM
23004_drw.pdf | 1 | 1 | COVER,TURBO, TIMBERPRO, SUB ASSY | 23005
23004_drw.pdf | 2 | 1 | WASHER,FLAT, 0.38 | 20000-038
23004_drw.pdf | 3 | 1 | SCREW,HH, M8-1.25x20 | 20308-020
23004_drw.pdf | 4 | 1 | COVER,TURBO,REAR, TIMBERPRO | 23006
23005_drw.pdf | ITEM
23005_drw.pdf | 1 | 1 | NUT, WELD OFFSET HOLE, 8MM X 1.25, - | 13110
23005_drw.pdf | 2 | 1 | COVER,TURBO,FRONT, TIMBERPRO | 23008
23005_drw.pdf |  |  | 1
23009_drw.pdf | ITEM
23009_drw.pdf | 1 | 1 | PLATE,BRACE, - | 22993
23009_drw.pdf | 2 | 1 | PLATE,BRACE, - | 23010
23009_drw.pdf | 3 | 1 | PLATE,BRACE, - | 23011
23012_drw.pdf | ITEM
23012_drw.pdf | 1 | 1 | PLATE,BRACE, - | 22993
23012_drw.pdf | 2 | 1 | PLATE,BRACE, - | 23011
23012_drw.pdf | 3 | 1 | PLATE,BRACE, - | 23013
23016_drw.pdf | 1 | 1 | RAD/LTA,QST30-G5 HORIZ W/FAN,MOTOR & SURGE, TANK,L&M PACKAGE,LORAM | RG331 R1E9P1O17
23019_drw.pdf | 1 2 | 1 1 | ASSEMBLY, ELECTRIC;ALRAIL GRINDER QST30 ENCLOSURE,RAD,SEC;TLORAM,RS300/400 | 19488
23019_drw.pdf | 3 | 1 | ENCLOSURE, ENG SEC;TLORAM RS300/400 | 19489
23019_drw.pdf | 4 | 1 | ASSY,ENGINE TO FRA;MEQST30 | 19669
23030_drw.pdf | ITEM
23030_drw.pdf | 1 | 1 | TUBE,EXHAUST,WLD-STL, 8.8LCAC,TURBO TO CAT | 22105
23030_drw.pdf | 2 | 2 | SLEEVE, INSULATED KNITTED , EXHAUST,8.8L | 26664
23030_drw.pdf | 3 | 1 | BRKT,CATALYST-MNT, 8.8LITER | 22553
23030_drw.pdf | 4 | 2 | GASKET,EXHAUST,8.8L, CATALYST/MUFFLER | 22828
23030_drw.pdf |  |  | MUFFLER, 10" DIA x 36", 8.8L, CRITICAL GRADE | 23028
23030_drw.pdf |  |  | 89435A | 89435A
23030_drw.pdf |  |  |  | A042D418
23051_drw.pdf | 1 | 2 | VALVE,BL -32 LK HDL, BRASS,NPTFxNPTF | 16145-32
23051_drw.pdf | 2 | 2 | UNION,NPTF,BLACK, 2 INCH W/NUT | B150UK
23051_drw.pdf | 3
23051_drw.pdf | 4
23051_drw.pdf | 5 | 1 | VALVE, BALL, 1/4" NPT FEMALE | FA60204-1
23051_drw.pdf | 6
23051_drw.pdf | 7
23051_drw.pdf | 8 | 2 | REGULATOR/STRAINER, 2" NPT, SEA WATER COMPATIBLE | 13684
23051_drw.pdf | 9 | 1 | VALVE, SOLENOID, 2" NPT, 24VDC, 5-150 PSI | 13904
23051_drw.pdf | 10
23051_drw.pdf | 11
23051_drw.pdf | 12
23051_drw.pdf | 13
23051_drw.pdf | 14
23051_drw.pdf | 15 | 1 | BUSHING,RED HEX BLK, 2" FEM TO 3" MALE NPT | 17866
23051_drw.pdf | 16 | 2 | VALVE,CHECK,2.00 FNPTxFNPT | 19834
23052_drw.pdf | 1 | 1 | HOSE,PARKER, 801, 1/4" ID, PUSH-LOC,41.75LG | 801-04-032
23052_drw.pdf | 2 | 1 | HOSE,PARKER 801, 1/4" ID, PUSH-LOC,38.06LG | 801-04_033
23052_drw.pdf | 3 | 2 | HOSE,PARKER,801, 1/4" ID,PUSH-LOC,58.75LG | 801-04_034
23052_drw.pdf | 4 | 1 | GUARD,BELT, GTA855/E | 18262
23052_drw.pdf | 5 | 1 | FRAME WLDMNT,SG TANK, GTA855E HX | 23713
23052_drw.pdf | 6 | 1 | HEAT EXCHANGER,AC, ROCORE CC-1224-D6-2 | 23798
23052_drw.pdf | 7 | 1 | HEAT EXCHANGER,JW, ROCORE CC-1224-D6-1 | 23799
23052_drw.pdf | 8 | 1 | ELBOW,HOSE,2-1/2" ID, TRIM TO DIM LENGHT | ELBOW_21115-01
23052_drw.pdf | 9 | 1 | PIPE NIPPLE, 1 X 5, BLK STL | 56-107
23052_drw.pdf | 10 | 1 | HOSE, 801 , PARKER, 24" LONG | 801-16
23052_drw.pdf | 11 | 1 | ADAPTER,HOSE,2.25-2.00, - | 903
23052_drw.pdf | 12
23052_drw.pdf | 13
23052_drw.pdf | 14 | 1 | TEE, UNION, -32 FNPT,STEEL | 12205-32
23052_drw.pdf | 15
23052_drw.pdf | 16
23054_drw.pdf | ITEM
23054_drw.pdf | 1 | 1 | AGENCY APPROVAL | AP5050
23054_drw.pdf | 2 | 1 | BASE COMPONENT | BC5004
23054_drw.pdf | 3 | 1 | VIBRATION DAMPER | DA5080
23054_drw.pdf | 4 | 1 | DRAIN LOCATION | DL5010
23054_drw.pdf |  |  | CUSTOMER INTERFACE SOFTWARE | DO5067
23054_drw.pdf |  |  |  | EA5011
23054_drw.pdf |  |  |  | EE5067
23054_drw.pdf | 11 | 1
23054_drw.pdf | 12 | 1 | FUEL RATING
23054_drw.pdf | 13 | 1 | CHECK VALVE
23054_drw.pdf | 14 | 1 | FUEL SHUTOFF VALVE | FV5002
23054_drw.pdf | 15 | 1 | FLYWHEEL | FW5050
23055_drw.pdf | ITEM
23055_drw.pdf | 1 | 1 | AGENCY APPROVAL | AP5034
23055_drw.pdf | 2 | 1 | BASE COMPONENT | BC5004
23055_drw.pdf | 3 | 1 | VIBRATION DAMPER | DA5080
23055_drw.pdf | 4 | 1 | DRAIN LOCATION | DL5010
23055_drw.pdf |  |  | CUSTOMER INTERFACE SOFTWARE | DO5067
23055_drw.pdf |  |  |  | EA5011
23055_drw.pdf |  |  |  | EE5067
23055_drw.pdf | 11 | 1
23055_drw.pdf | 12 | 1 | FUEL RATING
23055_drw.pdf | 13 | 1 | CHECK VALVE
23055_drw.pdf | 14 | 1 | FUEL SHUTOFF VALVE | FV5002
23055_drw.pdf | 15 | 1 | FLYWHEEL | FW5050
23079_drw.pdf | ITEM
23080_drw.pdf | ITEM
23080_drw.pdf | 1 | 1 | HEADER, COOLING LOOP, CFP30E | 23056
23080_drw.pdf | 2 | 2 | COUPLING, COOLING LOOP HEADER, CFP30E | 23057
23080_drw.pdf | 3 | 1 | CAP, COOLING LOOP HEADER, CFP30E | 23058
23080_drw.pdf | 4 | 1 | HALF COUPLING 1/4", McMASTER-CARR | 45005K212
23087_drw.pdf | ITEM
23087_drw.pdf | 1 | 1 | PLATE,SIDE-MNT, RELOCATE PCC2100 | 23086
23087_drw.pdf | 2 | 1 | BRKT,CONTROL-BOX-MNT, RELOCATE PCC2100,LFT | 23088
23087_drw.pdf | 3 | 1 | BRKT,CONTROL-BOX-MNT, RELOCATE PCC2100,RHT | 23089
23090_drw.pdf | ITEM
23090_drw.pdf | 1 | 1 | GENSET,8.8L, TERMINAL BOX/CONTROL HSG | 22808
23090_drw.pdf | 2 | 1 | BRKT,CONTROL-BOX SPRT, 150KW,NO CIRCUIT BRK BOX | 23085
23090_drw.pdf | 3 | 1 | HOSE,PARKER 836, 1/2" ID X 24"L | 24522_24
23090_drw.pdf | 4 | 1 | HOSE,PARKER 836, 1/2" ID X 36"L | 24522_36
23090_drw.pdf |  |  | TO 4"LG | A042F070
23091_drw.pdf | 1 | 1 | ASSEMBLY, POWER MODULE, CFP7E-F10/20/30/40/50/60 | 15547
23091_drw.pdf | 2 | 1 | FRAME, AURORA PUMP #124, CFP7E | 23092
23091_drw.pdf | 3 | 1 | EXHAUST, 90* HALF MARMON, 3" TURBO OUT, 3" NPT | 23112
23092_drw.pdf | 1 | 2 | SIDE, FRAME, CFP7E | 23093
23092_drw.pdf | 2 | 1 | END, FRAME FRONT, CFP7E | 23094
23092_drw.pdf | 3 | 1 | END, FRAME REAR, CFP7E | 23095
23092_drw.pdf | 4 | 4 | BAR, FRAME, CFP7E | 23096
23092_drw.pdf | 5
23092_drw.pdf | 6 | 1 | SUPPORT, REAR ENGINE, CFP7E | 23098
23092_drw.pdf | 7 | 2 | SUPPORT, PUMP, CFP7E | 23100
23092_drw.pdf | 8 | 2 | GUSSET, PUMP SUPPORT, CFP7E | 23101
23092_drw.pdf | 9 | 4 | GUSSET, ENGINE SUPPORT, CFP7E | 23102
23107_drw.pdf | ITEM
23107_drw.pdf | 1 | 1 | LOAD BANK,100KW 480V, 3 PH 60 HZ SIMPLEX | 23053
23107_drw.pdf | 2 | 8 | WELDNUT, 1/4"-20 NC, _ | 14520
23107_drw.pdf | 3 | 2 | BRACKET,ANGLE LOAD, BANK VERT MOUNTING | 23103
23107_drw.pdf | 4 | 2 | BRACKET,FLAT DUCT, LOAD BANK MOUNTING | 23104
23107_drw.pdf |  |  | BRACKET,LOAD BANK, MAIN SUPPORT ARM | 23105
23107_drw.pdf |  |  | THROUGH
23110_drw.pdf | ITEM
23110_drw.pdf | 1 | 1 | TANK,DEF RESERVOIR, NIPPON SHARYO | 23059
23110_drw.pdf | 2 | 2 | HEAD UNIT, DEF MULTIFUNCTION, QUALITY SENSOR | 22626
23110_drw.pdf | 3 | 1 | FILL NECK,BOLT ON, - | 22627
23110_drw.pdf | 4 | 1 | CAP.DEF TANK FILL, - | 22628
23110_drw.pdf |  |  | RING,MOUNTING,STAINLESS, - | 22795
23110_drw.pdf |  |  | SS, - | 22796
23112_drw.pdf | ITEM
23112_drw.pdf | 1 | 1 | ELBOW, 3" EXHAUST | 23114
23114_drw.pdf | 1 | 1 | ELBOW, FORMED, 90 DEG, 3.00 O.D., GTE INDUSTRIES | 57-300
23114_drw.pdf | 2 | 1 | MARMON. 3" | 23113
23114_drw.pdf | 3 | 1 | COUPLING, HALF, 1/4", STEEL, McMASTER-CARR | 4513K710_CCR
23114_drw.pdf |  |  | 3
23115_drw.pdf | 1 | 1 | ASSEMBLY, SHAFT GUARD, SAE #3, FIREPUMP | 9494
23115_drw.pdf | 2 | 1 | FRAME, AMERICAN MARSH 4X5X18, CFP5.9, 1610 DRIVESHAFT | 12434-01
23115_drw.pdf | 3 | 1 | ASSEMBLY, POWER UNIT, RADIATOR COOLED, CFP5.9 F10-50 | 17976
23115_drw.pdf | 4
23115_drw.pdf | 5 | 1 | ADAPTER, U-JOINT, 1480, 1550, 1610 | 12604
23115_drw.pdf | 6 | 1 | DRIVESHAFT, 1610 SHORT COUPLED, UL LISTED | 13420
23115_drw.pdf | 7 | 1 | PUMP, AMERICAN MARSH | 5x6x15
23115_drw.pdf | 7
23116_drw.pdf | ITEM
23116_drw.pdf | 1 | 1 | TUBE,DIPSTICK GUIDE, NIPPON SHARYO | A042C811
23116_drw.pdf | 2 | 1 | PLATE,OIL FILL, - | 23117
23116_drw.pdf | 3 | 1 | TUBE,OIL FILL, - | 23118
23116_drw.pdf | 4 | 1 | COUPLING,HALF,ORB, M18 X 1.5 | 23119
23116_drw.pdf |  |  | TUBE,OIL DRAIN, NIPPON SHARYO | 23120
23116_drw.pdf |  |  | 1/16-12 UN-2B,CECO | 4967711
23123_drw.pdf | ITEM
23123_drw.pdf | 1
23123_drw.pdf | 2 | 1 | HOSE,FUEL,NG,45.0 IN, - | 15109
23123_drw.pdf | 3 | 1 | BRACKET, PRESSURE REGULATOR, GTA855E | 24373
23123_drw.pdf | 4 | 1 | UNION,NPTF,BLACK, 2 INCH W/NUT | B150UK
23123_drw.pdf | 11 | 2
23140_drw.pdf | ITEM
23156_drw.pdf | 1 | 1 | HEATER, ENGINE COOLANT, 2500W / 240V / HOTSTART | 23155
23156_drw.pdf | 2 | 1 | HOSE,1 IN ID,HEATER HOSE, 20 INCHES LONG | A042F071
23156_drw.pdf | 3 | 1 | HOSE,1 IN ID,HEATER HOSE, 17 INCHES LONG | A042F071
23156_drw.pdf | 4
23156_drw.pdf | 5 | 1 | NIPPLE, 1" NPT x 2-1/2", 316 SS | 13035
23156_drw.pdf | 6 | 4 | CLAMP, WORM, .81 - 1.50 | 14990-16
23156_drw.pdf | 7 | 1 | BRKT,COOLANT-HTR-MNT, KIM BRAND HEATER STY CB/CL/WL | 21187
23156_drw.pdf | 8 | 1 | PLATE,SPACER, COOLANT HEATER BRKT | 23457
23156_drw.pdf | 9 | 1 | NIPPLE,1.00" NPT PIPE, 1.50" LONG | 26969_0150
23156_drw.pdf | 10
23156_drw.pdf | 11 | 1 | ELBOW, 45 DEG, 1.00" STREET | LTL-SE145
23158_drw.pdf | ITEM
23159_drw.pdf | ITEM
23159_drw.pdf | 16.20
23162_drw.pdf | 1 2 | 2 2 | GASKET,EXHAUST,CERAM;ICANSI 8" FLANGE 1.56" OD,0.39" ID, 0.09" THK | 0181
23162_drw.pdf | 3 | 8 | WASHER,SNUBBIN;GTECH PRODUCTS CORP | 0182
23162_drw.pdf | 4 | 16 | WASHER, SNUBBIN;GTECH PRODUCTS 0184 | 0184
23162_drw.pdf |  |  |  | 337-3587-01
23164_drw.pdf | ITEM
23164_drw.pdf | 1 | 1 | BRKT,SWITCH MOUNT, HOLLAND | 22268
23164_drw.pdf | 2 | 1 | BOX, 316SS, CKT BRKR, HOLLAND, 30x30x12 | 23157
23164_drw.pdf | 3 | 1 | BRACKET,BREAKER MOUNT, QSX15,HOLLAND | A042B313
23164_drw.pdf | 4 | 2 | KIT, LUG,2/0-400MCM, BREAKER,TOP | K6TJ
23164_drw.pdf |  |  | CURRENT TRANSFORMER, - | 302-2055-13
23164_drw.pdf |  |  | ABB T6N600EW | 22272
23164_drw.pdf |  |  |  | 22491
23164_drw.pdf | 11 | 8 | LUG,
23166_drw.pdf | 1 2 | 1 1 | COOLER, COPPER NICK;EL3" DIA, 2" NPT ENDS, FP23E MODULE, 2" NPT, 3 ANODES | 15804
23166_drw.pdf | 3 | 2 | GROUND STRAP, 1/4" BRA;ID24" LONG, 1/4" & 1/2" TERMINALS | 15843
23166_drw.pdf | 4 | 1 | GROUND STRAP, 1/4" BRA;ID12" LONG, 1/4" & 1/2" TERMINALS | 15813
23169_drw.pdf | ITEM
23169_drw.pdf | 1 | 1 | HEATER,OIL PAN, 1" NPT, 300W, 240V | 3825423
23169_drw.pdf | 2 | 1 | CORD, OIL HEATER Y W/ TSTAT, 1/2" NPT, 240V, 100 - | 1203F980620
23169_drw.pdf | 3 | 1 | BUSHING, 1" NPT X 1/2" NPT, REDUCER | LTL-SRB112
23170_drw.pdf | ITEM
23170_drw.pdf | 1 | 1 | HEATER,OIL PAN, 1" NPT, 300W, 120V | 3825417-C
23170_drw.pdf | 2 | 1 | CORD, OIL HEATER Y W/ TSTAT, 1/2" NPT, 120V, 100 - | 1203F825424
23170_drw.pdf | 3 | 2 | ADAPTER,1/2 NPT TO 1.06 ORB FM, STEEL | FF63153
23171_drw.pdf | ITEM
23171_drw.pdf | 1 | 1 | HEATER,OIL PAN, 1" NPT, 300W, 240V | 3825423
23171_drw.pdf | 2 | 1 | CORD, OIL HEATER Y W/ TSTAT, 1/2" NPT, 240V, 100 - | 1203F980620
23171_drw.pdf | 3 | 2 | ADAPTER,1/2 NPT TO 1.06 ORB FM, STEEL | FF63153
23176_drw.pdf | ITEM
23176_drw.pdf | 1
23176_drw.pdf | 2 | 1 | HEATER,OIL PAN, 1" NPT, 300W, 120V | 3825417-C
23176_drw.pdf | 3 | 1 | CORD, OIL HEATER Y W/ TSTAT, 1/2" NPT, 120V, 100 - | 1203F825424
23177_drw.pdf | ITEM
23177_drw.pdf | 1
23177_drw.pdf | 2 | 1 | HEATER,OIL PAN, 1" NPT, 300W, 240V | 3825423
23177_drw.pdf | 3 | 1 | CORD, OIL HEATER Y W/ TSTAT, 1/2" NPT, 240V, 100 - | 1203F980620
23179_drw.pdf | 1 | 1 | PLATE, CENTER, CFP23E | 23172
23179_drw.pdf | 2 | 2 | CAP, STRUT, CFP23E | 23173
23179_drw.pdf | 3 | 2 | STRUT, CFP23E | 23174
23179_drw.pdf | 4 | 1 | STRUT, PLATE, CFP23E | 23175
23179_drw.pdf | 5 | 2 | PLATE, SIDE, CFP23E | 23207
23179_drw.pdf | 6 | 2 | TAB, CFP23E | 23239
23179_drw.pdf | 7 | 1 | TAB, CFP23E | 23296
23179_drw.pdf | 8 | 1 | TAB, CFP23E | 23298
23179_drw.pdf | 9 | 1 | BRACKET, INTAKE TUBE, CFP23E | 23299
23179_drw.pdf | 10 | 1 | BRACKET, INTAKE TUBE, CFP23E | 23300
23179_drw.pdf | 11 | 2 | TAB, FUEL COOLER MOUNTING, CFP23E | 23304
23202_drw.pdf |  |  | BLACK URETHANE FACING
23202_drw.pdf |  | EQUIVALENT
23202_drw.pdf | DENSITY | U.L.
23203_drw.pdf | ACOUSTICAL
23203_drw.pdf |  | POLYESTER | FACING
23203_drw.pdf | POLYETHER
23204_drw.pdf | PERFORATED |  | PANELS
23204_drw.pdf | MORE
23205_drw.pdf | STEEL, | LIFT | OFF
23205_drw.pdf | EZ | 30
23205_drw.pdf |  |  | SPRING TENSION
23205_drw.pdf |  | POINT | T- HANDLE
23205_drw.pdf | SINGLE ALIKE | POINT
23215_drw.pdf | 1 | 1 | BRACKET,VERT.PUMP,SIDE, CFP5.9/7E/9E | 15687
23215_drw.pdf | 2 | 2 | BRACKET,VERT.PUMP,END, CFP5.9/7E/9E | 15688
23215_drw.pdf | 3
23215_drw.pdf |  |  | TYP. .25
23215_drw.pdf |  |  | TYP. .25
23215_drw.pdf |  |  | SCALE | 0.100
23215_drw.pdf |  | DETAILA
23215_drw.pdf |  |  | .25
23215_drw.pdf |  |  | .25
23215_drw.pdf |  |  | .25
23215_drw.pdf | DETAILB
23215_drw.pdf |  |  |  | B
23215_drw.pdf |  |  | SCALE | 0.100
23215_drw.pdf | to the document as authorized | in accepts the in | confidence. by CUMMINS FIRE POWER LLC CORPORATE OFFICE | DESIGN UPFIT CENTER
23215_drw.pdf | ittrawdiellse(c1r)etnoitnfuosrematthieondotchuemreenitn,or(2a)nynoctopcyoptyhetrheeofdoocrumtehnet, or the | ittrawdiellse(c1r)etnoitnfuosrematthieondotchuemreenitn,or(2a)nynoctopcyoptyhetrheeofdoocrumtehnet, | or trade WHITE BEAR LAKE, MN WWW.CUMMINSFIREPOWER.COM | DEPERE, WISCONSIN
23215_drw.pdf | all Fire Power | thereof, LLC | and ***
23215_drw.pdf | DIMENSION |  | A*RE**
23215_drw.pdf | IMUPNEIRTISAL |  | DWG UNITS: DRAWN BY: S DUBICK | 27-JUN-13
23230_001_drw.pdf | ITEM
23230_001_drw.pdf | 1 | 1 | SHROUD,RADIATOR,TOP, 8.8LITER GAS | 22648
23230_001_drw.pdf | 2 | 1 | GRILL,RADIATOR-GUARD, 8.8LITER-GAS | 22650
23230_001_drw.pdf | 3 | 1 | SHROUD,RADIATOR,RIGHT, 8.8LITER GAS | 22651
23230_001_drw.pdf | 4 | 1 | SHROUD,RADIATOR,LEFT, 8.8LITER GAS | 22652
23230_drw.pdf | ITEM
23230_drw.pdf | 1 | 1 | BUSHING,HOSE-ADAPTER, 2"OD X1-3/4ID,BLK-RBR | 902
23230_drw.pdf | 2 | 2 | ISOLATOR, DOME STYLE | 8954-2
23230_drw.pdf | 3
23230_drw.pdf | 4
23230_drw.pdf |  |  |  | 14992-06
23230_drw.pdf |  |  | LONG | 21157
23230_drw.pdf | 11 | 1
23230_drw.pdf | 12 | 1 | HEATSHIELD,.75DIA, 5 FEET
23230_drw.pdf | 13 | 2 | HOSE,PARKER 836, 1/2" ID X 12"L
23230_drw.pdf | 14 | 1 | HOSE,PARKER 836, 1/2" ID X 24"L | 24522_24
23230_drw.pdf | 15 | 1 | HOSE,PARKER 836, 1/2" ID X 36"L | 24522_36
23230_drw.pdf |  |  |  | PN2572159719
23234_drw.pdf | ITEM
23234_drw.pdf |  |  | 24.13
23236_drw.pdf | ITEM
23236_drw.pdf | 1 | 1 | BRACKET, HEAT EXCHANGER STAND, CFP23E | 23237
23236_drw.pdf | 2 | 1 | GUSSET, HEAT EXCHANGER STAND, CFP23E | 23238
23236_drw.pdf |  |  | 1.37
23240_drw.pdf | ITEM
23246_drw.pdf | ITEM
23246_drw.pdf | 1
23246_drw.pdf | 2 | 2 | FLEX TUBE, FLANGE EXH., STYLE 2, STNL STL | 6735_02
23246_drw.pdf | 3 | 2 | WRAP,SILENCER, GTA38/50 HOSPITAL | 18305
23246_drw.pdf | 4 | 1 | WRAP, EXHAUST, GTA50 HOSPITAL | 18308
23246_drw.pdf |  |  | WRAP, EXHAUST, GTA50, HOSPITAL | 18309
23246_drw.pdf |  |  | FULL FACE FIBER,8" | 23760_800
23246_drw.pdf |  |  |  | 24393
23246_drw.pdf | 11 | 2
23246_drw.pdf | 12 | 2 | CLAMP, EXHAUST, 6", RIKER
23249_drw.pdf | ITEM
23257_drw.pdf | IITTEEMM
23257_drw.pdf | 1 | 2 | WRAP,SILENCER, GTA38/50 HOSPITAL | 18305
23257_drw.pdf | 2 | 1 | WRAP,EXHAUST, GTA38 HOSPITAL | 18306
23257_drw.pdf | 3 | 1 | WRAP,EXHAUST, GTA38 HOSPITAL | 18307
23257_drw.pdf | 4 | 2 | PIPE, EXHAUST 90, 316SS, 8.63" OD | 23258
23257_drw.pdf |  |  | TUBE, EXHAUST, 316SS, 8" X 19.00"L | 23261
23257_drw.pdf |  |  | FULL FACE FIBER,8" | 23760_800
23257_drw.pdf |  |  |  | 24396
23258_drw.pdf | ITEM
23258_drw.pdf | 1
23258_drw.pdf | 2 | 1 | PIPE, EXHAUST 90, 316SS, 8.63' OD | 23259
23258_drw.pdf |  |  | 2
23260_drw.pdf | ITEM
23260_drw.pdf | 1 | 2 | FLANGE,EXHAUST,8" NON PIPE ASA 125#, - | 6449-05_OLD
23260_drw.pdf | 2 | 1 | PIPE,EXHAUST 304SS, 18.5"L 8" | 23240-01850
23261_drw.pdf | ITEM
23261_drw.pdf | 1 | 2 | FLANGE,EXHAUST,8" NON PIPE ASA 125#, - | 6449-05_OLD
23261_drw.pdf | 2 | 1 | PIPE,EXHAUST 316SS, 18.50" L 8" | 23249-01850
23265_drw.pdf | 1 2 | 1 1 | EXTENSION, FLANGED EXHAU;STKTA19 WITH FLANGED TURBO OUTLET NUT/BO;LTFULL FACE FIBER | 23760_500
23265_drw.pdf | 3 | 2 | KIT,GASKET,316SS NUT/BO;LTFULL FACE FIBER | 23760_800
23265_drw.pdf | 4 | 1 | FLEX, EXHAUST,8" A;SAFLG X 5 ID CF X 12 L | 6735-66
23266_drw.pdf | ITEM
23266_drw.pdf | AIR | TIGHT
23266_drw.pdf |  |  | SEE NOTE #2
23267_drw.pdf | ITEM
23268_drw.pdf | ITEM
23268_drw.pdf | 1 | 1 | FLEX TUBE, FLANGE EXH., STYLE 2, STNL STL | 6735_83
23268_drw.pdf | 2 | 2 | FLANGED ADPTR 6" ANSI, TO 4" OD TUBE 304 SS | 18971
23268_drw.pdf | 3 | 4 | KIT,GASKET,316SS NUT/BOLT, FULL FACE FIBER,6" | 23760_600
23268_drw.pdf | 4 | 1 | WRAP, SILENCER, GTA855/855E CRITICAL | 17007
23268_drw.pdf |  |  | WRAP, EXHAUST, GTA855/855E CRITICAL | 17034
23268_drw.pdf |  |  | STAINLESS STEEL | 17521-600
23268_drw.pdf |  |  | STEEL | 21940-0400
23268_drw.pdf | 11 | 1 | CLAMP,
23269_drw.pdf | ITEM
23272_drw.pdf | ITEM
23273_drw.pdf | ITEM
23274_drw.pdf | ITEM
23274_drw.pdf |  |  | 20.63
23274_drw.pdf |  |  | (1.67)
23275_drw.pdf | ITEM
23275_drw.pdf |  |  | 20.63
23275_drw.pdf |  |  | (1.67)
23277_drw.pdf | ITEM
23277_drw.pdf | 1
23277_drw.pdf | 2 | 4 | KIT,GASKET,316SS NUT/BOLT, FULL FACE FIBER,8" | 23760_800
23277_drw.pdf | 3 | 1 | RAINCAP, 8", GTE IND 304SST | 22-800-S
23277_drw.pdf | 4 | 1 | FLEX, EXHAUST, 8" ASA FLG X 5" ID CUFF X 13.50" | 6735-65
23277_drw.pdf |  |  | WRAP,SILENCER, GTA19/KTA19 CRITICAL | 17039
23277_drw.pdf |  |  | CRITICAL | 17042
23279_drw.pdf | ITEM
23280_drw.pdf | ITEM
23281_drw.pdf | ITEM
23282_drw.pdf | ITEM
23283_drw.pdf | ITEM
23283_drw.pdf | 1 | 1 | FLEX TUBE, FLANGE EXH., STYLE 2, STNL STL | 6735_83
23283_drw.pdf | 2 | 4 | KIT,GASKET,304SS NUT/BOLT, FULL FACE FIBER,6 | 23759_600
23283_drw.pdf | 3 | 1 | WRAP, SILENCER, GTA855/855E CRITICAL | 17007
23283_drw.pdf | 4 | 1 | WRAP, EXHAUST, GTA855/855E CRITICAL | 17034
23283_drw.pdf |  |  | RAINCAP, LIGHT WEIGHT, STAINLESS STEEL | 17521-600
23283_drw.pdf |  |  | 304 SS, GTA855/855E | 18967
23283_drw.pdf |  |  |  | 23279
23284_drw.pdf | ITEM
23284_drw.pdf | 1 | 1 | FLEX TUBE, FLANGE EXH., STYLE 2, STNL STL | 6735_83
23284_drw.pdf | 2 | 4 | KIT,GASKET,316SS NUT/BOLT, FULL FACE FIBER,6" | 23760_600
23284_drw.pdf | 3 | 1 | WRAP, SILENCER, GTA855/855E CRITICAL | 17007
23284_drw.pdf | 4 | 1 | WRAP, EXHAUST, GTA855/855E CRITICAL | 17034
23284_drw.pdf |  |  | RAINCAP, LIGHT WEIGHT, STAINLESS STEEL | 17521-600
23284_drw.pdf |  |  | 316 SS, GTA855/855E | 23269
23284_drw.pdf |  |  |  | 23280
23285_drw.pdf | ITEM
23285_drw.pdf |  | 22.13
23286_drw.pdf | ITEM
23286_drw.pdf |  | 22.13
23287_drw.pdf | 1 | 6 | WELDNUT, 1/4"-20 NC, _ | 14520
23287_drw.pdf | 2 | 1 | GUARD, CFP23E | 23245
23288_drw.pdf | ITEM
23288_drw.pdf | 1 | 2 | WELDNUT, 1/4"-20 NC, _ | 14520
23288_drw.pdf | 2 | 1 | GUARD, ENGINE, CFP23E | 23244
23288_drw.pdf |  |  | TYP
23289_drw.pdf | ITEM
23289_drw.pdf | 1 | 6 | WELDNUT, 1/4"-20 NC, _ | 14520
23289_drw.pdf | 2 | 1 | GUARD, CFP23E | 23251
23290_drw.pdf | ITEM
23290_drw.pdf | 1 | 5 | WELDNUT, 1/4"-20 NC, _ | 14520
23290_drw.pdf | 2 | 1 | GUARD, TOP, CFP23E | 23253
23291_drw.pdf | ITEM
23291_drw.pdf | 1 | 8 | WELDNUT, 1/4"-20 NC, _ | 14520
23291_drw.pdf | 2 | 1 | GUARD, CFP23E | 23252
23293_drw.pdf | 1 | 2 | BRACKET, HEAT SHEILD MOUNT, CFP23E | 13134
23293_drw.pdf | 2 | 1 | GUARD, CFP23E | 23287
23293_drw.pdf | 3 | 1 | GUARD, CFP23E | 23289
23293_drw.pdf | 4 | 1 | GUARD, TOP, CFP23E | 23290
23293_drw.pdf | 5 | 1 | GUARD, CFP23E | 23291
23293_drw.pdf | 6 | 1 | GUARD, ENGINE, CFP23E | A042A015
23293_drw.pdf | 7 | 1 | HEAT SHIELD, CFP23E | 13135
23293_drw.pdf | 8 | 6 | WASHER, RETAINING, 1/4" | 16662-04
23293_drw.pdf | 9
23293_drw.pdf | 10 | 6 | NUT,HEX, 0.25-20 | 20100-025
23293_drw.pdf | 11 | 26 | SCREW,HH, 0.25-20x0.50 | 20225-050
23293_drw.pdf | 12 | 6 | SCREW,HH, 0.25-20x1.00 | 20225-100
23293_drw.pdf | 13 | 6 | SCREW,HH, M10-1.50x20 | 20310-020
23293_drw.pdf | 14 | 4 | SCREW,HH, M12-1.75x25 | 20312-025
23293_drw.pdf | 15 | 1 | COVER, BELT, CFP23E | 23254
23293_drw.pdf | 16 | 1 | GUARD, REAR BELT, CFP23E | 23255
23306_drw.pdf | ITEM
23306_drw.pdf | 1
23306_drw.pdf | 2 | 4 | FLEX TUBE, FLANGE EXH., STYLE 2, STNL STL | 6735_02
23306_drw.pdf | 3 | 2 | WRAP,SILENCER, GTA38/50 CRITICAL | 16337
23306_drw.pdf | 4 | 1 | WRAP, EXHAUST, GTA50, CRITICAL | 16346
23306_drw.pdf |  |  | WRAP, EXHAUST, GTA50 CRITICAL | 16582
23306_drw.pdf |  |  | FULL FACE FIBER,8 | 23759_800
23306_drw.pdf |  |  |  | 24387
23306_drw.pdf | 11 | 2
23306_drw.pdf | 12 | 2 | CLAMP, EXHAUST, 6", RIKER
23307_drw.pdf | ITEM
23307_drw.pdf | 1
23307_drw.pdf | 2 | 2 | FLEX TUBE, FLANGE EXH., STYLE 2, STNL STL | 6735_02
23307_drw.pdf | 3 | 2 | WRAP,SILENCER, GTA38/50 CRITICAL | 16337
23307_drw.pdf | 4 | 1 | WRAP, EXHAUST, GTA50, CRITICAL | 16346
23307_drw.pdf |  |  | WRAP, EXHAUST, GTA50 CRITICAL | 16582
23307_drw.pdf |  |  | FULL FACE FIBER,8" | 23760_800
23307_drw.pdf |  |  |  | 24395
23307_drw.pdf | 11 | 2
23307_drw.pdf | 12 | 2 | CLAMP, EXHAUST, 6", RIKER
23308_drw.pdf | IITTEEMM
23308_drw.pdf | 1 | 2 | WRAP,SILENCER, GTA38/50 CRITICAL | 16337
23308_drw.pdf | 2 | 1 | WRAP,EXHAUST, GTA38 CRITICAL | 16344
23308_drw.pdf | 3 | 1 | WRAP,EXHAUST, GTA38 CRITICAL | 16345
23308_drw.pdf | 4 | 2 | PIPE, 90 DEG ELBOW EXH., GTA38, STNL STL | 22092
23308_drw.pdf |  |  | PIPE,EXHAUST, LONG, GTA38 STNL STL | 22216
23308_drw.pdf |  |  | GTA38 STNL STL | 22218
23308_drw.pdf |  |  |  | 23759_800
23309_drw.pdf | IITTEEMM
23309_drw.pdf | 1 | 2 | WRAP,SILENCER, GTA38/50 CRITICAL | 16337
23309_drw.pdf | 2 | 1 | WRAP,EXHAUST, GTA38 CRITICAL | 16344
23309_drw.pdf | 3 | 1 | WRAP,EXHAUST, GTA38 CRITICAL | 16345
23309_drw.pdf | 4 | 2 | PIPE, EXHAUST 90, 316SS, 8.63" OD | 23258
23309_drw.pdf |  |  | KIT,GASKET,316SS NUT/BOLT, FULL FACE FIBER,8" | 23760_800
23309_drw.pdf |  |  | 8" X 22.00"L | 24392
23309_drw.pdf |  |  |  | 24397
23313_drw.pdf | ITEM
23313_drw.pdf | 1 | 1 | FLEX TUBE, FLANGE EXH., STYLE 2, STNL STL | 6735_83
23313_drw.pdf | 2 | 2 | FLANGED ADPTR 6" ANSI, TO 4" OD TUBE 304 SS | 18971
23313_drw.pdf | 3 | 4 | KIT,GASKET,304SS NUT/BOLT, FULL FACE FIBER,6 | 23759_600
23313_drw.pdf | 4 | 1 | RAINCAP, LIGHT WEIGHT, STAINLESS STEEL | 17521-600
23313_drw.pdf |  |  | WRAP, SILENCER, GTA855/855E HOSPITAL | 18300
23313_drw.pdf |  |  | HOSPITAL | 18302
23313_drw.pdf |  |  |  | 18968
23313_drw.pdf | 11 | 1 | CLAMP,
23314_drw.pdf | ITEM
23314_drw.pdf | 1 | 1 | FLEX TUBE, FLANGE EXH., STYLE 2, STNL STL | 6735_83
23314_drw.pdf | 2 | 2 | FLANGED ADPTR 6" ANSI, TO 4" OD TUBE 304 SS | 18971
23314_drw.pdf | 3 | 4 | KIT,GASKET,316SS NUT/BOLT, FULL FACE FIBER,6" | 23760_600
23314_drw.pdf | 4 | 1 | RAINCAP, LIGHT WEIGHT, STAINLESS STEEL | 17521-600
23314_drw.pdf |  |  | WRAP, SILENCER, GTA855/855E HOSPITAL | 18300
23314_drw.pdf |  |  | HOSPITAL | 18302
23314_drw.pdf |  |  | STEEL | 21940-0400
23314_drw.pdf | 11 | 1 | CLAMP,