## Sheet1
23315_drw.pdf | ITEM
23315_drw.pdf | 1 | 1 | FLEX TUBE, FLANGE EXH., STYLE 2, STNL STL | 6735_83
23315_drw.pdf | 2 | 4 | KIT,GASKET,304SS NUT/BOLT, FULL FACE FIBER,6 | 23759_600
23315_drw.pdf | 3 | 1 | RAINCAP, LIGHT WEIGHT, STAINLESS STEEL | 17521-600
23315_drw.pdf | 4 | 1 | WRAP, SILENCER, GTA855/855E HOSPITAL | 18300
23315_drw.pdf |  |  | WRAP, EXHAUST, GTA855/855E HOSPITAL | 18302
23315_drw.pdf |  |  | 6" | 23281
23315_drw.pdf |  |  |  | 23285
23316_drw.pdf | ITEM
23316_drw.pdf | 1 | 1 | FLEX TUBE, FLANGE EXH., STYLE 2, STNL STL | 6735_83
23316_drw.pdf | 2 | 4 | KIT,GASKET,316SS NUT/BOLT, FULL FACE FIBER,6" | 23760_600
23316_drw.pdf | 3 | 1 | RAINCAP, LIGHT WEIGHT, STAINLESS STEEL | 17521-600
23316_drw.pdf | 4 | 1 | WRAP, SILENCER, GTA855/855E HOSPITAL | 18300
23316_drw.pdf |  |  | WRAP, EXHAUST, GTA855/855E HOSPITAL | 18302
23316_drw.pdf |  |  | 6" | 23282
23316_drw.pdf |  |  |  | 23286
23318_drw.pdf | ITEM
23319_drw.pdf | ITEM
23320_drw.pdf | ITEM
23321_drw.pdf | ITEM
23322_drw.pdf | ITEM
23323_drw.pdf | ITEM
23324_drw.pdf | ITEM
23324_drw.pdf | 1 | 2 | PLATE,CAC SUPPORT, - | A042B829
23324_drw.pdf | 2 | 1 | PLATE,CAC SUPPORT, - | A042B830
23324_drw.pdf | 3 | 1 | PLATE,CAC SUPPORT, - | A042B831
23324_drw.pdf | 4 | 1 | PLATE,CAC SUPPORT, - | A042B832
23332_drw.pdf | ITEM
23333_drw.pdf | ITEM
23334_drw.pdf | ITEM
23334_drw.pdf | 1
23334_drw.pdf | 2 | 4 | KIT,GASKET,304SS NUT/BOLT, FULL FACE FIBER,8 | 23759_800
23334_drw.pdf | 3 | 1 | RAINCAP, 8", GTE IND 304SST | 22-800-S
23334_drw.pdf | 4 | 1 | FLEX, EXHAUST, 8" ASA FLG X 5" ID CUFF X 13.50" | 6735-65
23334_drw.pdf |  |  | WRAP,SILENCER, GTA19/KTA19 HOSPITAL | 17041
23334_drw.pdf |  |  | HOSPITAL | 17043
23335_drw.pdf | ITEM
23335_drw.pdf | 1
23335_drw.pdf | 2 | 4 | KIT,GASKET,316SS NUT/BOLT, FULL FACE FIBER,8" | 23760_800
23335_drw.pdf | 3 | 1 | RAINCAP, 8", GTE IND 304SST | 22-800-S
23335_drw.pdf | 4 | 1 | FLEX, EXHAUST, 8" ASA FLG X 5" ID CUFF X 13.50" | 6735-65
23335_drw.pdf |  |  | WRAP,SILENCER, GTA19/KTA19 HOSPITAL | 17041
23335_drw.pdf |  |  | HOSPITAL | 17043
23336_drw.pdf | 1 2 | 1 1 | EXTENSION, FLANGED EXHAU;STKTA19 WITH FLANGED TURBO OUTLET NUT/BO;LTFULL FACE FIBER | 23759_500
23336_drw.pdf | 3 | 2 | KIT,GASKET,304SS NUT/BO;LTFULL FACE FIBER | 23759_800
23336_drw.pdf | 4 | 1 | FLEX, EXHAUST,8" A;SAFLG X 5 ID CF X 12 L | 6735-66
23337_drw.pdf | 1 2 | 1 1 | EXTENSION, FLANGED EXHAU;STKTA19 WITH FLANGED TURBO OUTLET NUT/BO;LTFULL FACE FIBER | 23760_500
23337_drw.pdf | 3 | 2 | KIT,GASKET,316SS NUT/BO;LTFULL FACE FIBER | 23760_800
23337_drw.pdf | 4 | 1 | FLEX, EXHAUST,8" A;SAFLG X 5 ID CF X 12 L | 6735-66
23346_drw.pdf | 1 | 2 | KIT,GASKET,304SS NUT/BOLT, FULL FACE FIBER,4 | 23759_400
23346_drw.pdf | 2 | 6 | KIT,GASKET,304SS NUT/BOLT, FULL FACE FIBER,8 | 23759_800
23346_drw.pdf | 3 | 2 | TUBE, EXHAUST, 304SS, 8" X 33.13"L | 24386
23346_drw.pdf | 4 | 2 | RAINCAP, 8", GTE IND 304SST | 22-800-S
23346_drw.pdf | 5 | 2 | FLEX, EXHAUST, 4" ASA FLG X 4" ID CUFF X 14" | 6735-31
23346_drw.pdf | 6 | 2 | CATALYST,304SS,19/28L, MIRATECH, 2.0/4.0/1.0 | 19694
23346_drw.pdf | 7 | 2 | ELBOW,EXHAUST 304SS, 8 INCH WITH FLANGE | 19696
23346_drw.pdf | 8 | 1 | SILENCER,DISK,HOSPITAL, 304SS, GTA28 | 23344
23346_drw.pdf | 9 | 2 | CLAMP, EXHAUST, 4", RIKER TEC-400 | TEC-400
23346_drw.pdf | 10 | 2 | WRAP,EXHAUST, GTA28 HOSPITAL | 17164
23346_drw.pdf | 11 | 1 | WRAP,SILENCER, GTA28 HOSPITAL | 17165
23347_drw.pdf | 1 | 2 | KIT,GASKET,316SS NUT/BOLT, FULL FACE FIBER,4" | 23760_400
23347_drw.pdf | 2 | 6 | KIT,GASKET,316SS NUT/BOLT, FULL FACE FIBER,8" | 23760_800
23347_drw.pdf | 3 | 2 | TUBE, EXHAUST, 304SS, 8" X 33.13"L | 24386
23347_drw.pdf | 4 | 2 | RAINCAP, 8", GTE IND 304SST | 22-800-S
23347_drw.pdf | 5 | 2 | FLEX, EXHAUST, 4" ASA FLG X 4" ID CUFF X 14" | 6735-31
23347_drw.pdf | 6 | 2 | CATALYST,316SS,19/28L, MIRATECH, 2.0/4.0/1.0 | 19701
23347_drw.pdf | 7 | 2 | ELBOW,EXHAUST 316SS, 8 INCH WITH FLANGE | 19703
23347_drw.pdf | 8 | 1 | SILENCER,DISK,HOSPITAL, 316SS, GTA28 | 23345
23347_drw.pdf | 9 | 2 | CLAMP, EXHAUST, 4", RIKER TEC-400 | TEC-400
23347_drw.pdf | 10 | 2 | WRAP,EXHAUST, GTA28 HOSPITAL | 17164
23347_drw.pdf | 11 | 1 | WRAP,SILENCER, GTA28 HOSPITAL | 17165
23348_drw.pdf | ITEM
23367_drw.pdf |  |  |  | LTL-SRB3412
23367_drw.pdf | 1 2 | 1 1 | BUSHING, 1/2" x 3/4" NPT OIL HEATER Y W/ TST;AT1/2" NPT, 120V, 100 - 120 F | 3825424
23367_drw.pdf | 3 | 1 | FTG,ST,ADAPTER 1.00-18 X 1/2 N;PT_F | 123824
23367_drw.pdf | 4 | 1 | HEATER,OIL PA;N1" NPT, 300W, 120V | 3825417-C
23368_drw.pdf |  |  |  | LTL-SRB3412
23368_drw.pdf | 1 2 | 1 1 | BUSHING, 1/2" x 3/4" NPT OIL HEATER Y W/ TST;AT1/2" NPT, 240V, 100 - 120 F | 3980620
23368_drw.pdf | 3 | 1 | FTG,ST,ADAPTER 1.00-18 X 1/2 N;PT_F | 123824
23368_drw.pdf | 4 | 1 | HEATER,OIL PA;N1" NPT, 300W, 240V | 3825423
23371_drw.pdf | ITEM
23371_drw.pdf | 1 | 1 | HEATER,OIL PAN, 1" NPT, 300W, 120V | 3825417-C
23371_drw.pdf | 2 | 1 | CORD, OIL HEATER Y W/ TSTAT, 1/2" NPT, 120V, 100 - | 1203F825424
23371_drw.pdf | 3 | 2 | ADAPTER,1/2 NPT TO 1.06 ORB FM, STEEL | FF63153
23372_drw.pdf | ITEM
23372_drw.pdf | 1 | 1 | HEATER,OIL PAN, 1" NPT, 300W, 240V | 3825423
23372_drw.pdf | 2 | 1 | CORD, OIL HEATER Y W/ TSTAT, 1/2" NPT, 240V, 100 - | 1203F980620
23372_drw.pdf | 3 | 2 | ADAPTER,1/2 NPT TO 1.06 ORB FM, STEEL | FF63153
23375_drw.pdf | ITEM
23375_drw.pdf | 1 | 1 | SHEET,TRAY, - | 23376
23375_drw.pdf | 2 | 8 | GUSSET,TRAY, - | 23377
23375_drw.pdf | 2
23378_drw.pdf | ITEM
23379_drw.pdf | ITEM
23388_drw.pdf | 1 2 | 1 2 | GAUGE,NG LOW PRES;SW/THROTTLE PLUG XTU 2;4VREF 3395606 | 18220
23388_drw.pdf | 3 | 1 | KIT,ASCO CONN HDWR ;W/O-RING FOR 8214 280 | 22585
23388_drw.pdf | 4 | 4 | UNION,NPTF,BLAC;K2 INCH W/NUT | B150UK
23389_drw.pdf | ITEM
23389_drw.pdf | 1 | 1 | GAS TRAIN,GTA8.3 W/2, SW'S,2 SOL,& GAUGE | 23388
23391_drw.pdf | ITEM
23391_drw.pdf | 1 | 1 | MOUNT,PCC2100, - | 14788
23391_drw.pdf | 2 | 1 | PANEL,EITHER-SIDE, W/CONTROLLER MNT HOLE | 21014
23391_drw.pdf | 3 | 1 | COVER,FORMED,REAR, GEN FRAME 6 & 7 | 21015
23396_drw.pdf | ITEM
23397_drw.pdf | ITEM
23399_drw.pdf | ITEM
23399_drw.pdf | 1 | 1 | ADAPTOR,TURBO-CONN, MARMON STYLE,STEEL | 8550_MARMON
23399_drw.pdf | 2 | 1 | BELLOWS,3"OD,9"L | 23523
23399_drw.pdf | 3 | 1 | TUBE, REDUCING CONN., 3.5"ODX3.0"IDX4"L | 89184A_01
23401_drw.pdf | 1 | 34 | WELDNUT, 1/4"-20 NC, _ | 14520
23401_drw.pdf | 2 | 1 | SHEET,SIDE,CONDUIT BOX, HCI6 W/CTRL | 23402
23403_drw.pdf | ITEM
23403_drw.pdf | 1 | 4 | WELDNUT, 1/4"-20 NC, _ | 14520
23403_drw.pdf | 2 | 1 | SHEET,PCC3100/2100 | 23408
23410_drw.pdf | ITEM
23410_drw.pdf | 1 | 1 | KIT,BATTERY CABLE,6' | 10651
23410_drw.pdf | 2 | 2 | CLAMP,CSHN, 1.00 ID | 16164-16
23410_drw.pdf | 3 | 1 | CLAMP,CSHN, 0.50 ID | 16164-8
23411_drw.pdf | ITEM
23411_drw.pdf | 1 | 1 | CABLE,JUMPER, 12" | 2301-439
23411_drw.pdf | 2 | 1 | KIT,BATTERY CABLE,10' | 23392
23411_drw.pdf | 3 | 1 | KIT,BATTERY CABLE,7' | 23451
23411_drw.pdf | 4 | 5 | CLAMP,CSHN, 1.00 ID | 16164-16
23411_drw.pdf |  |  | CLAMP,CSHN, 0.50 ID | 16164-8
23411_drw.pdf |  |  |  | 23434
23411_drw.pdf |  |  |  | 23439
23413_drw.pdf | ITEM
23417_drw.pdf | ITEM
23417_drw.pdf | 1 | 1 | KIT,BATTERY CABLE,6' | 10651
23417_drw.pdf | 2
23417_drw.pdf | 3 | 1 | ENGINE TO FRAME, GTA19 | 14179
23417_drw.pdf | 4 | 3 | CLAMP,CSHN, 1.00 ID | 16164-16
23417_drw.pdf |  |  | CLAMP,CSHN, 0.50 ID | 16164-8
23417_drw.pdf |  |  | NOTES:
23417_drw.pdf |  |  | 1) CABLE INSTALLATION DRAWING TO | BE USED ON
23417_drw.pdf |  |  | GTA19 GEN-SET SUB-ASSEMBLIES | 14179, 18123
23418_drw.pdf | ITEM
23418_drw.pdf | 1 | 1 | ADAPTER, EXH. , MODIFIED, QSF2.8 DEMO | 23420
23418_drw.pdf | 2 | 1 | ELBOW, 90 DEG WELD, 2.0"PIPE, STEEL | 22249
23418_drw.pdf | 3 | 1 | PLATE, EXH. TURBO ADAPTER, QSF2.8 DEM UNIT | 23419
23418_drw.pdf | 4 | 1 | PLATE, EXH. SPACER, QSF2.8 DEMO | 23421
23418_drw.pdf |  |  | 3
23420_drw.pdf | ITEM
23420_drw.pdf | 1 | 1 | CONNECTION,EXHAUST OUTLET | 3910990
23422_drw.pdf | ITEM
23422_drw.pdf | 1 | 1 | ADAPTER, EXH. , MODIFIED, QSF2.8 DEMO | 23420
23422_drw.pdf | 2 | 1 | TUBE, EXHAUST, TURBO , DEMO TRAIL MNT | 22743
23422_drw.pdf |  |  | 2
23423_drw.pdf | ITEM
23424_drw.pdf | 1 | 1 | PLT,AIR CLEANER BR;KTBOTTOM,BADGER QSB4.5 | 23428
23424_drw.pdf | 2 | 1 | PLT,AIR CLEANER BR;KTTOP,BADGER QSB4.5 | 23429
23424_drw.pdf | document of Cummins receiver, by in confidence | NPower LLC receiving and and | and trade secret information, is the and is given to the receiver in confidence. retaining of the document accepts the that, except as authorized in writing by CUMMINS NPOWER LLC CORPORATE OFFICE 1600 BUERKLE ROAD | CUSTOM DESIGN AND UPFIT CENTER 875 LAWRENCE DRIVE
23424_drw.pdf | disclose to information | others therein, | the document or the confidential or trade (4) upon completion of the need to retain WHITE BEAR LAKE, MN WWW.CUMMINSNPOWER.COM | DEPERE, WISCONSIN
23424_drw.pdf | OTHERWISE |  | aNlPlowceorpiLeLsC andBRKT,AIR CLEANER ALL DIMENSION TOLERANCES ABREADGER QSB4.5
23424_drw.pdf | DIMENSIONS | # 1 | $MSAUCRHFIANCEEDS IMUPNEIRTISAL MUENTIRTISC DWG UNITS: DRAWN BY: RMJ | DATE: 30OCT2012
23424_drw.pdf |  |  | IN/LB/S 125 ..FXXOXXRXM ==TO-L##ERA00N..C00E31S05 FO..RXXMX T==OLE##RAN00C..E84S SCALE: 0.500 SHEET | ECO: 2012-493 DRAWING NO:
23424_drw.pdf |  |  | ..FXXAXXBX T==OLE##RAN00C..E00S6300 F..AXXBXT==OLE##RAN10C..E58S EST WEIGHT: 1.582 1 OF 1 | 23424
23425_drw.pdf | ITEM | QTY
23425_drw.pdf | 2 | 1
23427_drw.pdf | 1 | 1 | SENDER, WATER TEMPERATU;RE1/8" NPT | 8862
23427_drw.pdf | 2 | 1 | GAUGE, PRESSURE, 1/4" N;PTDPG1-2 1/2, 0-100 PSI, (WATTS) | 8892
23427_drw.pdf | 3 | 1 | VALVE, SOLENOID, 1-1/4" NPT, 24;VD1C50PSI | 12389
23427_drw.pdf | 4 | 2 | BALL VALV;E 1_1/4 NPT MALE X FEMALE | 12709
23427_drw.pdf | 5 | 2 | REGULATOR/STRAINER, 1-1/4" ;NPSTEA WATER COMPATIBLE | 13702
23427_drw.pdf | 10 | 2 | NIPPLE, 1-1/4 X 4;"BLACK IRON, W/PORT | 23426
23427_drw.pdf | 11 | 7 | NIPPLE,PLAIN PIP;E-20NPT 2.00",BLACK STEEL | 25483_0200
23427_drw.pdf | 12 | 2 | NIPPLE,PLAIN PIP;E-20NPT 4.00",BLACK STEEL | 25483_0400
23427_drw.pdf | 13 | 2 | NIPPLE,PLAIN PIP;E-20NPT 8.00",BLACK STEEL | 25483_0800
23427_drw.pdf | 14 | 2 | VALVE, 1-1/4" NPT CHE;CKVALUE ADDED: CV125 | 25504
23427_drw.pdf | 15 | 1 | VALVE, BALL, 1/4" NPT FEMALE | A042D838
23427_drw.pdf | 16 | 1 | ELBOW, 90°, 1 1/4" NPT FEMA;LBELK STEEL | B90H
23427_drw.pdf | 17 | 3 | BUSHING, REDUCING, 1 1/4" X 1/4";NPBTLK STEEL | BBHB
23427_drw.pdf | 18 | 5 | TEE,1 1/4" NP;TFEMALE,BLK STEEL | BTH
23428_drw.pdf |  |  | 0.19
23428_drw.pdf |  |  | 1.00
23428_drw.pdf |  |  | 2.00
23429_drw.pdf |  | 0.19
23430_drw.pdf |  |  | 0.19
23430_drw.pdf |  | 0.51
23432_drw.pdf | ITEM
23432_drw.pdf | 1 | 1 | TAB, CFP23E | 23341
23432_drw.pdf | 2 | 1 | TAB, COOLING LOOP, CFP23E | 23433
23452_drw.pdf | 1 2 | 1 5 | CABLE,JUMPE;R 12" EPDM RUBBER | 16164-16
23452_drw.pdf | 3 | 2 | CLAMP,CSH;N EPDM RUBBER | 16164-8
23452_drw.pdf | 4 | 1 | KIT,BATTERY CABLE,10' | 23392
23457_drw.pdf |  |  | 0.37
23458_drw.pdf | ITEM
23458_drw.pdf | 1 | 1 | ASSY,ENGINE TO FRAME, LORAM RG400 | 23647
23458_drw.pdf | 2
23458_drw.pdf | 3 | 1 | ASSY,FRAME ISOLATORS, LORAM RG400 | 23692
23458_drw.pdf | 4 | 1 | ASSY,AIR INTAKE, LORAM RG400 | 23693
23458_drw.pdf |  |  | EXHAUST, LORAM RG400 | 23698
23458_drw.pdf |  |  | RG400 | 23725
23458_drw.pdf |  |  |  | 23726
23463_drw.pdf | ITEM
23463_drw.pdf | 1 | 2 | FLANGE,EXHAUST,3", 8.8LCAC,CATALYST CONNECTION | 21640
23463_drw.pdf | 2 | 1 | TUBE,3"x16"LG,16GA, ALUMINIZED STEEL | 23462
23463_drw.pdf |  |  | (0.25)
23463_drw.pdf |  | .11
23466_drw.pdf | ITEM
23466_drw.pdf | 1 | 31 | WELDNUT, 1/4"-20 NC, _ | 14520
23466_drw.pdf | 2 | 1 | SHEET,SIDE,CONDUIT BOX, UCI274/HCI4/HCI5 W/CTRL | 23467
23476_drw.pdf | ITEM
23476_drw.pdf | 1
23476_drw.pdf | 2
23476_drw.pdf | 3 | 1 | FTG,ST,ADAPTER 1.00-18 X 1/2 NPTF, _ | 123824
23476_drw.pdf | 4 | 1 | VALVE, OIL DRAIN, 1/2-14 NPT WITH NIPPLE | A042D025
23477_drw.pdf | ITEM
23477_drw.pdf | 1
23477_drw.pdf | 2 | 1 | VALVE, OIL DRAIN, 1/2-14 NPT WITH NIPPLE | A042D025
23477_drw.pdf | 3 | 1 | ADAPTER,1/2 NPT TO 1.06 ORB FM, STEEL | FF63153
23478_drw.pdf | ITEM
23478_drw.pdf | 1
23478_drw.pdf | 2
23478_drw.pdf | 3
23478_drw.pdf | 4 | 1 | FTG,ST,ADAPTER 1.00-18 X 1/2 NPTF, _ | 123824
23478_drw.pdf |  |  | VALVE, OIL DRAIN, 1/2-14 NPT WITH NIPPLE | A042D025
23479_drw.pdf | ITEM
23479_drw.pdf | 1 | 1
23479_drw.pdf | 2 | 1
23479_drw.pdf | 3 | 1
23479_drw.pdf | 4 | 1 | FTG,ST,ADAPTER 1.00-18 X 1/2 NPTF, _ | 123824
23479_drw.pdf |  |  | VALVE, OIL DRAIN, 1/2-14 NPT WITH NIPPLE | A042D025
23480_drw.pdf | ITEM
23480_drw.pdf | 1
23480_drw.pdf | 2
23480_drw.pdf | 3
23480_drw.pdf | 4 | 1 | FTG,ST,ADAPTER 1.00-18 X 1/2 NPTF, _ | 123824
23480_drw.pdf |  |  | VALVE, OIL DRAIN, 1/2-14 NPT WITH NIPPLE | A042D025
23481_drw.pdf | ITEM
23481_drw.pdf | 1 | 1 | KIT,BATTERY CABLE,8' | 23482
23481_drw.pdf | 2 | 4 | CLAMP,CSHN, 1.00 ID | 16164-16
23481_drw.pdf | 3 | 1 | CLAMP,CSHN, 0.50 ID | 16164-8
23483_drw.pdf | ITEM
23486_drw.pdf | ITEM
23486_drw.pdf | 1 | 1 | BATTERY CABLE,KIT, 5 FOOT | A042B365
23486_drw.pdf | 2 | 2 | CLAMP,CSHN, 1.00 ID | 16164-16
23486_drw.pdf |  |  | ZIP/WIRE TIED | IN
23486_drw.pdf |  |  | THIS LOCATION.
23497_drw.pdf | ITEM
23497_drw.pdf | 1 | 1 | ASSY, SUPPORTS, ENGINE, CFP23E | 13118
23497_drw.pdf | 4 |  | ASSEMBLY, OPERATOR STATION, CFP23E | 14039
23497_drw.pdf | 5 | 1 | SYSTEM, AIR CLEANER, CFP23E | 17669
23497_drw.pdf | 6 | 1 | ASSEMBLY, CONTROL PANEL MOUNTING, CFP POWER UNITS | 21249
23497_drw.pdf | 7 | 1 | FLEX, EXHAUST, 8" FLANGE, CFP23E | 21839
23497_drw.pdf | 8 |  | COOLING LOOP, 1-1/4", 24V, RAW WATER, CFP23E | 23427
23497_drw.pdf |  |  |  | 23784
23497_drw.pdf | 11 | 1 | CONTROL ASSEMBLY, FPDP ELECTRONIC CARBON STEEL | 26764
23497_drw.pdf | 12 | 1 | ASSEMBLY, ENGINE, CFP23E-F15/25/35 | 26782
23497_drw.pdf | 13 | 1 | KIT, FUEL LINE, CFP23E | A042A380
23497_drw.pdf | 14 | 2 | CONTACTOR, MANUAL OVERIDE, 24V, PN: 535-0098, FIREPUMP | 8824-24
23497_drw.pdf | 17 |  | PAINT, SPRAY BOMB, CUMMINS RED, ES044 RAL 3001 | A15730-A12
23498_drw.pdf | ITEM
23498_drw.pdf | 1
23498_drw.pdf | 2 | 3 | NUT,HEX, 0.75-10 | 20100-075
23498_drw.pdf | 3 | 5 | LUMBER,3.50 X 6.00 X 120.00, - | 23498-01
23498_drw.pdf | 4 | 20 | LUMBER,2.00 X 6.00 X 82.00, - | 23498-02
23498_drw.pdf |  |  | LUMBER,6.00 X 8.00 X 12.00, - | 23498-03
23498_drw.pdf |  |  | 82.00, - | 23498-04
23498_drw.pdf |  |  |  | 23498-05
23502_drw.pdf | ITEM
23502_drw.pdf | 1 | 1 | ELECTRICAL ENCLOSURE ASSY., PIERCE, 175 KW | 23828
23502_drw.pdf | 2 | 1 | ENGINE / GEN. / FRAME ASSY., PIERCE, 175 KW | 24003
23502_drw.pdf | 3 | 1 | COOLANT PACKAGE ASSY, PIERCE, 175 KW | 24041
23502_drw.pdf | 4 | 1 | EXHAUST / AIR INTAKE ASSY, PIERCE, 175 KW | 24062
23502_drw.pdf |  |  | ENCLOSURE, POWER UNIT, PIERCE 175KW | 24068
23512_drw.pdf | ITEM
23512_drw.pdf |  |  | 2.0 X 0.18 A-36, 40.38 LONG | 23512-02
23512_drw.pdf | 3 | 2 | ANGLE 1.0 X 1.0 X 0.13 A-36, 4.00 LONG | 23512-03
23512_drw.pdf | 4 | 2 | PLATE STEEL 1/4 IN THK, ASTM 36 | 23512-04
23523_drw.pdf | ITEM
23526_drw.pdf | ITEM
23526_drw.pdf | 1 | 1 | HOSE, SILICONE HEATER, 3/4" ID x 23.00" | A042F073
23526_drw.pdf | 2 | 1 | HOSE, SILICONE HEATER, 3/4" ID x 19.00" | 80242GL
23526_drw.pdf | 3 | 2 | SPACER, 0.5 OD X 0.38 ID X 0.50 LG | 80242GL
23526_drw.pdf | 4 | 2 | TEE, UNION, -12 NPT | 80242GL
23526_drw.pdf | 5
23526_drw.pdf | 6
23526_drw.pdf | 7
23526_drw.pdf | 8
23526_drw.pdf | 9 | 4 | CLAMP, WORM, .69-1.25 | 14990-12
23526_drw.pdf | 10 | 1 | HEATER,COOLANT,2250W,120/240 VOLT, 150 DEGREE THERMOSTAT | 15167
23526_drw.pdf | 11 | 2 | NIPPLE, MARINE GRADE, 3/4" X 1-3/8" | 15761
23526_drw.pdf | 12 | 2 | WASHER,FLAT, M8 | 20020-M8
23526_drw.pdf | 13 | 2 | SCREW,HH, M8-1.25x40 | 20308-040
23526_drw.pdf | 14 | 1 | BRACKET, COOLANT HEATER MOUNTING, CFP9E | 23527
23531_drw.pdf | ITEM
23531_drw.pdf | 1
23531_drw.pdf | 2
23531_drw.pdf | 3
23531_drw.pdf | 4
23531_drw.pdf | 11
23531_drw.pdf | 12
23531_drw.pdf | 13
23531_drw.pdf | 14
23531_drw.pdf | 15
23535_drw.pdf | 1 | 1 | SILENCER; LORAM, QSX15 | 23701
23535_drw.pdf | 2 | 2 | KIT,GASKET,NUT,BOL;TFULL FACE FIBER,8 | 23580_800
23535_drw.pdf | 3 | 1 | ELBOW, EXHAUS;T LORAM, QSX15 | 23702
23535_drw.pdf | 4 | 1 | TUBE, EXHAUS;TLORAM, QSX15 | 23537
23535_drw.pdf | 8 | 1 | RAINCAP, HEAVY DUTY, STAINLESS ST;EEL
23535_drw.pdf | 9 | 1 | PLUG,PIPE; EXT HEX -4 NPT,STEEL | 12210-4
23535_drw.pdf | 10 | 1 | BLANKET, EXHAUST, SILENC;ERLORAM, QSX15 | 25568
23535_drw.pdf | 11 | 1 | BLANKET, EXHAUST, ELB;OWLORAM, QSX15 | 25569
23535_drw.pdf | 12 | 1 | BLANKET, EXH, FLANGE, 8.;0"LORAM, QSX15 | 25570
23535_drw.pdf | 13 | 1 | BLANKET, EXH, FLANGE, 8.0"x 6;.0L"ORAM, QSX15 | 25571
23535_drw.pdf | 14 | 1 | BLANKET, EXHAUST, ELB;OWLORAM, QSX15 | 25572
23535_drw.pdf | 15 | 1 | BLANKET, EXH., 6.0" S/R ELB. W/F;LELXORAM, QSX15 | 25573
23535_drw.pdf | 16 | 2 | CLAMP, EXHAUST, 8;"EASYSEAL, 304SS | TEC800
23535_drw.pdf | 17 | 1 | CLAMP, V BAN;DCLAMP, V BAND | 3016306
23535_drw.pdf |  |  | X -12 NPT,STEEL | 12175-16-12
23535_drw.pdf | 21 | 1 | CLAMP,HOS;E .69-1.25
23535_drw.pdf | 22 | 1 | CLIP; 1.25 ID, 3/8" HOLE, VINYL | 26963-20
23535_drw.pdf | 23 | 1 | HOSE,SILICON;E 3/4IN ID x 72.00IN LONG | A042F073
23536_drw.pdf | ITEM
23536_drw.pdf | 1 | 1 | HOSE,PARKER, 3/8" ID X 56.00" LG | 801-06
23536_drw.pdf | 2 | 1 | HOSE,PARKER, 1/2" ID X 40.50" LG | 801-08
23536_drw.pdf | 3 | 1 | HOSE,PARKER, 1/2" ID X 51.25" LG | 801-08
23536_drw.pdf | 4 | 2 | VALVE,BL -12 LK HDL, BRASS,NPTFxNPTF | 16145-12
23536_drw.pdf | 5 | 1 | VALVE,BL -8 LK HDL, BRASS,NPTFxNPTF | 16145-8
23536_drw.pdf | 6
23536_drw.pdf | 7 | 1 | TUBE, JW IN, LORAM, QSX15 RG400 | 23558
23536_drw.pdf | 8 | 1 | TUBE, JW IN, LORAM, QSX15 RG400 | 23559
23536_drw.pdf | 9 | 1 | TUBE, JW IN, LORAM, QSX15 RG400 | 23560
23536_drw.pdf |  |  | TUBE, JW OUT, LORAM, QSX15 RG400 | 23620
23536_drw.pdf |  |  | COOLING, | 23705
23536_drw.pdf |  |  | CUT TO 16.50IN LONG | A042F382
23536_drw.pdf |  |  | 84.00IN LONG | A042F382
23536_drw.pdf |  |  |  | 801-10
23536_drw.pdf |  |  |  | 801-10
23540_drw.pdf | 1 | 1 | HEXAG;ON-2 NPT X -2 NPT,STEEL | 12164-2-2
23540_drw.pdf | 2 | 1 | PLUG,PIPE; INT HEX -2 NPT,STEEL | 12212-2
23540_drw.pdf |  |  | JIC X -2 FNPT,STEEL | 12230-4-2
23540_drw.pdf | 6 |  | T-BOL;T
23540_drw.pdf | 7 | 4 | T-BOL;T 6.28-6.59 | 13164-0650
23540_drw.pdf | 8 | 2 | CLAMP, T-BOL;T 7.28-7.59 | 13164-0750
23540_drw.pdf | 9 | 1 | CLAMP, T-BOL;T 7.75-8.06 | 13164-0800
23540_drw.pdf | 10 | 1 | CLAMP, T-BOL;T 8.25-8.56 | 13164-0850
23540_drw.pdf | 11 | 1 | BUSHING,REDUCING PI;PE-4 NPT X -2 FNPT,BRASS | 14783-4-2
23540_drw.pdf | 12 |  | CLAMP,HOS;E 2.81 - 3.75 WORM | 14990-52
23540_drw.pdf |  |  | WOR;M 5/16" BAND | 14992-04
23540_drw.pdf | 16
23540_drw.pdf | 17 |  | INDICATOR,RESTRICTI;ONSWITCHED N/C | 25092
23540_drw.pdf | 18 | 1 | HOSE REDUCE;R8.0"ID x 7.0"ID | 25165
23540_drw.pdf | 19 | 1 | ELBOW, COBRA, 90 D;EG7.00 x 6.00 | 25166
23540_drw.pdf | 20 | 1 | TUBE, AIR INTAKE, AIR FILT;ELRORAM | 25167
23540_drw.pdf | 21 | 1 | AIR INTAKE, TUR;BOLORAM | 25168
23540_drw.pdf | 22 |  | AIR INTAKE SUPT, UPP;ELRORAM | 25178
23540_drw.pdf |  |  | AIR INTAKE SUPT, LOW;ELRORAM | 25179
23540_drw.pdf | 26 |  | HOSE,
23540_drw.pdf | 27 |  | HOSE, 5.50" X 6.00" | 3316622-S
23540_drw.pdf | 28 |  | HOSE; 5.50" X 6.00" | 3316612S
23540_drw.pdf | 29 | 3 | CLAMP, n 8.50" T-BOLT | 3316664S
23540_drw.pdf | 30 |  | U-BOLT CLAM;P 6.0" | 89560K
23540_drw.pdf | 31 |  | INTAKE BONNE;TW/ WORM CLAMP | H001053
23540_drw.pdf | 32 |  | CLEANER MOUNTI;NG18" | H770037
23540_drw.pdf | 33 |  | 16GA, 7.00IN ;ODALUMINZED | P206851
23540_drw.pdf |  |  |  | P207369
23543_drw.pdf | ITEM
23543_drw.pdf | 1 | 2 | CLAMP, U-BOLT, 1.63" OD, ZINC PLATED STEEL, 5/16"-18 | UAN0C42A562
23543_drw.pdf | 2 | 1 | VALVE-SOLENOID | 307-2885
23543_drw.pdf | 3 | 1 | ELBOW,1-1/4NPT,45DEG, BLACK PIPE | 22799
23543_drw.pdf | 4 | 1 | REGULATOR,NG/PV, MAXITROL RV61,1-1/4NPT | 23469
23543_drw.pdf |  |  | VENT,CAP,1/8NPT, GRAINGER 1EJT5 | 23471
23543_drw.pdf | 11 | 1 | UNION,
23543_drw.pdf | 12 | 1 | ELBOW,STREET1-1/4NPT,
23544_drw.pdf | IITTEEMM
23544_drw.pdf | 11 | 22 | CCLLAAMMPP,, UU--BBOOLLTT,, 11..6633"" OODD,, ZZIINNCC PPLLAATTEEDD SSTTEEEELL,, 55//1166""--1188 | UUAANN00CC4422AA556622
23544_drw.pdf | 22 | 11 | CCLLAAMMPP,,MMUUFFFFLLEERR,,11..5500 NNOOMM,, 55//1166--1188 TTHHDD | 00115555--11223399
23544_drw.pdf | 33 | 11 | SSOOLLEENNOOIIDD VVAALLVVEE KKIITT | 330077--22889900
23544_drw.pdf | 44 | 11 | SSWWIITTCCHH--LLOOWW__PPRREESSSSUURREE,, 33"" WWCC CCLLOOSSEE OONN DDEECCRREEAASSEE | 330099--00666699--0011
23544_drw.pdf |  |  | EELLBBOOWW,, 9900°°,, 11"" NNPPTTFF,, BBLLKK IIRROONN | LLTTLL--EE119900
23544_drw.pdf |  |  | BBLLAACCKK PPIIPPEE | 2222779999
23544_drw.pdf |  |  |  | 2222999999
23545_drw.pdf | ITEM
23545_drw.pdf | 1 | 1 | KIT,8.8L,LIQUID(LP), VAPORIZER,PSI#39300123 | 23229
23545_drw.pdf | 2 | 1 | HOSE, FUEL 3/4"ID, 24"LONG | 26601
23545_drw.pdf | 3 | 1 | CLAMP, U-BOLT, 1.63" OD, ZINC PLATED STEEL, 5/16"-18 | UAN0C42A562
23545_drw.pdf | 4 | 1 | FITTING, TUBE, 3/4", BENT-TUBE,5/8"DIA | A042F244
23545_drw.pdf |  |  | SOLENOID VALVE KIT | 307-2890
23545_drw.pdf | 11
23545_drw.pdf | 12 | 1 | CLAMP, WORM, .56-1.06
23545_drw.pdf | 13 | 2 | CLAMP, WORM, .81 - 1.50
23545_drw.pdf | 14 | 1 | CLAMP,CSHN, 1.13 ID | 16164-18
23545_drw.pdf | 15
23545_old_drw.pdf | BITEM
23545_old_drw.pdf | 1
23545_old_drw.pdf | 2 | 1 | KIT,8.8L,LIQUID(LP), VAPORIZER,PSI#39300123 | 23229
23545_old_drw.pdf | 3 | 1 | CLAMP,MUFFLER,1.50 NOM, 5/16-18 THD | 0155-1239
23545_old_drw.pdf | 4 | 1 | SOLENOID VALVE KIT | 307-2890
23545_old_drw.pdf | 5
23545_old_drw.pdf | 6
23545_old_drw.pdf |  |  | 1.13 ID | 16164-18
23545_old_drw.pdf |  |  | LIQUID PROPANE | 23027
23545_old_drw.pdf |  |  |  | 23226
23545_old_drw.pdf |  |  |  | 23228
23545_old_drw.pdf |  |  |  | 23471
23546_drw.pdf | NITEM
23546_drw.pdf | 1 | 1 | KIT,8.8L,LIQUID(LP), VAPORIZER,PSI#39300123 | 23229
23546_drw.pdf | 2 | 2 | CLAMP, U-BOLT, 1.63" OD, ZINC PLATED STEEL, 5/16"-18 | UAN0C42A562
23546_drw.pdf | 3 | 1 | FITTING, TUBE, 3/4", BENT-TUBE,5/8"DIA | A042F244
23546_drw.pdf | 4 | 1 | SOLENOID VALVE KIT | 307-2890
23546_drw.pdf | 5 | 1 | SWITCH-LOW_PRESSURE, 3" WC CLOSE ON DECREASE | 309-0669-01
23546_drw.pdf | 6
23546_drw.pdf |  |  |  | 14990-10
23546_drw.pdf |  |  |  | 14990-16
23546_drw.pdf |  |  |  | 22999
23548_drw.pdf | 1 2 | 2 2 | VALVE-SOLENOI;D STREET PI;PE90DEG -6 NPT X -4 FNPT,S | 12195-6-4
23548_drw.pdf | 3 | 1 | NIPPLE,PLAIN HEXAG;ON-4 NPT X -4 NPT,BRASS | 12529-4-4
23548_drw.pdf | 4 | 2 | CONNECTOR,MAL;E -6 FLR X -4 NPT,BRASS | 12553-6-4
23549_drw.pdf | ITEM
23549_drw.pdf | 1
23549_drw.pdf | 2 | 1 | OIL LEVEL REGULATOR, REN RN24006 | RN24006
23549_drw.pdf | 3 | 1 | HOSE,1/2",PUSH-LOC, PARKER 801,24" LONG | 801-8_23549
23549_drw.pdf | 4
23549_drw.pdf | 11 | 8
23549_drw.pdf | 12 | 2 | SCREW,HH, M10-1.50x40
23549_drw.pdf | 13 | 1 | BRKT,OIL-RESERVOIR, PORTABLE COMPRESSOR
23549_drw.pdf | 14 | 1 | PLT,BACKING,OIL-RES, PORTABLE COMPRESSOR | 23542
23549_drw.pdf | 15 | 1 | BRKT,OIL-LVL-VALVE, WORKS WITH KIT RN24006 | 23666
23549_drw.pdf |  |  |  | FA60204-1
23561_drw.pdf | ITEM
23561_drw.pdf |  | 21.28
23561_drw.pdf |  |  | 2.00 4.28
23561_drw.pdf |  |  | 3/8-16UNC - 2B TAP 0.260
23561_drw.pdf |  |  | 5/16DRILL (0.313) 0.260 -(2 | ) HOLE
23561_drw.pdf |  | 7.26
23562_drw.pdf | ITEM
23563_drw.pdf | ITEM
23564_drw.pdf | ITEM
23564_drw.pdf |  | A
23565_drw.pdf | ITEM
23566_drw.pdf | ITEM
23567_drw.pdf | ITEM
23568_drw.pdf | ITEM
23569_drw.pdf | ITEM
23570_drw.pdf | ITEM
23570_drw.pdf | 6X | 0.75
23571_drw.pdf | ITEM
23572_drw.pdf | ITEM
23572_drw.pdf |  |  | 0.10
23573_drw.pdf | ITEM
23574_drw.pdf | ITEM
23575_drw.pdf | ITEM
23576_drw.pdf | ITEM
23577_drw.pdf | ITEM
23577_drw.pdf | 1 | 1 | TUBE,2" SQ STRL, .25,21.5"L, TAPED 3/8 HOLES | 23483
23577_drw.pdf | 2 | 1 | TUBE,2X4 STRL, .25,65.53"L, TAPED 3/8 HOLES | 23561
23577_drw.pdf | 3 | 2 | BRKT,ENGINE MOUNT, PIERCE 20KW | 23562
23577_drw.pdf | 4 | 2 | BRKT,GEN HOUSING, PIERCE 20KW | 23563
23577_drw.pdf |  |  | CHANEL,GEN HOUSING, PIERCE 20KW | 23564
23577_drw.pdf |  |  | 20KW | 23565
23577_drw.pdf |  |  |  | 23566
23577_drw.pdf | 11 | 1 | TUBE,2"
23577_drw.pdf | 12 | 1 | TUBE,2" SQ STRL, .25,69.53"L,
23577_drw.pdf | 13 | 1 | TUBE,2" SQ STRL, .25,69.53"L, TAPPED 3/8 HOLES
23577_drw.pdf | 14 | 1 | TUBE,2" SQ STRL, .25,21.50"L, TAPPED 3/8 HOLES | 23585
23577_drw.pdf | 15 | 1 | TUBE,2" SQ STRL, .25,29.75"L, TAPPED 3/8 HOLES,.56 | THRU23586
23578_drw.pdf | ITEM
23582_drw.pdf | ITEM
23583_drw.pdf | ITEM
23583_drw.pdf |  |  | 6.07
23583_drw.pdf |  |  | 2X
23584_drw.pdf | ITEM
23584_drw.pdf |  |  | 6.88 1.79
23584_drw.pdf |  |  | TYP
23584_drw.pdf |  | 3/8-16UNC | - 2B TAP 0.260
23584_drw.pdf | (0.313) | (0.313) | 0.260 -(3 ) HOLE
23585_drw.pdf | ITEM
23585_drw.pdf |  |  | 2.00
23586_drw.pdf | ITEM
23587_drw.pdf | ITEM
23588_drw.pdf | ITEM
23588_drw.pdf | 3/8-16UNC | - | 2B TAP 0.260
23588_drw.pdf | (0.313) |  | -(1 ) HOLE
23588_drw.pdf |  |  | 1.02
23588_drw.pdf |  |  | 7.41
23589_drw.pdf | ITEM
23589_drw.pdf |  |  | 7.94
23589_drw.pdf |  |  | 3X 1.00
23590_drw.pdf | 1 | 1 | BASE, POWER UNIT, - | 18810
23590_drw.pdf | 2
23590_drw.pdf | 3 | 2 | ASSY, ENG MNT, FH9170 , QSC-300 | 7873
23590_drw.pdf | 4 | 1 | ENGINE, QSC8.3 T3, NORDCO | 201211270097
23590_drw.pdf | 5 | 1 | BRACKET,ALTERNATOR MOUNT, - | 13373
23590_drw.pdf | 6 | 2 | SPACER,FAN PILOT | 3910129
23590_drw.pdf | 7
23590_drw.pdf | 8 | 1 | FAN, 28 IN. DIA, SUCTION, ACS 440100-28 | 23591
23590_drw.pdf | 9 | 1 | RADIATOR, GEN. THERMAL DYNAMICS, - | 3124C
23590_drw.pdf | 10 | 1 | ENCLOSURE, NORDCO QSC-300 POWER UNIT, NORDCO | 15355
23590_drw.pdf | 11 | 1 | WINTERFRONT, CANVAS, NORDCO | 9251
23590_drw.pdf | 12 | 1 | PETCOCK. 1/2" NPT MALE, - | B-11197
23590_drw.pdf | 13 | 1 | BRKT, RADIATOR , SUPT LH | 18571
23593_drw.pdf | ITEM
23593_drw.pdf | (0.313 | ) | 0.250 -(2 ) HOLE
23593_drw.pdf | 6.83
23594_drw.pdf | ITEM
23595_drw.pdf | ITEM
23596_drw.pdf | ITEM
23597_drw.pdf | ITEM
23597_drw.pdf | 1 | 1 | PANEL,BOTTOM,FAN SHROUD, PIERCE 20KW | 23598
23597_drw.pdf | 2 | 1 | PLATE,FAN SHROUD TOP, PIERCE 20KW | 23599
23597_drw.pdf | 3 | 1 | PANEL,FAN SHROUD, PIERCE 20KW | 23600
23597_drw.pdf | 4 | 1 | PLATE,FAN SHROUD, PIERCE 20KW | 23601
23597_drw.pdf |  |  | 4
23597_drw.pdf |  |  | 1 2
23597_drw.pdf |  |  | 1
23598_drw.pdf | ITEM
23599_drw.pdf | ITEM
23600_drw.pdf | ITEM
23601_drw.pdf |  | R0.10
23604_drw.pdf | 1 | 1 | FUEL,FILL NECK, PIERCE 20KW | FUEL_FILL
23604_drw.pdf | 2 | 1 | TANK,FUEL, PIERCE 20KW | PIERCE_20KW_FUEL_TANK
23604_drw.pdf | 5
23604_drw.pdf | 6 | 1 | FTG,FUEL TANK VENT, 30 SCFH | 22193
23604_drw.pdf | 7 | 1 | PLUG,9/16-18,HEX-SOCKET, ORING SEAL | 4835K45
23604_drw.pdf | 8 | 1 | CAP, FUEL, - | FUEL_CAP
23604_drw.pdf | 9 | 2 | BRKT,FUEL TANK, PIERCE 20KW | PIERCE_20KW_BRKT_FUEL
23604_drw.pdf | 12 | 1 | TUBE,RETURN, PIERCE 20KW | PIERCE_RETURN_TUBE
23604_drw.pdf |  |  | 5
23604_drw.pdf |  |  | 6 1
23604_drw.pdf |  |  | 1
23604_drw.pdf |  |  | 4
23604_drw.pdf |  |  | 1
23604_drw.pdf | 3
23604_drw.pdf | 1
23604_drw.pdf |  |  | 10
23607_drw.pdf | ITEM
23608_drw.pdf |  |  | NOT SHOW VISIBLE SIRGENDSOORF
23608_drw.pdf |  | SLAG/FLUX | RESIDUES SHALL BE REWMEOLVDED.
23608_drw.pdf |  |  | TO NORMAL VIEWEINND THE
23608_drw.pdf | TO | MINIMUM | OF SSPC-SP6 OR SA21/O2X.IDAITFION
23608_drw.pdf | APPLICATION | APPLICATION | OF EPOXY PRIMER 04488TWHEEP-S4U,RFACE
23608_drw.pdf |  | VISUAL | STANDARD. SURFACE DREEFVEECATLSED BY
23608_drw.pdf | PERFORMED |  | ABRASIVE BLASTING.
23608_drw.pdf | TO | ENSURE | COMPLETE DRYING IN CRSEEVAIMCSE,S,
23608_drw.pdf |  |  | PAINTING.
23608_drw.pdf |  | BLENDING.
23608_drw.pdf | 2-24 | HOURS
23608_drw.pdf | FILM | HOURS
23609_drw.pdf | ITEM
23609_drw.pdf | 1 | 1 | BELLOWS,2"ID,8"L | 23610
23609_drw.pdf | 2 | 1 | EXHAUST,90,, PIERCE 20KW | 23611
23609_drw.pdf | 3 | 1 | EXHAUST,REDUCER, 2.5"OD X 2"ID NELSON | 89180A
23609_drw.pdf |  |  | 2
23610_drw.pdf | ITEM
23611_drw.pdf | ITEM
23612_drw.pdf | ITEM
23612_drw.pdf | 1 | 1 | BRKT,FUEL FILTER, PIERCE 20KW | 23612
23612_drw.pdf | 2
23612_drw.pdf |  |  | .13
23613_drw.pdf | ITEM
23614_drw.pdf | ITEM
23615_drw.pdf | ITEM
23615_drw.pdf | 1 | 1 | FLANGE,2" ANSI 125/150#, - | 23607
23615_drw.pdf | 2 | 1 | EXHAUST,CONNECTORS, 2"OD X 2"ID NELSON | 89249A
23616_drw.pdf | ITEM
23616_drw.pdf | 1 | 1 | PLATE,FRONT ENGINE MOUNT, - | 23617
23616_drw.pdf | 2 | 2 | GUSSET,FRONT ENGINE MOUNT, - | 23618
23616_drw.pdf | 3 | 1 | PLATE,FRONT ENGINE MOUNT, - | 23619
23616_drw.pdf | 4 | 1 | PLATE,FRONT ENGINE MOUNT, - | 25450
23616_drw.pdf |  |  | PLATE,FRONT ENGINE MOUNT, - | 25451
23624_drw.pdf | ITEM
23624_drw.pdf | 1 | 1 | SUB-BASE (ROTATED ISOLATORS), LORAM, QSX15 | 26394
23624_drw.pdf | 2 | 1 | ENGINE,QSX15, LORAM | 201864
23624_drw.pdf | 3 | 2 | ISOLATOR, TECH PRODUCTS, 60043 | 23625
23624_drw.pdf | 4
23624_drw.pdf |  |  | VALVE, OIL DRAIN, 3/4-14 NPT WITH NIPPLE | A042D567
23624_drw.pdf | 11 | 1 | HOSE,
23624_drw.pdf | 12 | 4 | WASHER, SNUBBING, TECH
23624_drw.pdf | 13 | 2 | ISOLATOR, TECH PROD, 52012-65
23624_drw.pdf | 14
23624_drw.pdf | 15 | 1 | SAMPLE PORT, 1/8 INCH NPT | 3318169-S
23631_drw.pdf | ITEM | QTY
23631_drw.pdf | 1 | 1 | ASSEMBLY, COOLANT HEATER, 3KW ADJ VOLTAGE, CFP15E | 10849
23631_drw.pdf | 4 | 1 | ASSY, FRT ENG SUPT, CFP15E RADIATOR COOLED | 17259
23631_drw.pdf | 5
23631_drw.pdf | 6 | 1 | ENGINE,QSX15-G9,755HP,TIER 3, RAD. COOLER, CFP15 F50-F70 | 18197
23631_drw.pdf | 7 | 1 | ASSY, GUARDING CFP15E, RAD. COOLED, HD AIR CLEANER | 18200
23631_drw.pdf | 8 | 1
23631_drw.pdf | 10 | 1 | KIT, CFP15E FUEL LINE, RAD COOLED | 21086
23631_drw.pdf | 11 | 1 | KIT, WIRE HARNESS, CFP5E | 21228
23631_drw.pdf | 12
23631_drw.pdf | 13 | 1 | ASSY, OP STATION, HD MID MOUNT AIR CLEANER, CFP15E | 22643
23631_drw.pdf | 14 | 1 | CRATE, SHIPPING, MILANTRACTOR | A042C857
23631_drw.pdf | 17 | 1 | VALVE, OIL DRAIN, M27-2.0 WITH NIPPLE | 13215
23631_drw.pdf | 18 | 2 | BRACKET, REAR LEG, CFP15E | 13486
23631_drw.pdf | 19 | 1 | ELBOW, FLEX, 90° FLARED x FLANGE, 6" TURBO, GTE #10-761-618 | 13572
23631_drw.pdf | 20 | 1 | KIT, BATTERY CABLES, CFP8.3, 5E, 7E, 15E | 16231
23638_drw.pdf | 1 | 1 | LOUVER,CONDUIT BOX, UCI274/HCI4/HCI5 | 17310
23638_drw.pdf | 2 | 1 | PANEL,RR,CONDUIT BOX, UCI274/HCI4/HCI5 | 18319
23638_drw.pdf | 3 | 2 | PANEL,SIDE,CONDUIT BOX, UCI274/HCI4/HCI5 | 18324
23638_drw.pdf | 4 | 1 | FRNT,CONDUIT BOX, GTA855 UCI274 | 23967
23638_drw.pdf | 5 | 1 | ASM,SIDE,CONDUIT-BOX, UCI274/HCI4/HCI5 | 23969
23638_drw.pdf | 6 | 1 | ASM,SIDE,CONDUIT-BOX, HCI2/4/5 W/3X CONTROL | 24214
23638_drw.pdf | 7 | 1 | PANEL,TOP,CONDUIT BOX, UCI274,HCI4,HCI5 | 13694
23638_drw.pdf | 8 | 1 | SEAL,BULB,UL RECOGNIZED, 84 INCHES LONG | 14456_084
23638_drw.pdf | 9 | 2 | PLATE,CABINET, UCI274 | 14792
23638_drw.pdf | 10 | 1 | PLATE,COVER, - | 17356
23638_drw.pdf | 11 | 2 | BRKT,CONDUIT BOX, - | 17393
23638_drw.pdf | 12 | 2 | BRKT,CONDUIT BOX, - | 17394
23638_drw.pdf | 13 | 1 | COVER, LOWER FRONT, UCI274 | 18788
23639_drw.pdf | ITEM
23639_drw.pdf | 1 | 1 | LUG,4/0x3/8"HOLE, COPPER,CRIMP | AF13440
23639_drw.pdf | 2 | 1 | LUG,4/0x1/2"HOLE, COPPER,CRIMP | AF13441
23639_drw.pdf | 3 | 1 | CABLE,4/0x22"LONG, - | AG-WC4-0_001
23641_drw.pdf | ITEM
23641_drw.pdf | 1 | 6 | WELDNUT, 1/4"-20 NC, _ | 14520
23641_drw.pdf | 2 | 1 | ANGLE,GUARD MOUNT, - | 23642
23641_drw.pdf | 3 | 1 | ANGLE,GUARD MOUNT, - | 23643
23641_drw.pdf | 4 | 1 | ANGLE,GUARD MOUNT, - | 23644
23646_drw.pdf | ITEM | QTY
23646_drw.pdf | 1 | 1 | EXHAUST,L 90 HALF MARMON, 6" 125# ANSI FLANGE | 9514-09
23646_drw.pdf | 4 | 1 | KIT, SENSOR & ADAPTER, CFP15E | 15604
23646_drw.pdf | 5 | 1 | ASSEMBLY, SECONDARY ECM, CFP15E | 15617
23646_drw.pdf | 6 | 1 | ASSY, FRT ENG SUPT, CFP15E RADIATOR COOLED | 17259
23646_drw.pdf | 7 | 1 | TUBE, CAC, TURBO SIDE, CFP15E FIREPUMP | 17261
23646_drw.pdf | 8
23646_drw.pdf | 10 | 1 | ENGINE, QSX15, 575HP,TIER 3, RADIATOR COOLED | 18142
23646_drw.pdf | 11 | 1 | ASSY, GUARDING CFP15E, RAD. COOLED, HD AIR CLEANER | 18200
23646_drw.pdf | 12 | 1 | ASSEMBLY, FUEL VALVE AND BYPASS | 18501
23646_drw.pdf | 13 | 1 | ASM, FUEL GAUGES, CFP15E LH CONTROLS | 19840
23646_drw.pdf | 14 | 1 | BRACKET, DPEM LOWER MTG, CFP15E | 19850
23646_drw.pdf | 17 | 1 | KIT, WIRE HARNESS, CFP5E | 21228
23646_drw.pdf | 18 | 1 | ASSEMBLY, ACCESSORY MOUNTING, CFP15E | 21282
23646_drw.pdf | 19
23646_drw.pdf | 20 | 1 | U-BOLT 4.5", McMASTER-CARR 3042T39 | 21357
23646_drw.pdf | 23 | 1 | ASSEMBLY, OIL/AIR TEMPERATURE | 21477
23646_drw.pdf | 24 | 1 | ASSEMBLY, CFP15E FRAME MOUNTED, DUPLEX LUBE OIL FILTER | 21628
23646_drw.pdf | 25
23646_drw.pdf | 26 | 1 | ASSEMBLY, DPEM AND HARNESS, GEN I | 21662
23647_drw.pdf | 1 | 1 | FRAME,LORAM RG400 ; QSK50 | 23648
23647_drw.pdf | 2 | 4 | ISOLATOR,FAILSAFE; RA1800B | 24849
23647_drw.pdf | 3 | 1 | BRKT,FRONT ENGINE MOUNT ; LORAM RG400 | 23616
23647_drw.pdf | 4 | 1 | BRKT,GUARD MOUNT ; LORAM RG400 | 23641
23647_drw.pdf | 5 | 1 | GUARD,DAMPER; LORAM RG400 | 23651
23647_drw.pdf | 6 | 1 | COVER,DAMPER GUARD ; LORAM RG400 | 23653
23647_drw.pdf | 7 | 1 | PLUG,HOLE,2.44-2.53 DIA ; RECESSED BUTTON
23647_drw.pdf |  |  |  | 23659
23647_drw.pdf | 12 | 1 | COVER,ALTERNATOR GUARD ; LORAM RG400 | 23663
23647_drw.pdf | 13 | 1 | WASHER,PLAIN | 67946
23647_drw.pdf | 14 | 1 | FTG,ST,ADAPTER 1.00-18 X 1/2 NPTF ; _ | 123824
23647_drw.pdf | 15 | 1 | ELBOW,REDUCING STREET PIPE ; 90DEG -8 NPT X -12 FNPT,S | 12195-8-12
23647_drw.pdf | 16 | 1 | VALVE, OIL DRAIN; 3/4-14 NPT WITH NIPPLE | A042D567
23647_drw.pdf | 17 | 1 | BRKT,CLIP; - | 25087
23647_drw.pdf | 18 | 1 | CLAMP,CSHN; EPDM RUBBER | 16164-18
23647_drw.pdf | 19 | 1 | FITTING,BULKHEAD ; -12 JIC X -12 FNPT,STEEL | 12230-12-12
23647_drw.pdf | 20 | 1 | COUPLING,PLAIN HOSE; -12 BEAD X -12 NPT,BRASS | 12545-12-12
23647_drw.pdf | 21 | 1 | CAP,PIPE; EXT HEX -12 JIC,STEEL | 12296-12
23647_drw.pdf | 22 | 1 | HOSE,PARKER; 3/4" ID X 30.00" LG | 811-12_010
23647_drw.pdf | 27 | 4 | CLAMP,BATTERY,MARINE ; NEGATIVE | 26746
23647_drw.pdf | 28 | 4 | CLAMP,BATTERY,MARINE ; POSITIVE | 26747
23647_drw.pdf | 29 | 4 | BRKT, BATTERY HOLD DOWN ; LORAM RG400 | 24997
23647_drw.pdf | 30 | 4 | COVER,BATTERY HOLD DOWN; LORAM RG400 | 24996
23647_drw.pdf | 31 | 1 | BRKT,DISCONNECT MOUNT ; LORAM RG400 | 24973
23647_drw.pdf | 32 | 2 | MASTER DISC. SWITCH ; - | 75907
23647_drw.pdf | 33 | 2 | KIT LOCKING LEVER; - | 24505
23647_drw.pdf | 34 | 2 | SAMPLE PORT; 1/8 INCH NPT | 3318169-S
23647_drw.pdf | 35 | 1 | ELBOW,PLAIN STREET PIPE; 90DEG -2 NPT X -2 FNPT,S | 12195-2-2
23647_drw.pdf | 36 | 2 | CLAMP,HOSE; .69-1.25 WORM | 14990-12
23647_drw.pdf | 37 | 8 | PLUG,PIPE; EXT HEX -6 NPT,STEEL | 12210-6
23648_drw.pdf | ITEM
23648_drw.pdf | 1 | 10 | PLATE,PIN, - | 19595
23648_drw.pdf | 2 | 10 | PIN,RETAINER, - | 19596
23648_drw.pdf | 3 | 2 | PLATE,MOUNT, - | 19603
23648_drw.pdf | 4 | 4 | GUSSET,MOUNT, - | 19604
23648_drw.pdf |  |  | PLATE,FRAME, - | 19771
23648_drw.pdf |  |  |  | 24863
23648_drw.pdf | 11 | 1
23648_drw.pdf | 12 | 1 | BEAM,GENERATOR,FRNT, -
23648_drw.pdf | 13 | 1 | BEAM,GENERATOR,REAR, -
23648_drw.pdf | 14 | 1 | PLATE,FRONT, - | 24870
23648_drw.pdf | 15 | 1 | PLATE,RADIATOR SUPPORT, - | 24871
23651_drw.pdf | ITEM
23651_drw.pdf | 1 | 10 | WELDNUT, 1/4"-20 NC, _ | 14520
23651_drw.pdf | 2 | 1 | SHEET,DAMPER GUARD, - | 23652
23654_drw.pdf | ITEM
23654_drw.pdf | 1 | 2 | WELDNUT, 1/4"-20 NC, _ | 14520
23654_drw.pdf | 2 | 1 | SHEET,ALT MOUNT, - | 23655
23657_drw.pdf | ITEM
23657_drw.pdf | 1 | 1 | WELDNUT, 1/4"-20 NC, _ | 14520
23657_drw.pdf | 2 | 1 | SHEET,ALT MOUNT, - | 23658
23657_drw.pdf |  |  | 1.63
23659_drw.pdf | ITEM
23659_drw.pdf | 1 | 10 | WELDNUT, 1/4"-20 NC, _ | 14520
23659_drw.pdf | 2 | 1 | SHEET,ALTERNATOR GUARD, - | 23660
23661_drw.pdf | ITEM
23661_drw.pdf | 1 | 4 | WELDNUT, 1/4"-20 NC, _ | 14520
23661_drw.pdf | 2 | 1 | GUARD,ALTERNATOR, LORAM RG400 | 23662
23664_drw.pdf | ITEM
23664_drw.pdf | 1 | 1 | TUBE,CLEAR TYGON, 3/16 ID X 4.00 IN LG | 21156
23664_drw.pdf | 2 | 1 | ASSY, GENERATOR CABINET, LORAM | 24672
23664_drw.pdf | 3 | 2 | ASSY,GEN AIR FILTER, | 24688
23664_drw.pdf | 4 | 1 | ASSY,GEN AIR FILTER, QST30 | A042A100
23664_drw.pdf |  |  | GASKET,FOAM,0.12 X 1-1/4" WIDE, BULK (FOOT) | 26914
23664_drw.pdf | 11
23664_drw.pdf | 12 | 1 | GASKET,RUBBER, LORAM RG400
23665_drw.pdf | 1 | 1 | HOSE,PARKER, 3/8" ID X 24.00" LG | 801-06
23665_drw.pdf | 2 | 1 | HOSE,PARKER, 3/8" ID X 42.00" LG | 801-06
23665_drw.pdf | 3 | 1 | HOSE,PARKER, 3/8" ID X 35.00" LG | 801-06
23665_drw.pdf | 4 | 1 | HOSE,PARKER, 3/8" ID X 40.00" ID | 801-06
23665_drw.pdf | 5 | 1 | HOSE,PARKER, 3/8" ID X 108.00" LG | 801-06
23665_drw.pdf | 6 | 1 | VALVE,BL -12 TEE HDL, BRASS,NPTFxNPTF | 18855-12
23665_drw.pdf | 7 | 2 | VALVE,BUTTERFLY,3" FLANGE, - | 19167
23665_drw.pdf |  |  |  | 24500
23671_drw.pdf | ITEM
23671_drw.pdf | 1 | 1 | HOSE, PARKER, 0.25 ID X 32.50 | 801-04-22
23671_drw.pdf | 2 | 1 | HOSE, PARKER, 0.38 ID X 19.00 | 801-06-44
23671_drw.pdf | 3
23671_drw.pdf | 4
23671_drw.pdf |  |  | 1
23673_drw.pdf | ITEM
23673_drw.pdf | 1 | 1 | BRACKET, COOLANT HEATER SUPPORT, CFP15E | 23674
23673_drw.pdf | 2 | 1 | BRACKET, CONTACTOR MOUNTING, CFP15E | 23675
23673_drw.pdf | 3 | 2 | GUSSET, COOLANT HEATER, CFP15E | 23682
23673_drw.pdf |  |  |  | 3
23676_drw.pdf | 1 | 2 | CHANNEL, SIDE | 23684
23676_drw.pdf | 2 | 2 | CHANNEL, END | 23685
23676_drw.pdf | 3 | 1 | SUPPORT, FRONT ENGINE | 23686
23676_drw.pdf | 4 | 1 | SUPPORT, REAR ENGINE | 23687
23676_drw.pdf | 5 | 2 | GUSSET, PUMP MOUNT | 23688
23676_drw.pdf | 6 | 1 | FRONT, PUMP MOUNT | 23689
23676_drw.pdf | 7 | 1 | REAR, PUMP MOUNT | 23690
23676_drw.pdf | 8 | 4 | GUSSET, ENGINE BRACE | 23691
23676_drw.pdf | 9 | 6 | GUSSET, ENGINE MOUNT | 23694
23676_drw.pdf | 10 | 2 | MOUNT, RADIATOR | 23695
23676_drw.pdf | 11 | 2 | PLATE, RADIATOR MOUNTING | 23696
23676_drw.pdf | 12 | 2 | BRACE, RADIATOR SUPPORT | 23697
23676_drw.pdf | 13 | 4 | BRACKET, LIFTING, 10" CHANNEL | A042G991
23677_drw.pdf | 1 | 1 | TUBE, LOWER, COOLANT HEATER, QSX15-C | 18153
23677_drw.pdf | 2 | 1 | BRACKET, COOLANT HEATER/CONTACTOR, CFP15E | 23673
23677_drw.pdf | 3 | 1 | HOSE,1.00IN IDX36IN,SILICONE, CUT TO 30 INCHES LONG | A042F061
23677_drw.pdf | 4 | 2 | CONTACTOR, MANUAL OVERIDE, CFP | 8824
23677_drw.pdf | 5 | 3 | SPACER, MOUNTING, SECONDARY ECM | 8824
23677_drw.pdf | 6 | 1 | HEATER, COOLANT, 3KW, ADJ. VOLT, WATLOW 3-10-42-5PA | 11577
23677_drw.pdf | 7
23677_drw.pdf | 8
23677_drw.pdf | 9 | 1 | UNION, -12 NPT | 11577
23681_drw.pdf | ITEM | QTY
23681_drw.pdf | 1 | 1 | EXHAUST,L 90 HALF MARMON, 6" 125# ANSI FLANGE | 9514-06
23681_drw.pdf | 4 | 1 | SHROUD, INTAKE, CFP15E | 11715
23681_drw.pdf | 5 | 1 | ASSEMBLY, SHAFT GUARD, TELESCOPING, SIZE 1-XL, SHORT COUPLED | SHAF1T4156
23681_drw.pdf | 6 | 1 | ASSEMBLY, OPERATOR STATION, CFP15E | 15484
23681_drw.pdf | 7 | 1 | KIT, SENSOR & ADAPTER, CFP15E | 15604
23681_drw.pdf | 8 | 1
23681_drw.pdf | 10 | 1 | TUBE, CAC, TURBO SIDE, CFP15E FIREPUMP | 17261
23681_drw.pdf |  | 1 | ENGINE, QSX15, 575HP,TIER 3, RADIATOR COOLED | 18142
23681_drw.pdf | 13 | 1 | ASSY, GUARDING CFP15E, RAD. COOLED, HD AIR CLEANER | 18200
23681_drw.pdf | 14 | 1 | ASSEMBLY, FUEL VALVE AND BYPASS | 18501
23681_drw.pdf | 17 | 1 | FRAME, CFP15E, RADIATOR COOLED, ITT 10X8X20F PUMP | 23676
23681_drw.pdf | 18
23681_drw.pdf | 19
23681_drw.pdf | 20 | 1 | SENSOR, MAG PICK UP, #5MT2005 | 9569
23681_drw.pdf | 23 | 1 | PLATE, BLOCK OFF, CFP15E-F30 | 11717
23681_drw.pdf | 24 | 1 | ADAPTER, U-JOINT, SAE#1 FW, 1710/1810/U3172/ DRIVESHAFTS | 12578
23681_drw.pdf | 25 | 1 | BRACKET, CAC SUPPORT, HHP, CFP15E | 12885
23681_drw.pdf | 26 | 1 | BRACKET, CAC SUPPORT, CFP15E LOW HORSE POWER | 12886
23692_drw.pdf | ITEM
23692_drw.pdf | 1 | 12 | ISOLATOR,UNIVERSAL, 4575 LBS RATING | 19570
23692_drw.pdf | 2 | 24 | OSP,WASHER,SNUBBING | 19571
23692_drw.pdf | 3 | 12 | SCR,CAP,HEX HEAD, 1-8UNC X 6.50 GR8 ZN | 25093
23692_drw.pdf | 4 | 12 | NUT,LOCKING,1"-8 UNC, REUSEABLE | 25813
23692_drw.pdf |  |  | WASHER, SNUBBING | A042E661
23693_drw.pdf | 1 | 2 | ADAPTER,PLAIN PIP;E-2 FNPT X -2 NPT,STEEL | 12175-2-2
23693_drw.pdf | 2 | 3 | FITTING,BULKHEA;D-4 JIC X -2 FNPT,STEEL | 12230-4-2
23693_drw.pdf |  |  | X -4 NPT,STEEL | 12238-4-4
23693_drw.pdf | 5 | 2 | ELBOW,PLAIN ADAPTE;R-4 JIC X -2
23693_drw.pdf | 6 | 2 | ELBOW,PLAIN STREET PI;PE45D -2 NPT X -2 FNPT,B | 12532-2-2
23693_drw.pdf | 7 | 8 | COUPLING,PLAIN HOS;E-4 JIC X -4 BARB,STEEL | 12544-4-4
23693_drw.pdf | 8 | 4 | CLAMP, T-BOL;T 5.50-5.81 | 13164-0575
23693_drw.pdf | 9 | 4 | CLAMP, T-BOL;T 6.28-6.59 | 13164-0650
23693_drw.pdf | 10 | 4 | CLAMP, T-BOL;T 8.25-8.56 | 13164-0850
23693_drw.pdf | 11 | 2 | CLAMP,HOS;E 2.81 - 3.75 WORM | 14990-52
23693_drw.pdf |  |  |  | 14992-04
23693_drw.pdf | 14 | 1 | BRKT,AIR CLEANER SUPPO;RTLORAM RG400 | 23882
23693_drw.pdf | 15 | 1 | BRKT,AIR CLEANER SUPPO;RTLORAM RG400 | 23883
23693_drw.pdf | 16 | 1 | BRKT,AIR CLEANER SUPPO;RTLORAM RG400 | 23884
23693_drw.pdf | 17 | 1 | BRKT,AIR CLEANER SUPPO;RTLORAM RG400 | 23885
23693_drw.pdf | 18 | 1 | MOUNT,AIR CLEANER RA;CKLORAM RG400 | 23887
23693_drw.pdf | 19 | 1 | MOUNT,AIR CLEANER RA;CKLORAM RG400 | 23894
23693_drw.pdf | 20 | 4 | PRE-CLEANER,AIR,9" ;ID- | 24097
23693_drw.pdf | 23 | 1 | MANIFOLD,AIR INTAK;ELORAM RG400 | 24443
23693_drw.pdf | 24 | 1 | TUBE,AIR INTAK;E- | 24446
23693_drw.pdf | 25 | 1 | TUBE,AIR INTAK;E- | 24447
23693_drw.pdf | 26 | 1 | BRKT,RACK SUPPOR;TLORAM RG400 | 24451
23693_drw.pdf | 27 | 1 | RACK,LH,AIR CLEANER MOU;NTLORAM RG400 | 24493
23693_drw.pdf | 28 | 1 | RACK,RH,AIR CLEANER MOU;NTLORAM RG400 | 24497
23693_drw.pdf | 29 | 1 | BRKT,CLIP; - | 24845
23693_drw.pdf | 32 | 1 | HOSE,FLEXIBLE DUC;T3.50 ID X 48.00 INCHES LG | 25090_002
23693_drw.pdf | 33 | 2 | BRKT,AIR CLEANER RA;CKLORAM RG400 | 25462
23693_drw.pdf | 34 | 2 | BRKT,AIR CLEANER RA;CKLORAM RG400 | 25463
23693_drw.pdf | 35 | 2 | WASHER,0.53 ID X 1.06 OD X 1/4";TH-K | 25465
23693_drw.pdf | 36 | 2 | BRACE,AIR CLEANE;RLORAM RG400 | 25488
23693_drw.pdf | 37 | 2 | BRACE,AIR CLEANE;RLORAM RG400 | 25489
23693_drw.pdf | 38 | 4 | DECAL,HAZARD,CU;T- | 25957
23693_drw.pdf | 41 | 4 | HUMP HOSE,REDUCE;R10" X 8" | 3316628S
23693_drw.pdf | 42 | 4 | HOSE CLAMP, 10"DIA, 10.25"-10.;75-" | 3316666S_CCR
23693_drw.pdf | 43 | 2 | HOSE,3.00IN ID X 36IN EP;DMKOOL BLUE,72EP-300-36 | A042F058
23693_drw.pdf | 44 | 1 | GAUGE,DIFFERENTIA;L0-25 INCHES WATER | A057W566
23693_drw.pdf | 45 | 3 | SWITCH,TRANSDUCE;R1/8 NPT PORT | A057W567
23693_drw.pdf | 46 | 2 | LIGHT,LED,GREEN/RE;D12-30VDC | A057W568
23698_drw.pdf | ITEM
23698_drw.pdf | 1 | 1 | BRKT,SILENCER SUPPORT, LORAM RG400 | 23867
23698_drw.pdf | 2 | 1 | BRKT,SILENCER SUPPORT, LORAM RG400 | 23870
23698_drw.pdf | 3 | 1 | PIPE,EXAUST, LORAM RG400 | 24001
23698_drw.pdf | 4 | 1 | PIPE,EXAUST, LORAM RG400 | 24002
23698_drw.pdf |  |  | PIPE,EXHAUST,DUAL INLET, LORAM RG400 | 24092
23698_drw.pdf |  |  | LORAM RG400 | 24917
23698_drw.pdf |  |  |  | 24977
23698_drw.pdf | 11 | 1 | RAIN
23698_drw.pdf | 12 | 1 | BLANKET,EXHAUST,12" ASA,
23698_drw.pdf | 13 | 2 | BLANKET,EXHAUST,8" ASA, (AUTOCAD CONTROLLED)
23698_drw.pdf | 14 | 4 | CLAMP, EXHAUST, 8", GT EXHAUST | 33-800
23698_drw.pdf | 15 | 2 | GASKET,EXHAUST,CERAMIC, ANSI 8" FLANGE | 48-CF-800
23699_drw.pdf | ITEM | QTY
23699_drw.pdf | 1 | 7 | CLAMP,PIPE,25.4mm DIA, - | 19790
23699_drw.pdf | 2 | 1 | TUBE, FUEL, LORAM, QSK50 | 24930
23699_drw.pdf | 5 | 1 | HOSE,FUEL,FILTER OUT TO ENG IN, LORAM QSK50 | 24933
23699_drw.pdf | 6
23699_drw.pdf | 7 | 1 | HOSE,FUEL,FUEL COOLER OUT, LORAM QSK50 | 24935
23699_drw.pdf | 8 | 1 | HOSE,FUEL,PUMP OUT TO FILTER IN, LORAM QSK50 | 24936
23708_drw.pdf | ITEM
23708_drw.pdf | 1 | 2 | VALVE,BL -12 LK HDL, BRASS,NPTFxNPTF | 16145-12
23708_drw.pdf | 2 | 1 | HEATER,COOLANT, 480V, 3000W, 15-30L | 19484
23708_drw.pdf | 3
23708_drw.pdf | 4
23708_drw.pdf | 11
23708_drw.pdf | 12
23709_drw.pdf | 1 2 | 1 1 | PLATE,FUEL PUM;PLORAM, QSX15 GPM,24V;DCQST30 | 19583
23709_drw.pdf | 3 | 2 | FITTING,BULKHEA;D-16 JIC W/NUT,STEEL | 12227-16
23709_drw.pdf | 4 | 2 | CAP,PIPE; EXT HEX -16 JIC,STEEL | 12296-16
23711_drw.pdf | 1 | 1 | EXHAUST, 90 HALF MARMON, 4" TURBO OUT, 5" 125LB ANSI | FLANGE8780_04
23711_drw.pdf | 2 | 1 | ASSEMBLY, VALVE COVER MODIFICATION, FIREPUMP, CFP9E | 11917
23711_drw.pdf | 3
23711_drw.pdf | 4 | 1 | ASSEMBLY, SHAFT GUARD, TELESCOPING, SIZE 3-X, 24" LONG | SHAFT14155
23711_drw.pdf | 5 | 1 | KIT, FUEL LINES, CFP9E, F10/20/30/40/50/60 - EXT ONLY | 15208
23711_drw.pdf | 6 | 1 | ASSEMBLY, CONTROL PANEL, CFP8.3 | 15427
23711_drw.pdf | 7 | 2 | LEG, ENGINE SUPPORT, REAR, FIREPUMP, 6B/4B | 15428
23711_drw.pdf | 8 | 1 | KIT, SENSOR & ADAPTER, CFP9E | 15602
23711_drw.pdf | 9 | 1 | ASSEMBLY, SECONDARY ECM, CFP9E | 15613
23711_drw.pdf | 10 | 1 | ASSEMBLY, CONTACTORS, CFP8.3 | 21246
23711_drw.pdf | 16 | 1 | FRAME, RADIATOR COOLED, CFP9E | 23731
23711_drw.pdf | 17 | 1 | TUBE, UPPER CAC, CFP9E | 24779
23712_drw.pdf | ITEM
23712_drw.pdf | 1 | 1 | FRAME WLDMNT,SG TANK, GTA855E HX | 23713
23712_drw.pdf | 2 | 1 | BRACE RH,SURGE TANK, GTA855E HX | 23717
23712_drw.pdf | 3 | 1 | BRACE LH,SURGE TANK, GTA855E HX | 23718
23712_drw.pdf | 4 | 2 | SIGHT GLASS, 1/2" NPT | 3277K34
23713_drw.pdf | ITEM
23713_drw.pdf | 1 | 1 | TANK,SURGE, GTA855E HX | 23714
23713_drw.pdf | 2 | 2 | CHANNEL,SURGE TANK, GTA855E HX | 23715
23713_drw.pdf | 3 | 1 | BASE-PLATE,FRAME, GTA855E HX | 23716
23713_drw.pdf |  |  | 1
23714_drw.pdf | ITEM
23714_drw.pdf | 1 | 2 | NECK,ASSEMBLY,W/RAD, CAP SAE MED 15 PSI | 23714-09
23714_drw.pdf | 2 | 4 | COUPLING, PIPE, 1/4" NPT | 23714-04
23714_drw.pdf | 3 | 2 | COUPLING, PIPE, 1/2" NPT | 23714-05
23714_drw.pdf | 4 | 2 | COUPLING, PIPE, 3/4" NPT | 23714-06
23714_drw.pdf |  |  | TUBE, COPPER, 1.375" O.D. X 2.3125"L X .065" WALL | 23714-07
23714_drw.pdf |  |  | X 1.8125"L X .065" WALL | 23714-08
23714_drw.pdf |  |  | TANK | 23720
23719_drw.pdf | 1 | 1 | BOX,ELECTRICAL W/NUTS, PIERCE 20KW | 23801
23719_drw.pdf | 2 | 1 | BOX,CONTROL,W/NUTS, PIERCE 20KW | 23802
23719_drw.pdf | 3 | 1 | COVER,CONTROL BOX, PIERCE 20KW | 23803
23719_drw.pdf | 4 | 1 | COVER,ELECTRICAL BOX, PIERCE 20KW | 23804
23719_drw.pdf | 5 | 1 | CAM-LOK,J,, COOPER E1016,BLACK | 24486
23719_drw.pdf | 6 | 1 | CAM-LOK,J,, COOPER E1016,RED | 24487
23719_drw.pdf | 7 | 1 | CAM-LOK,J,, COOPER E1016,GREEN | 24488
23719_drw.pdf | 8 | 1 | CAM-LOK,J,, COOPER E1016,WHITE | 24489
23719_drw.pdf | 9 | 1 | CAM-LOK,J,, COOPER E1016,BLUE | 24491
23719_drw.pdf |  |  | WEATHERPROOF | 24492
23725_drw.pdf | F2F1ITEM
23725_drw.pdf | 1 | 10 | ASSEMBLY, 1" RING AND RETAINER, SEALTITE | 18721
23725_drw.pdf | 2 | 5 | CONNECTOR, 3/8" STRAIGHT, SEALTITE | 18732
23725_drw.pdf | 3 | 2 | CONNECTOR, 1" STRAIGHT SEALTITE | 18774
23725_drw.pdf | 4 | 9 | CONNECTOR, 3/8" 90 DEGREE, SEALTITE
23725_drw.pdf | 5 | 8 |  | 19615
23725_drw.pdf |  |  | BLOWER DISCONNECT, DS2 | 19616
23725_drw.pdf | 8 | 1 | SWITCH, BLOWER DISCONNECT, DS3 | 19617
23725_drw.pdf | 9 | 1 | SWITCH, BLOWER DISCONNECT, DS4 | 19618
23725_drw.pdf | 10 | 1 | SEALTITE, 3/8" BULK, 9.25" | 19706-020
23725_drw.pdf | 11 | 3 | SEALTITE, 3/8" BULK, 5" | 19706-021
23725_drw.pdf | 12 | 1 | SEALTITE, 3/8" BULK, 57" | 19706-022
23725_drw.pdf | 13 | 1 | SEALTITE, 3/8" BULK, 84" | 19706-023
23725_drw.pdf | 14 | 1 | SEALTITE, 3/8" BULK, 9.25"
23725_drw.pdf | 15 |  |  | 24459
23725_drw.pdf |  |  | ENCLOSURE MOUNTING | 24509
23725_drw.pdf | 18 | 1 | FRAME, ENCLOSURE MOUNTING | 24514
23726_drw.pdf | ITEM
23726_drw.pdf | 1 | 2 | VALVE,BL -12 TEE HDL, BRASS,NPTFxNPTF | 18855-12
23726_drw.pdf | 2 | 1 | HEATER,COOLANT, 480V, 6000W, 25-50L | 19131
23726_drw.pdf | 3 | 1 | HEATER,COOLANT, 480V, 3000W, 15-30L | 19484
23726_drw.pdf | 4 | 1 | TUBE,LTA BYPASS, LORAM RG400 | 24923
23726_drw.pdf |  |  | HOSE,0.75IN IDx25FT, CUT TO 32.00IN LONG | A042F073
23726_drw.pdf |  |  | TO 18.00IN LONG | A042F073
23726_drw.pdf |  |  |  | A042F073
23726_drw.pdf | 11
23726_drw.pdf | 12
23726_drw.pdf | 13
23726_drw.pdf | 14
23726_drw.pdf | 15
23726_drw.pdf |  |  |  | 13164-0300
23727_1_drw.pdf | ITEM
23727_drw.pdf | ITEM
23727_drw.pdf | 1 | 1 | PLATE,FAN GUARD, PIERCE 20KW | 23727_1
23727_drw.pdf | 2 | 1 | PLATE,END CAP FAN GUARD, PIERCE 20KW | 23727_2
23727_drw.pdf | 3
23727_drw.pdf |  |  | SEAMS
23727_drw.pdf |  |  | G
23727_drw.pdf |  |  | 3
23728_drw.pdf | ITEM
23728_drw.pdf | 1 | 1 | FRAME, BOX, PIERCE 20KW | 23577
23728_drw.pdf | 2 | 3 | LATCH,FLUSH CUP,CAM, CLOCKWISE LOCK,SOUTHCO | 01-10-401-65
23728_drw.pdf | 3 | 3 | LATCH,FLUSH CUP,CAM, COUNTER CLOCKWISE LOCK,SOUTHCO | 01-10-402-65
23728_drw.pdf | 4 | 1 | PANEL,TOP, PIERCE 20KW | 23567
23728_drw.pdf |  |  | PANEL,END,RADIATOR, PIERCE 20KW | 23568
23728_drw.pdf |  |  | 20KW | 23569
23728_drw.pdf |  |  |  | 23570
23728_drw.pdf | 11 | 1
23728_drw.pdf | 12 | 1 | PANEL,FRONT, PIERCE 20KW
23728_drw.pdf | 13 | 1 | PANEL,BACK, PIERCE 20KW
23728_drw.pdf | 14 | 1 | PANEL,DOOR, EXHAUST, PIERCE 20KW | 23774
23728_drw.pdf | 15 | 1 | PANEL,DOOR,MIDDLE, PIERCE 20KW | 23775
23731_drw.pdf | 1 | 2 | CHANNEL, SIDE | 23732
23731_drw.pdf | 2 | 2 | CHANNEL, END | 23733
23731_drw.pdf | 3 | 2 | MOUNT, RADIATOR | 23734
23731_drw.pdf | 4 | 1 | MOUNT, FRONT ENGINE | 23735
23731_drw.pdf | 5 | 1 | MOUNT, REAR ENGINE | 23736
23731_drw.pdf | 6 | 3 | GUSSET, FRONT ENGINE MOUNT | 23737
23731_drw.pdf | 7 | 3 | GUSSET, REAR ENGINE MOUNT | 23738
23731_drw.pdf | 8 | 1 | MOUNT, FRONT PUMP | 23739
23731_drw.pdf | 9 | 1 | MOUNT, REAR PUMP | 23740
23731_drw.pdf | 10 | 2 | CAP, END | 23741
23731_drw.pdf | 11 | 2 | CAP, END | 23751
23731_drw.pdf | 12 | 2 | GUSSET, PUMP MOUNT | 23753
23731_drw.pdf | 13 | 2 | MOUNT, RADIATOR | 23754
23731_drw.pdf | 14 | 2 | BRACE, RADIATOR MOUNT | 23755
23731_drw.pdf | 15 | 4 | LIFT POINT | 23756
23745_drw.pdf | ITEM
23745_drw.pdf | 1 | 2 | HOSE END, FEMALE JIC SWIVEL, PARKER OR EQUIVALENT | 10626-16-16
23745_drw.pdf | 2 | 1 | HOSE, 7/8" ID, 221FR-16 | 23745_001
23748_drw.pdf | ITEM
23748_drw.pdf | 1 | 1 | HOSE END, FEMALE JIC SWIVEL, PARKER OR EQUIVALENT | 10626-16-16
23748_drw.pdf | 2 | 1 | HOSE END, 45° FEMALE JIC SWIVEL, PARKER OR | EQUIVALENT13726-16-16
23748_drw.pdf | 3 | 1 | HOSE, 7/8", 221FR-16 | 23748_001
23748_drw.pdf |  |  | 1
23750_drw.pdf | ITEM
23750_drw.pdf | 1
23750_drw.pdf | 2 | 1 | HOSE, 5/8" ID, 221FR-12 | 23750_001
23757_drw.pdf | ITEM
23757_drw.pdf |  |  | 8.42
23758_drw.pdf | ITEM
23763_drw.pdf | ITEM
23763_drw.pdf | 1 | 1 | BRACKET, HEAT EXCHANGER STAND, CFP23E | 23764
23763_drw.pdf | 2 | 1 | GUSSET, HEAT EXCHANGER STAND, CFP23E | 23765
23767_drw.pdf | ITEM
23767_drw.pdf | 1 | 1 | SPACER, FRONT ENGINE MOUNT | 23768
23767_drw.pdf | 2 | 2 | TAB, FRONT ENGINE MOUNT | 23769
23767_drw.pdf |  |  | 2.01
23771_drw.pdf | ITEM
23772_drw.pdf |  |  | 1.00
23773_drw.pdf | ITEM
23773_drw.pdf |  |  | 2.00 | 0.25
23774_drw.pdf | ITEM
23774_drw.pdf |  | R0.50 | A
23774_drw.pdf |  |  | 0.07
23775_drw.pdf | ITEM
23775_drw.pdf |  | A
23775_drw.pdf |  |  | 0.07
23777_drw.pdf | 1 | 29 | WELDNUT, 1/4"-20 NC, _ | 14520
23777_drw.pdf | 2 | 1 | SHEET,SDE,BX,W/CNTRL, UC274/HC4&5,320-1983 | 23778
23777_drw.pdf | 3 | 1 | BRKT,PANEL SIDE CND BX, UC274/HC4&5,320-1983 | 23779
23780_drw.pdf | ITEM
23780_drw.pdf |  |  | 1.71
23781_drw.pdf | ITEM
23782_drw.pdf | ITEM
23783_drw.pdf | ITEM
23784_drw.pdf | 1 | 2 | BRACKET, HEAT SHEILD MOUNT, CFP23E | 13134
23784_drw.pdf | 2 | 1 | GUARD, CFP23E | 23287
23784_drw.pdf | 3 | 1 | GUARD, TOP, CFP23E | 23785
23784_drw.pdf | 4 | 1 | GUARD, CFP23E | 23789
23784_drw.pdf | 5 | 1 | GUARD, CFP23E | 23791
23784_drw.pdf | 6 | 1 | GUARD, ENGINE, CFP23E | A042A015
23784_drw.pdf | 7 | 1 | HEAT SHIELD, CFP23E | 13135
23784_drw.pdf | 8 | 6 | WASHER, RETAINING, 1/4" | 16662-04
23784_drw.pdf | 9
23784_drw.pdf | 10 | 6 | NUT,HEX, 0.25-20 | 20100-025
23784_drw.pdf | 11 | 24 | SCREW,HH, 0.25-20x0.50 | 20225-050
23784_drw.pdf | 12 | 6 | SCREW,HH, 0.25-20x1.00 | 20225-100
23784_drw.pdf | 13 | 6 | SCREW,HH, M10-1.50x20 | 20310-020
23784_drw.pdf | 14 | 4 | SCREW,HH, M12-1.75x25 | 20312-025
23784_drw.pdf | 15 | 1 | DECAL, VALVE POSITION, CFP23E | 23509
23784_drw.pdf | 16 | 1 | GUARD, SMALL REAR BELT, CFP23E | 23793
23785_drw.pdf | ITEM
23785_drw.pdf | 1 | 3 | WELDNUT, 1/4"-20 NC, _ | 14520
23785_drw.pdf | 2 | 1 | GUARD, TOP, CFP23E | 23787
23789_drw.pdf | ITEM
23789_drw.pdf | 1 | 6 | WELDNUT, 1/4"-20 NC, _ | 14520
23789_drw.pdf | 2 | 1 | GUARD, CFP23E | 23790
23791_drw.pdf | ITEM
23791_drw.pdf | 1 | 8 | WELDNUT, 1/4"-20 NC, _ | 14520
23791_drw.pdf | 2 | 1 | GUARD, CFP23E | 23792
23800_drw.pdf | 1 | 1 | HOLD-DOWN,BATTERY, GRP 31 HARDWARE | 17493
23800_drw.pdf | 2 | 1 | SHROUD,FAN, PIERCE 20KW | 23597
23800_drw.pdf | 3 | 1 | TUBE,JW IN, PIERCE 20KW | 23602
23800_drw.pdf | 4 | 1 | TUBE,JW OUT, PIERCE 20KW | 23603
23800_drw.pdf | 5 | 1 | TANK,FUEL W/STRAPS & FILL NECK, PIERCE 20KW | 23604
23800_drw.pdf | 6 | 1 | EXHAUST,90,W/FLEX, PIERCE 20KW | 23609
23800_drw.pdf | 7
23800_drw.pdf | 8 | 1 | CONNECTION,EXHASUT W/FLANGE, PIERCE 20KW | 23615
23800_drw.pdf | 9 | 1 | ELECTRICAL, PIERCE 20KW | 23719
23800_drw.pdf | 10 | 1 | GUARD,FAN,ALT SIDE, PIERCE 20KW | 23727
23800_drw.pdf | 11 | 1 | ENCLOSURE, PIERCE, 20KW | 23728
23800_drw.pdf | 12 | 1 | EXHAUST,ELBOW W/FLANGE, KUBOTA V2203-M-E3B | 24772
23800_drw.pdf | 13 | 1 | OPTIAIR 400 SERIES | AH19496
23801_drw.pdf | ITEM
23801_drw.pdf | 1 | 1 | BOX,ELECTRICAL, PIERCE 20KW | 23801_1
23801_drw.pdf | 2 | 1 | PLATE,CIRCUIT BRKR, PIERCE 20KW | 23801_2
23801_drw.pdf | 3
23802_drw.pdf | ITEM
23802_drw.pdf | 1 | 1 | BOX,CONTROL, PIERCE 20KW | 23802
23802_drw.pdf | 2
23802_drw.pdf |  |  |  | ALL
23803_drw.pdf | ITEM
23804_drw.pdf | ITEM
23804_drw.pdf | 2X
23805_drw.pdf | ITEM
23805_drw.pdf |  |  | 0.06
23806_drw.pdf | ITEM
23807_drw.pdf | ITEM
23808_drw.pdf | ITEM
23809_drw.pdf | ITEM
23809_drw.pdf |  |  | 0.06
23810_drw.pdf | ITEM
23810_drw.pdf |  |  |  | 0.06
23811_drw.pdf | ITEM
23813_drw.pdf | ITEM
23813_drw.pdf |  |  | 0.07
23813_drw.pdf |  | 2X
23815_drw.pdf | 1 | 1 | TUBE, REDUCING | 23816
23815_drw.pdf | 2 | 1 | COLLAR, REDUCING | 23817
23815_drw.pdf | 3 | 1 | TUBE, REDUCING | 23818
23815_drw.pdf |  |  | 3
23815_drw.pdf | (
23815_drw.pdf |  |  | 1
23820_drw.pdf | ITEM
23820_drw.pdf | 1 | 2 | HOSE END, FEMALE JIC SWIVEL, PARKER OR EQUIVALENT | 10626-16-16
23820_drw.pdf | 2 | 1 | HOSE, 7/8" ID, 221FR-16 | 23820_002
23820_drw.pdf |  |  | 1
23821_drw.pdf | ITEM | QTY
23821_drw.pdf | 1
23821_drw.pdf | 3 | 1 | HOSE, 5/8" ID, 221FR-12 | 23821_001
23821_drw.pdf |  | 2
23823_drw.pdf | ITEM
23823_drw.pdf | 1
23823_drw.pdf | 2 | 1 | HOSE, 5/8" ID, 221FR-12 | 23823_001
23825_drw.pdf | ITEM
23825_drw.pdf | 1 | 2 | HOSE END, FEMALE JIC SWIVEL, PARKER OR EQUIVALENT | 10626-16-16
23825_drw.pdf | 2 | 1 | HOSE, 7/8" ID, 221FR-16 | 23825_001
23828_drw.pdf | ITEM
23828_drw.pdf | 1 | 2 | GROUND STRAP, FRAME/GEN HOUSING TO BUS BAR | 337_3587
23828_drw.pdf | 2 | 1 | GROUND STRAP, ENGINE TO BUSBAR | 12618
23828_drw.pdf | 3 | 1 | MAIN BREAKER | 23830
23828_drw.pdf | 5 | 1 | ASSEMBLY, PANEL, REMOTE, - | 23831
23828_drw.pdf | 6 | 1 | ENCLOSURE, GENSET CONTROLLER, PIERCE 175KW | 23832
23828_drw.pdf | 7 | 1 | HARNESS, ENGINE, - | 23833
23828_drw.pdf | 8 | 1 | INTERCONNECT | 23835
23828_drw.pdf | 10 | 1 | SWITCH, DOOR, MAGNETIC, - | 23959
23828_drw.pdf | 11 | 1 | GROUND STRAP, STARTER TO BUSBAR | 24000
23828_drw.pdf | 12 | 1 | BRKT, SUPT, AIR INTAKE PIPE, PIERCE 175KW | 24072
23828_drw.pdf |  |  | ACCESS, ASSY, PIERCE, 175 KW | 24166
23828_drw.pdf | 15 | 1 | CHARGE, BATTERY, 24V, OPTIMA, 80-150AH | 24192
23828_drw.pdf | 16 | 1 | KIT, DECAL , PIERCE 175KW | 24748
23828_drw.pdf | 17 | 1 | SENSOR, LOW COOLANT LEVEL, - | A029Y148
23828_drw.pdf | 20
23829_drw.pdf | ITEM
23829_drw.pdf | 1 | 1 | TRANSFORMER, CURRENT, 789:1/1578:1 | 300-4623-21
23829_drw.pdf | 2 | 1 | ALARM_AUDIBLE, - | 0333_0654
23829_drw.pdf | 3 | 1 | KIT, CABLE, POWER, PIERCE, 175 KW | 23960
23829_drw.pdf | 4 | 1 | BUTTON, E-STOP, ILLUMINATED, RED, 2 NO, 2NC | 23961
23829_drw.pdf |  |  | BREAKER BOX/CONTROL ASSY, PIERCE 175KW | 24160
23829_drw.pdf |  |  | - | 24194
23829_drw.pdf |  |  |  | 24195
23829_drw.pdf | 11 | 1 | SHUNT
23829_drw.pdf | 12 | 1 | SWITCH, TOGGLE SPDT, COLE
23829_drw.pdf | 13 | 4 | WASHER,FLAT, 0.31
23829_drw.pdf | 14 | 9 | NUT,HEX, 3/8"-16 | 20100-038
23829_drw.pdf | 15
23829_drw.pdf |  |  |  | 20238-100
23830_drw.pdf | ITEM
23830_drw.pdf | 1 | 1 | POSTS, BATTARY, REMOTE, JUMPSTART | 23836
23830_drw.pdf | 2 | 1 | CAMLOCK MOUNT ASSY, PIERCE 175KW | 24157
23830_drw.pdf | 3 | 1 | COVER, CONNECTOR, RECEPTACLE, - | 24196
23830_drw.pdf | 4 | 1 | TERMINAL, PIN, SIZE 16 | 24197
23830_drw.pdf |  |  | TERMINAL, ADAPTER, SIZE 16 | 24198
23830_drw.pdf |  |  | BLACK | 24183
23830_drw.pdf |  |  |  | 24184
23830_drw.pdf | 11 | 1
23830_drw.pdf |  |  | 6
23838_drw.pdf | 1 | 1 | CIRCUIT_BREAKER, - | 0320-2238
23838_drw.pdf | 2 | 1 | 100 AMP SQUARE D CIRCUIT BREAKER, ONAN PART | 0320-2346-07
23838_drw.pdf | 3 | 1 | 200 AMP SQUARE D CIRCUIT BREAKER, ONAN PART | 0320-2347-03
23838_drw.pdf | 4 | 1 | SWITCH-BOX,, VCS125-N13P3B00 | 3178_SWITCH_BOX
23838_drw.pdf | 5 | 1 | CUP-SWITCH,3 BREAKERS | 23780
23838_drw.pdf | 6 | 1 | SPACER,.25,CIRCUIT BREAKER, 0320-2238 | 23781
23838_drw.pdf | 7 | 1 | REWORK,COVER,CIRCUIT BRKR BOX, ONAN | 23782
23838_drw.pdf | 8 | 1 | REWORK,BRKT,CIRCUIT BRKR, ONAN | 23783
23838_drw.pdf | 9 | 1 | BRKT,SWITCH BOX | 23841
23839_drw.pdf | ITEM
23839_drw.pdf | 1 | 1 | HOSE,PARKER, 5/8IN ID X 24.00IN LONG | 801-10
23839_drw.pdf | 2
23839_drw.pdf | 3
23839_drw.pdf | 4
23839_drw.pdf |  |  |  | D C
23840_drw.pdf | ITEM
23840_drw.pdf | 1 | 1 | HOSE,3/8IDx24"LONG, PARKER 801-06,BLUE | 801-06_22009
23840_drw.pdf | 2
23840_drw.pdf | 3
23840_drw.pdf | 4
23841_drw.pdf | ITEM
23850_drw.pdf | ITEM
23850_drw.pdf | 1 | 2 | SUB-ASSY, CROSS-MEMBER, GEN-SET, LORAM QSX15 | 24622
23850_drw.pdf | 2 | 1 | SUB-ASSY, SIDE CHANNEL, FRAME, LORAM QSX15 | 24624
23850_drw.pdf | 3 | 1 | SUB-ASSY, FRONT MOUNT, FRAME, LORAM QSX15 | 24627
23850_drw.pdf | 4 | 1 | SUB-ASSY, X-MEMBER, ENGINE, LORAM QSX15 | 24628
23850_drw.pdf |  |  | SUB-ASSY, MOUNT, BRACKET, FRAME, LORAM QSX15 | 24629
23850_drw.pdf |  |  |  | 24630
23850_drw.pdf |  |  |  | 24631
23850_drw.pdf | 11 | 1 | BLOCK,
23850_drw.pdf | 12 | 2 | GUSSET, FRAME, LORAM QSX15
23850_drw.pdf | 13 | 4 | BRACE, FRAME, LORAM QSX15
23850_drw.pdf | 14 | 2 | GUSSET, FRAME, LORAM QSX15 | 24601
23850_drw.pdf | 15 | 1 | CROSS-MEMBER, FRAME, LORAM QSX15 | 24604
23852_drw.pdf | ITEM
23852_drw.pdf | 1 | 1 | HOSE END, FEMALE JIC SWIVEL, PARKER OR EQUIVALENT | 10626-16-16
23852_drw.pdf | 2 | 1 | HOSE END, 45° FEMALE JIC SWIVEL, PARKER OR EQUIVALENT | 13726-16-16
23852_drw.pdf | 3 | 1 | HOSE, 7/8" ID, 221FR-16, 14.00" LENGTH | 23852_001
23853_drw.pdf | ITEM
23853_drw.pdf | 1 | 1 | HOSE, 3/16ID, 18.50" LONG | 21156_002
23853_drw.pdf | 2 | 1 | GENERATOR, MARATHON, LORAM, QSX15 | 24470
23853_drw.pdf | 3
23853_drw.pdf | 4
23853_drw.pdf | 5 | 1 | STRIPPING, ADHESIVE BACKED, 1" X 1/8" X 200" LG, (NOT | SHOWN1)4860
23853_drw.pdf | 6 | 1 | GAUGE,SWITCH,DIFF PRESS, 0-2 INCH OF WATER | 21155
23853_drw.pdf | 7 | 1 | BRKT,GAUGE MOUNT, QSX15 | 23706
23853_drw.pdf | 8 | 1 | WIREWAY, 6-INCH, FLEXIBLE | 24181
23853_drw.pdf | 9 | 4 | ISOLATOR, TECH PROD, 52012-65 | 25310
23854_drw.pdf | 1 | 1 | VALVE,BL -12 TEE HDL, BRASS,NPTFxNPTF | 18855-12
23854_drw.pdf | 2 | 1 | MOUNT, OIL FILL, LORAM, QSX15 | 24341
23854_drw.pdf | 3 | 1 | HOSE,OIL,VALVE TO PAN, LORAM QSX15 | 25198
23854_drw.pdf | 4 | 1 | HOSE,OIL,FILTER HEAD TO VALVE, LORAM QSX15 | 25199
23854_drw.pdf | 5 | 1 | HOSE,OIL,VALVE TO FUEL RETURN, LORAM QSX15 | 25200
23854_drw.pdf | 6 | 1 | TANK, OIL RESERVIOR, REWORK | 25669
23854_drw.pdf | 7 | 1 | FITTING, ADAPTER, M20 ORB x 1.50 MNPT | 25677
23854_drw.pdf | 8
23854_drw.pdf | 9
23856_drw.pdf | 1 | 1 | EXHAUST, 90 HALF MARMON, 4" TURBO OUT, 5" 125LB ANSI | FLANGE8780_04
23856_drw.pdf | 2 | 1 | ASSEMBLY, SHAFT GUARD, TELESCOPING, SIZE 3-X, 24" LONG | SHAFT14155
23856_drw.pdf | 3 | 1 | KIT, FUEL LINES, CFP9E, F10/20/30/40/50/60 - EXT ONLY | 15208
23856_drw.pdf | 4 | 1 | ASSEMBLY, CONTROL PANEL, CFP8.3 | 15427
23856_drw.pdf | 5 | 2 | LEG, ENGINE SUPPORT, REAR, FIREPUMP, 6B/4B | 15428
23856_drw.pdf | 6 | 1 | ASSEMBLY, SECONDARY ECM, CFP9E | 15613
23856_drw.pdf | 7 | 1 | ASSEMBLY, CONTACTORS, CFP8.3 | 21246
23856_drw.pdf | 8 | 1 | ASSEMBLY, CONTROL PANEL MOUNTING, CFP POWER UNITS | 21249
23856_drw.pdf | 9 | 1 | ENGINE,QSL9,430 HP,TIER 3,RADIATOR COOLED | 22280
23856_drw.pdf | 10 | 1 | ASSEMBLY, DIGITAL CONTROL PANEL, ELECTRONIC CFP ENGINES | 22791
23856_drw.pdf | 16 | 1 | COMP FLANGE, 1.625 / .375x.188, 1810 / 3172 DRIVESHAFTS | 10015-16
23856_drw.pdf | 17 | 1 | DRIVESHAFT, 1810, SHORT COUPLED, UL LISTED | 13422
23857_drw.pdf | 1 | 1 | CHANNEL, SIDE | 23858
23857_drw.pdf | 2 | 1 | CHANNEL, END | 23859
23857_drw.pdf | 3 | 1 | MOUNT, FRONT ENGINE | 23860
23857_drw.pdf | 4 | 1 | MOUNT, REAR ENGINE | 23861
23857_drw.pdf | 5 | 3 | GUSSET, FRONT ENGINE MOUNT | 23862
23857_drw.pdf | 6 | 3 | GUSSET, REAR ENGINE MOUNT | 23863
23857_drw.pdf | 7 | 1 | CHANNEL, SIDE | 23864
23857_drw.pdf | 8 | 4 | PLATE, LIFTING BRACE | 26582
23857_drw.pdf | 9 | 2 | TAB | A059H660
23857_drw.pdf | 6
23865-s_drw.pdf | ITEM
23865-s_drw.pdf | 1 | 4 | HOSE, CAC, 4.5" I.D. X 3.5" LG, 500F RATING,, CFP15E | 21364
23865-s_drw.pdf | 4 | 8 | CLAMP, SPRING LOADED T-BOLT, 4.53-4.83 | 12975-0475
23865-s_drw.pdf | 5 | 2 | VALVE, 4.5" AIR SHUT-OFF | 21030
23865-s_drw.pdf | 6 | 2 | LABEL, AIR SHUT OFF VALVE RESET | 21401
23865-s_drw.pdf | 7 | 2 | BRACKET, AIR SHUT-OFF VALVE, 4.5" | 23866
23865-s_drw.pdf | 8 | 2 | BRACKET, LOWER CAC, CFP23E | 24777
23865_drw.pdf | ITEM
23865_drw.pdf | 1 | 2 | HOSE, CAC, 4.5" I.D. X 3.5" LG, 500F RATING,, CFP15E | 21364
23865_drw.pdf | 4 | 4 | CLAMP, SPRING LOADED T-BOLT, 4.53-4.83 | 12975-0475
23865_drw.pdf | 5 | 1 | VALVE, 4.5" AIR SHUT-OFF | 21030
23865_drw.pdf | 6 | 1 | LABEL, AIR SHUT OFF VALVE RESET | 21401
23865_drw.pdf | 7 | 1 | BRACKET, AIR SHUT-OFF VALVE, 4.5" | 23866
23865_drw.pdf | 8 | 1 | BRACKET, LOWER CAC, CFP23E | 24777
23865_drw.pdf |  |  |  | 90092A
23867_drw.pdf | ITEM
23867_drw.pdf | 1 | 1 | PLATE,SUPPORT, - | 23868
23867_drw.pdf | 2 | 2 | GUSSET,SUPPORT, - | 23869
23870_drw.pdf | ITEM
23870_drw.pdf | 1 | 1 | PLATE,SUPPORT, - | 23871
23870_drw.pdf | 2 | 2 | GUSSET,SUPPORT, - | 23872
23870_drw.pdf | (5.00)
23871-24-20_drw.pdf |  |  | 1.75
23879_drw.pdf | ITEM
23879_drw.pdf | 1 | 2 | TRAY SUPPORT, LORAM, QSX15 | 23878
23879_drw.pdf | 2 | 1 | PLATE, BATTERY, LORAM, QSX15 | 23880
23879_drw.pdf | 3 | 2 | MOUNT TAB, LORAM, QSX15 | 24344
23879_drw.pdf | 4 | 2 | TAB, BATTERY TRAY, LORAM, QSX15 | 24345
23879_drw.pdf |  | 4
23881_drw.pdf | 1 | 2 | NUT,HEX, 3/8"-16 | 20100-038
23881_drw.pdf | 2 | 1 | CHANNEL, SIDE | 23914
23881_drw.pdf | 3 | 2 | CHANNEL, END | 23915
23881_drw.pdf | 4 | 1 | MOUNT, FRONT ENGINE | 23916
23881_drw.pdf | 5 | 1 | MOUNT, REAR ENGINE | 23917
23881_drw.pdf | 6 | 3 | GUSSET, FRONT ENGINE MOUNT | 23918
23881_drw.pdf | 7 | 3 | GUSSET, REAR ENGINE MOUNT | 23919
23881_drw.pdf | 8 | 4 | LIFT POINT | 23922
23881_drw.pdf | 9 | 4 | RACK, BATTERY, CFP9E | 23944
23881_drw.pdf | 10 | 2 | TAB, CFP9E | 23947
23881_drw.pdf | 11 | 1 | CHANNEL, END | 23949
23881_drw.pdf | 12 | 1 | CHANNEL, SIDE | 23950
23881_drw.pdf | 13 | 1 | PLATE, FRAME, CFP9E | 23951
23887_drw.pdf | ITEM
23887_drw.pdf | 1 | 7 | NUT,HEX,WELD,3/8-16 UNC, - | 19636
23887_drw.pdf | 2 | 1 | PLATE,LINER,RACK MOUNT, - | 19765
23887_drw.pdf | 3 | 1 | PLATE,RACK MOUNT | 23888
23887_drw.pdf | 4 | 2 | PLATE,LINER, - | 25469
23889_drw.pdf | 1 | 3 | LUMBER, 4 x 6 x 158.5 (3 1/2 x 5 1;/2S)PF, KILN DRIED, HT & MARKED | 23889-01
23889_drw.pdf | 2 | 14 | LUMBER, 2 x 6 x 60 (1 1/2 x 5 1;/2S)PF, KILN DRIED, HT & MARKED | 23889-02
23889_drw.pdf | 3 | 5 | 2 x 6 x 158.5 (1 1/2 x 5 1;/2S)PF, KILN
23890_drw.pdf | ITEM
23890_drw.pdf | 1 | 1 | TUBE,WATER BYPASS | 3635397
23891_drw.pdf | ITEM
23891_drw.pdf | 1 | 1 | TUBE,WATER BYPASS | 3635396
23893_drw.pdf | ITEM
23893_drw.pdf | 1 | 1 | ENGINE, QSK23, 1760 RPM, 1220 HP, G-DRIVE, HEAT EXCHANGER | COOLE1D2888
23893_drw.pdf | 4 | 2 | BRACKET, HEAT SHEILD MOUNT, CFP23E | 13134
23893_drw.pdf | 5 | 1 | HOSE, FUEL ENG-COOLER, CFP23E | 13177-120
23893_drw.pdf | 6 | 1 | HOSE, FUEL, ECM-COOLER, CFP23E | 13178-102
23893_drw.pdf | 7
23893_drw.pdf | 8 | 2 | HOSE, FUEL EXTENSION, CFP23E | 13599
23893_drw.pdf |  |  |  | 14037
23893_drw.pdf | 11 | 1 | FRAME, RADIATOR COOLED, CFP23E INDUSTRIAL | 15433
23893_drw.pdf | 12
23893_drw.pdf | 13 | 1 | SYSTEM, AIR CLEANER, CFP23E | 17669
23893_drw.pdf | 14 | 1 | ASSEMBLY, ENGINE SUPPORT, CFP23E RADIATOR COOLED | 22011
23893_drw.pdf | 17 | 1 | ASSEMBLY, COOLING, CFP23E G-DRIVE | 22070
23893_drw.pdf | 18 | 2 | BRACE,RADIATOR, GTA50 W/GTI RADIATOR | 9155
23893_drw.pdf | 19
23893_drw.pdf | 20 | 1 | HEAT SHIELD, CFP23E | 13135
23893_drw.pdf | 21
23893_drw.pdf | 24 | 1 | TAG, ENGINE WEIGHT | 16825
23893_drw.pdf | 25 | 2 | BRACKET, BRACE MTG, 0130-0988 RADIATOR | 16895
23893_drw.pdf | 26 | 2 | PLATE, TAPPED HOLE, USE WITH 16895 | 16896
23894_drw.pdf | ITEM
23894_drw.pdf | 1 | 7 | NUT,HEX,WELD,3/8-16 UNC, - | 19636
23894_drw.pdf | 2 | 1 | PLATE,LINER,RACK MOUNT, - | 19765
23894_drw.pdf | 3 | 1 | PLATE,RACK MOUNT | 23895
23894_drw.pdf | 4 | 2 | PLATE,LINER, - | 25469
23896_drw.pdf | ITEM
23896_drw.pdf | 1 | 1 | CONTROL KIT,PCC1302 | 0541-1414-02
23896_drw.pdf | 2 | 1 | CONTROLS, INTERFACE BOX, LEGACY, PCC1302 | A042C255
23896_drw.pdf | 3
23896_drw.pdf | 4 | 2 | CABLE,2/0 355A @125C, (PER FOOT) | A042H237
23896_drw.pdf |  |  | STRAP, GROUNDING, 4 AWG, 20",ENGINE TO FRAME | 337-3587-01
23896_drw.pdf |  |  |  | 517-0138-02
23896_drw.pdf |  |  |  | 900-0661
23896_drw.pdf | 11 | 1
23896_drw.pdf | 12 | 1 | HARNESS, ENGINE INTERFACE
23896_drw.pdf | 13 | 1 | DISPLAY,CONTROL, MODEL HMI 114
23896_drw.pdf | 14 | 1 | I/O MODULE BASE, MODEL REF | A030K633
23896_drw.pdf | 15 | 2 | LUG, COPPER, TIN PLATED, 2/0 x 3/8" | AF13420
23897_drw.pdf | ITEM
23897_drw.pdf | 1 | 1 | CONTROLS, INTERFACE BOX, MECH ENG, PCC3300 | 26936
23897_drw.pdf | 2 | 2 | CABLE,2/0 355A @125C, (PER FOOT) | A042H237
23897_drw.pdf | 3 | 1 | DISPLAY CONTROL (SYM,ENG TXT,NO CB BTN), MODEL | HMI320300-6315-02
23897_drw.pdf | 4 | 1 | PCC3300 | 0327-1601-01
23897_drw.pdf |  |  | STRAP, GROUNDING, 4 AWG, 20",ENGINE TO FRAME | 337-3587-01
23897_drw.pdf |  |  |  | 517-0138-02
23897_drw.pdf |  |  | TO | 12618
23897_drw.pdf | 11 | 1
23897_drw.pdf | 12 | 1 | KIT,CONTROL AUX 105
23897_drw.pdf | 13 | 1 | MANUAL, OPERATOR
23897_drw.pdf | 14 | 1 | DISPLAY,CONTROL, MODEL HMI 114 | A029T102
23897_drw.pdf | 15 | 2 | LUG, COPPER, TIN PLATED, 2/0 x 3/8" | AF13420
23898_drw.pdf | ITEM
23898_drw.pdf | 1 | 1 | CONTROL KIT,PCC1302 | 0541-1414-02
23898_drw.pdf | 2 | 1 | CONTROLS, INTERFACE BOX, LEGACY, PCC1302 | A042C255
23898_drw.pdf | 3
23898_drw.pdf | 4 | 2 | CABLE,2/0 355A @125C, (PER FOOT) | A042H237
23898_drw.pdf |  |  | STRAP, GROUNDING, 4 AWG, 20",ENGINE TO FRAME | 337-3587-01
23898_drw.pdf |  |  |  | 517-0138-02
23898_drw.pdf |  |  |  | 900-0661
23898_drw.pdf | 11 | 1
23898_drw.pdf | 12 | 1 | HARNESS, ENGINE INTERFACE
23898_drw.pdf | 13 | 1 | DISPLAY,CONTROL, MODEL HMI 114
23898_drw.pdf | 14 | 1 | I/O MODULE BASE, MODEL REF | A030K633
23898_drw.pdf | 15 | 2 | LUG, COPPER, TIN PLATED, 2/0 x 3/8" | AF13420
23899_drw.pdf | ITEM
23899_drw.pdf | 1 | 1 | CONTROLS, INTERFACE BOX, MECH ENG, PCC3300 | 26936
23899_drw.pdf | 2 | 2 | CABLE,2/0 355A @125C, (PER FOOT) | A042H237
23899_drw.pdf | 3 | 1 | DISPLAY CONTROL (SYM,ENG TXT,NO CB BTN), MODEL | HMI320300-6315-02
23899_drw.pdf | 4 | 1 | PCC3300 | 0327-1601-01
23899_drw.pdf |  |  | STRAP, GROUNDING, 4 AWG, 20",ENGINE TO FRAME | 337-3587-01
23899_drw.pdf |  |  |  | 517-0138-02
23899_drw.pdf |  |  | TO | 12618
23899_drw.pdf | 11 | 1
23899_drw.pdf | 12 | 1 | KIT,CONTROL AUX 105
23899_drw.pdf | 13 | 1 | MANUAL, OPERATOR
23899_drw.pdf | 14 | 1 | DISPLAY,CONTROL, MODEL HMI 114 | A029T102
23899_drw.pdf | 15 | 2 | LUG, COPPER, TIN PLATED, 2/0 x 3/8" | AF13420
23900_drw.pdf | ITEM
23900_drw.pdf | 1 | 1 | CONTROL KIT,PCC1302 | 0541-1414-02
23900_drw.pdf | 2 | 1 | CONTROLS, INTERFACE BOX, LEGACY, PCC1302 | 23892
23900_drw.pdf | 3 | 2 | CABLE,2/0 355A @125C, (PER FOOT) | A042H237
23900_drw.pdf | 4 | 1 | STRAP, GROUNDING, 4 AWG, 20",ENGINE TO FRAME | 337-3587-01
23900_drw.pdf |  |  | PLUG, - | 517-0138-02
23900_drw.pdf |  |  |  | 900-0661
23900_drw.pdf |  |  | TO | 12618
23900_drw.pdf | 11 | 1
23900_drw.pdf | 12 | 1 | DISPLAY CONTROL (SYM,ENG
23900_drw.pdf | 13 | 1 | DISPLAY,CONTROL, MODEL HMI 114
23900_drw.pdf | 14 | 1 | I/O MODULE BASE, MODEL REF | A030K633
23900_drw.pdf | 15 | 2 | LUG, COPPER, TIN PLATED, 2/0 x 3/8" | AF13420
23901_drw.pdf | ITEM
23901_drw.pdf | 1 | 1 | CONTROLS, INTERFACE BOX, MECH ENG, PCC3300 | 23906
23901_drw.pdf | 2 | 2 | CABLE,2/0 355A @125C, (PER FOOT) | A042H237
23901_drw.pdf | 3 | 1 | DISPLAY CONTROL (SYM,ENG TXT,NO CB BTN), MODEL | HMI320300-6315-02
23901_drw.pdf | 4 | 1 | PCC3300 | 0327-1601-01
23901_drw.pdf |  |  | STRAP, GROUNDING, 4 AWG, 20",ENGINE TO FRAME | 337-3587-01
23901_drw.pdf |  |  |  | 517-0138-02
23901_drw.pdf |  |  | TO | 12618
23901_drw.pdf | 11 | 1
23901_drw.pdf | 12 | 1 | KIT,CONTROL AUX 105
23901_drw.pdf | 13 | 1 | MANUAL, OPERATOR
23901_drw.pdf | 14 | 1 | DISPLAY,CONTROL, MODEL HMI 114 | A029T102
23901_drw.pdf | 15 | 2 | LUG, COPPER, TIN PLATED, 2/0 x 3/8" | AF13420
23902_drw.pdf | ITEM
23902_drw.pdf | 1 | 1 | CONTROL KIT,PCC1302 | 0541-1414-02
23902_drw.pdf | 2 | 1 | CONTROLS, INTERFACE BOX, LEGACY, PCC1302 | 23892
23902_drw.pdf | 3 | 2 | CABLE,2/0 355A @125C, (PER FOOT) | A042H237
23902_drw.pdf | 4 | 1 | STRAP, GROUNDING, 4 AWG, 20",ENGINE TO FRAME | 337-3587-01
23902_drw.pdf |  |  | PLUG, - | 517-0138-02
23902_drw.pdf |  |  |  | 900-0661
23902_drw.pdf |  |  |  | 2301-439
23902_drw.pdf | 11 | 1
23902_drw.pdf | 12 | 1 | DISPLAY CONTROL (SYM,ENG
23902_drw.pdf | 13 | 1 | DISPLAY,CONTROL, MODEL HMI 114
23902_drw.pdf | 14 | 1 | I/O MODULE BASE, MODEL REF | A030K633
23902_drw.pdf | 15 | 2 | LUG, COPPER, TIN PLATED, 2/0 x 3/8" | AF13420
23902_drw.pdf |  |  |  | LTL-SCPV10627
23903_drw.pdf | ITEM
23903_drw.pdf | 1 | 1 | CONTROLS, INTERFACE BOX, MECH ENG, PCC3300 | 23906
23903_drw.pdf | 2 | 2 | CABLE,2/0 355A @125C, (PER FOOT) | A042H237
23903_drw.pdf | 3 | 1 | DISPLAY CONTROL (SYM,ENG TXT,NO CB BTN), MODEL | HMI320300-6315-02
23903_drw.pdf | 4 | 1 | PCC3300 | 0327-1601-01
23903_drw.pdf |  |  | STRAP, GROUNDING, 4 AWG, 20",ENGINE TO FRAME | 337-3587-01
23903_drw.pdf |  |  |  | 517-0138-02
23903_drw.pdf |  |  |  | 2301-439
23903_drw.pdf | 11 | 1
23903_drw.pdf | 12 | 1 | KIT,CONTROL AUX 105
23903_drw.pdf | 13 | 1 | MANUAL, OPERATOR
23903_drw.pdf | 14 | 1 | DISPLAY,CONTROL, MODEL HMI 114 | A029T102
23903_drw.pdf | 15 | 2 | LUG, COPPER, TIN PLATED, 2/0 x 3/8" | AF13420
23903_drw.pdf |  |  |  | LTL-SCPV10627
23904_drw.pdf | ITEM
23904_drw.pdf | 1 | 1 | CONTROL KIT,PCC1302 | 0541-1414-02
23904_drw.pdf | 2 | 1 | CONTROLS, INTERFACE BOX, LEGACY, PCC1302 | 23892
23904_drw.pdf | 3 | 2 | CABLE,2/0 355A @125C, (PER FOOT) | A042H237
23904_drw.pdf | 4 | 1 | STRAP, GROUNDING, 4 AWG, 20",ENGINE TO FRAME | 337-3587-01
23904_drw.pdf |  |  | PLUG, - | 517-0138-02
23904_drw.pdf |  |  |  | 900-0661
23904_drw.pdf |  |  |  | 2301-439
23904_drw.pdf | 11 | 1
23904_drw.pdf | 12 | 1 | DISPLAY CONTROL (SYM,ENG
23904_drw.pdf | 13 | 1 | DISPLAY,CONTROL, MODEL HMI 114
23904_drw.pdf | 14 | 1 | I/O MODULE BASE, MODEL REF | A030K633
23904_drw.pdf | 15 | 2 | LUG, COPPER, TIN PLATED, 2/0 x 3/8" | AF13420
23904_drw.pdf |  |  |  | LTL-SCPV10627
23905_drw.pdf | ITEM
23905_drw.pdf | 1 | 1 | CONTROLS, INTERFACE BOX, MECH ENG, PCC3300 | 23906
23905_drw.pdf | 2 | 2 | CABLE,2/0 355A @125C, (PER FOOT) | A042H237
23905_drw.pdf | 3 | 1 | DISPLAY CONTROL (SYM,ENG TXT,NO CB BTN), MODEL | HMI320300-6315-02
23905_drw.pdf | 4 | 1 | PCC3300 | 0327-1601-01
23905_drw.pdf |  |  | STRAP, GROUNDING, 4 AWG, 20",ENGINE TO FRAME | 337-3587-01
23905_drw.pdf |  |  |  | 517-0138-02
23905_drw.pdf |  |  |  | 2301-439
23905_drw.pdf | 11 | 1
23905_drw.pdf | 12 | 1 | KIT,CONTROL AUX 105
23905_drw.pdf | 13 | 1 | MANUAL, OPERATOR
23905_drw.pdf | 14 | 1 | DISPLAY,CONTROL, MODEL HMI 114 | A029T102
23905_drw.pdf | 15 | 2 | LUG, COPPER, TIN PLATED, 2/0 x 3/8" | AF13420
23905_drw.pdf |  |  |  | LTL-SCPV10627
23911_drw.pdf | ITEM
23911_drw.pdf | 1 | 1 | PANEL,RIGHT SD,CND BX, UCI274/HC4&5,SNGL BRKR | 19970
23911_drw.pdf | 2 | 1 | BRKT,ADPTR,2300 MODULE, CND BX,UC1274/HC4&5 | 23912
23913_drw.pdf | 1 2 | 2 1 | ENGINE SUPPORT, RE;ARFIREPUMP, 6B/4B 90 HALF MARM;ON4" TURBO OUT, 5" 125LB ANSI FLANGE | 8780_04
23913_drw.pdf | 3 | 1 | COMP FLANGE, 2.938 / .750x.;3715810 / 3172 DRIVESHAFTS | 10015-04
23913_drw.pdf | 4 | 1 | PLUG,PIPE;EXT HEX -6 NPT,STEEL | 12210-6
23948_drw.pdf | ITEM
23954_drw.pdf | ITEM
23954_drw.pdf | 1 | 26 | WELDNUT, 1/4"-20 NC, _ | 14520
23954_drw.pdf | 2 | 1 | BRKT,CONDUIT BOX, - | 18323
23954_drw.pdf | 3 | 1 | SHEET,SIDE,CONDUIT BOX, UCI274/HCI4/HCI5 W/CTRL | 23955
23954_drw.pdf |  | 26
23960_drw.pdf | 1 | 1 | CABLE, CAMLOCK, L1 - 01, LENGTH: 45.00IN (BLACK) | 23960-001
23960_drw.pdf | 2 | 1 | CABLE, CAMLOCK, L1 - 03, LENGTH: 44.00IN (BLACK) | 23960-003
23960_drw.pdf | 3 | 1 | CABLE, CAMLOCK, L1 - 03, LENGTH: 32.00IN (BLACK) | 23960-003
23960_drw.pdf | 4 | 1 | CABLE, CAMLOCK, L2 - 02, LENGTH: 54.00IN (RED) | 23960-004
23960_drw.pdf | 5 | 1 | CABLE, CAMLOCK, L2 - 02, LENGTH: 53.00IN (RED) | 23960-004
23960_drw.pdf | 6 | 1 | CABLE, CAMLOCK, L2 - 03, LENGTH: 44.00IN (RED) | 23960-004
23960_drw.pdf | 7 | 1 | CABLE, CAMLOCK, L3 - 01, LENGTH: 50.00IN (BLUE) | 23960-007
23960_drw.pdf | 8 | 1 | CABLE, CAMLOCK, L3 - 02, LENGTH: 44.00IN (BLUE) | 23960-007
23960_drw.pdf | 9 | 1 | CABLE, CAMLOCK, L3 - 03, LENGTH: 41.00IN (BLUE) | 23960-007
23960_drw.pdf | 10 | 1 | CABLE, BREAKER/GEN, L1 - 01, LENGTH: 56.00IN (BLACK) | 23960-010
23960_drw.pdf | 11 | 1 | CABLE, BREAKER/GEN, L1 - 02, LENGTH: 55.00IN (BLACK) | 23960-011
23960_drw.pdf | 12 | 1 | CABLE, BREAKER/GEN, L2 - 01, LENGTH: 57.00 (RED) | 23960-012
23960_drw.pdf | 13 | 1 | CABLE, BREAKER/GEN, L2 - 02, LENGTH: 59.00IN (RED) | 23960-013
23960_drw.pdf | 14 | 1 | CABLE, BREAKER/GEN, L3 - 01, LENGTH: 56.00IN (BLUE) | 23960-014
23960_drw.pdf | 15 | 1 | BREAKER/GEN, L3 - 02, LENGTH: 58.00IN (BLUE) | 23960-015
23960_drw.pdf |  | 1 | GROUND, NO. 01, LENGTH: 26.00IN (GREEN) | 23960-019
23960_drw.pdf |  |  |  | 23960-019
23965_drw.pdf | ITEM
23965_drw.pdf | 1
23965_drw.pdf | 2
23965_drw.pdf | 3
23965_drw.pdf | 4 | 1 | BULKHEAD, FRONT, CFP9E | 23942
23965_drw.pdf |  |  | 3 2
23965_drw.pdf |  |  | 4
23967_drw.pdf | 1 | 20 | WELDNUT, 1/4"-20 NC, _ | 14520
23967_drw.pdf | 2 | 1 | BRKT,CONDUIT BOX, - | 18318
23967_drw.pdf | 3 | 1 | PANEL,FRNT,CONDU-BOX, GTA855, UCI274 | 23968
23967_drw.pdf | 4 | 2 | WELDNUT, #8-32, CARBON STEEL,FASTENAL 0124585 | 24123
23969_drw.pdf | ITEM
23969_drw.pdf | 1 | 32 | WELDNUT, 1/4"-20 NC, _ | 14520
23969_drw.pdf | 2 | 1 | BRKT,CONDUIT BOX, - | 18323
23969_drw.pdf | 3 | 1 | PANEL,SIDE,CONDU-BOX, UCI274/HCI4/HCI5 W/1X-CNTRL | 23970
23971_drw.pdf | 1 | 1 | LOUVER,CONDUIT BOX, UCI274/HCI4/HCI5 | 17310
23971_drw.pdf | 2 | 1 | PANEL,RR,CONDUIT BOX, UCI274/HCI4/HCI5 | 18319
23971_drw.pdf | 3 | 2 | PANEL,SIDE,CONDUIT BOX, UCI274/HCI4/HCI5 | 18324
23971_drw.pdf | 4 | 1 | ASM,SIDE,CONDUIT-BOX, UCI274/HCI4/HCI5 | 23969
23971_drw.pdf | 5 | 1 | FRNT,CONDUIT-BOX, HCI4-GTA855,GTA19,GTA28 | 24081
23971_drw.pdf | 6 | 1 | ASM,SIDE,CONDUIT-BOX, HCI2/4/5 W/3X CONTROL | 24214
23971_drw.pdf | 7 | 1 | PANEL,TOP,CONDUIT BOX, UCI274,HCI4,HCI5 | 13694
23971_drw.pdf | 8 | 1 | SEAL,BULB,UL RECOGNIZED, 82 INCHES LONG | 14456
23971_drw.pdf | 9 | 2 | PLATE,COVER, - | 17356
23971_drw.pdf | 10 | 2 | BRKT,CONDUIT BOX, - | 17393
23971_drw.pdf | 11 | 2 | BRKT,CONDUIT BOX, - | 17394
23971_drw.pdf | 12 | 1 | COVER, LOWER FRONT, HCI4 C/D/E/F | 18787
23977_drw.pdf |  | 1 | MOUNT, GTA855 FRONT ENGINE
23977_drw.pdf |  | 36 | OIL,PRE. BLUE GE0, (QUARTS)
23977_drw.pdf |  | 6 | WASHER, SNUBBING, TECH PRODUCTS
23977_drw.pdf |  | 2 | SENSOR,TEMPERATURE, 3/8 NPT
23977_drw.pdf |  | 2 | MOUNT, UNIVERSAL, 60044, BLUE
23977_drw.pdf |  | 2 | MOUNT,515 SERIES, 51512-3
23978_drw.pdf |  | 1 | MOUNT, GTA855 FRONT ENGINE
23978_drw.pdf |  | 1 | GUARD,BELT, GTA855/E
23978_drw.pdf |  | 36 | OIL,PRE. BLUE GE0, (QUARTS)
23978_drw.pdf |  | 6 | WASHER, SNUBBING, TECH PRODUCTS
23978_drw.pdf |  | 2 | MOUNT, UNIVERSAL, 60044, BLUE
23978_drw.pdf |  | 2 | MOUNT,515 SERIES, 51512-3
23979_drw.pdf | 1 | 1 | FRAME, GENSET GTA19 | 13905
23979_drw.pdf | 2 | 1 | MOUNT, GTA19 REAR ENGINE, LH | 13918
23979_drw.pdf | 3 | 1 | MOUNT, GTA19 REAR ENGINE, RH | 13923
23979_drw.pdf | 4 | 6 | WASHER, SNUBBING, TECH PRODUCTS 0184 | 0184
23979_drw.pdf | 5 | 2 | SENSOR,TEMPERATURE, 3/8 NPT | 0193-0529-01
23979_drw.pdf | 6
23979_drw.pdf | 7
23979_drw.pdf |  |  | 51145), - | AG-3904930
23979_drw.pdf | 14 | 1 | BUSHING, 1/2" x 3/8" NPT | LTL-SRB1238
23979_drw.pdf | 15 | 1 | REDUCER BUSHING, HEX, 1/4 x 1/8, BLK | STLETELL-SRB1418
23979_drw.pdf | 16 |  | OIL, ENGINE (QUARTS) | V705200
23981_drw.pdf | ITEM
23981_drw.pdf | 1 |  | MOUNT, GTA19 REAR ENGINE, LH | 13918
23981_drw.pdf | 2 |  | MOUNT, GTA19 REAR ENGINE, RH | 13923
23981_drw.pdf | 3 |  | FRAME, GTA19, REMOTE COOLED | 18054
23981_drw.pdf | 4 |  | GUARD,BELT,GTA19, REMOTE COOLED | 18106
23981_drw.pdf | 5 |  | WASHER, SNUBBING, TECH PRODUCTS 0184 | 0184
23981_drw.pdf | 6 |  | SENSOR,TEMPERATURE, 3/8 NPT | 0193-0529-01
23981_drw.pdf | 7
23981_drw.pdf |  |  | 60045, WHITE | 14449
23981_drw.pdf | 16 |  | ISOLATOR (TECH# 51145), -
23981_drw.pdf | 17 |  | BUSHING, 1/2" x 3/8" NPT | LTL-SRB1238
23981_drw.pdf | 18 |  | REDUCER BUSHING, HEX, 1/4 x 1/8, BLK | STLETELL-SRB1418
23981_drw.pdf | 11 |  | OIL, ENGINE (QUARTS) | V705200
23982_drw.pdf | ITEM
23982_drw.pdf | 1 | 1 | FRAME, OPENSET, GTA28 | 13794
23982_drw.pdf | 2 | 1 | SKID,GTA28 OPENSET, 81.50 X 180", WOODEN SHIPPING | 18157
23982_drw.pdf | 3 | 2 | SUPPORT, REAR ENGINE, REWORK GTA28 | 18938
23982_drw.pdf | 4 | 1 | SUPPORT, FRONT ENGINE, REWORK GTA28 | 18939
23982_drw.pdf |  |  |  | V705200
23982_drw.pdf |  |  |  | 0193-0529-01
23982_drw.pdf | 11 | 8
23982_drw.pdf | 12 | 1 | BRKT,MNT,SOLENOID, KTA19SLB
23982_drw.pdf | 13 | 1 | SWITCH,MAGNETIC, 24VDC
23982_drw.pdf | 14 | 1 | SENDER,PRESSURE, - | A028X493
23982_drw.pdf | 15 | 2 | ISOLATOR (TECH# 51145), - | AG-3904930
23983_drw.pdf | ITEM
23983_drw.pdf | 1 | 1 | FRAME, ENCLOSED, WELDMENT, GTA28 | 13704
23983_drw.pdf | 2 | 2 | SUPPORT, REAR ENGINE, REWORK GTA28 | 18938
23983_drw.pdf | 3 | 1 | SUPPORT, FRONT ENGINE, REWORK GTA28 | 18939
23983_drw.pdf | 4
23983_drw.pdf |  |  | OIL,PRE. BLUE GE0, (QUARTS) | 875362
23983_drw.pdf |  |  |  | 0193-0529-01
23983_drw.pdf | 11 | 4
23983_drw.pdf | 12 | 8 | WASHER,SNUBBING, TECH
23983_drw.pdf | 13 | 1 | BRKT,MNT,SOLENOID, KTA19SLB
23983_drw.pdf | 14 | 1 | SWITCH,MAGNETIC, 24VDC | 3050692
23983_drw.pdf | 15 | 1 | SENDER,PRESSURE, 1/4" NPT | A042G655
23984_drw.pdf | ITEM
23984_drw.pdf | 1 | 2 | SUPPORT, REAR ENGINE, REWORK GTA28 | 18938
23984_drw.pdf | 2 | 1 | SUPPORT, FRONT ENGINE, REWORK GTA28 | 18939
23984_drw.pdf | 3 | 1 | FRAME, GENSET, GTA28 W/FLOOR | 19041
23984_drw.pdf | 4 | 72 | OIL,PRE. BLUE GE0, (QUARTS) | 875362
23984_drw.pdf |  |  | NPT | 0193-0529-01
23984_drw.pdf | 11 | 4
23984_drw.pdf | 12 | 8 | WASHER,SNUBBING, TECH
23984_drw.pdf | 13 | 1 | PLATE,COVER, -
23984_drw.pdf | 14 | 1 | BRKT,MNT,SOLENOID, KTA19SLB | 18256
23984_drw.pdf | 15 | 2 | PLATE,COVER, GTA28 | 19045
23985_drw.pdf | ITEM
23985_drw.pdf | 1 | 2 | SUPPORT, REAR ENGINE, REWORK GTA28 | 18938
23985_drw.pdf | 2 | 1 | SUPPORT, FRONT ENGINE, REWORK GTA28 | 18939
23985_drw.pdf | 3 | 1 | PANEL,FLOOR,GTA28 ASM, W/WELD NUTS,BOLT ON | 19442
23985_drw.pdf | 4 | 1 | PANEL,FLOOR,GTA28 ASM, W/WELD NUTS,BOLT ON | 19443
23985_drw.pdf |  |  | SUPPORT,ASM,FLOOR, GTA28 W/WLD NUTS | 19444
23985_drw.pdf |  |  | GALV,W/BLT ON FLOOR | A042A028
23985_drw.pdf |  |  |  | 875362
23985_drw.pdf | 11
23985_drw.pdf | 12
23985_drw.pdf | 13 | 4 | SPACER, ISOLATOR, 6.00 x 6.00 x 0.875
23985_drw.pdf | 14 | 4 | ISOLATOR,UNIVERSAL, TECH PRODUCTS 60053 | 13721
23985_drw.pdf | 15 | 8 | WASHER,SNUBBING, TECH PRODUCTS 0186 | 13722
23986_drw.pdf | ITEM
23986_drw.pdf | 1 | 1 | TUBE,AFTERCOOLER OUT, GTA28 | 14298
23986_drw.pdf | 2 | 1 | FRAME, GTA28, REMOTE COOLED | 18065
23986_drw.pdf | 3 | 1 | SKID,GTA28 REMOTE, WOODEN SHIPPING | 18176
23986_drw.pdf | 4 | 1 | GUARD,DAMPER, GTA28 | 18310
23986_drw.pdf |  |  | SUPPORT, REAR ENGINE, REWORK GTA28 | 18938
23986_drw.pdf |  |  | REWORK GTA28 | 18939
23986_drw.pdf |  |  |  | A057W195
23986_drw.pdf | 11
23986_drw.pdf | 12
23986_drw.pdf | 13 | 4 | SPACER, ISOLATOR, 6.00 x 6.00 x 0.875
23986_drw.pdf | 14 | 4 | ISOLATOR,UNIVERSAL, TECH PRODUCTS 60053 | 13721
23986_drw.pdf | 15 | 8 | WASHER,SNUBBING, TECH PRODUCTS 0186 | 13722
23987_drw.pdf | ITEM
23987_drw.pdf | 1 | 1 | WELDMENT,FRONT ENGINE SUPPO;RGTTA38/50 | 14102
23987_drw.pdf | 2 | 1 | FRAME, GENSE;T GTA38 OPEN | 14469
23987_drw.pdf | 3 | 2 | SPT,FLYWHEEL,REWOR;KGTA38/50 | 15111
23987_drw.pdf | 4 | 164 | BLUE GE;0(QUARTS) | 875362
23987_drw.pdf |  |  | UL | A042C848
23987_drw.pdf |  |  |  | 0193-0529-01
23987_drw.pdf |  |  |  | 12176-8-6
23987_drw.pdf | 11 | 1
23987_drw.pdf | 12 | 1 | SPACER,FAN PILO;T
23987_drw.pdf | 13 | 1 | SWITCH,MAGNETI;C24VDC
23987_drw.pdf | 14 | 1 | SENDER,PRESSUR;E1/4" NPT | A042G655
23987_drw.pdf | 15 | 2 | DECAL,WEBSIT;EGENSETS | A058N801
23987_drw.pdf |  |  |  | AG-3904930
23988_drw.pdf | ITEM
23988_drw.pdf | 1 | 1 | FRAME, GENSE;T GTA38 ENCL | 13963
23988_drw.pdf | 2 | 1 | WELDMENT,FRONT ENGINE SUPPO;RGTTA38/50 | 14102
23988_drw.pdf | 3 | 2 | SPT,FLYWHEEL,REWOR;KGTA38/50 | 15111
23988_drw.pdf | 4 | 164 | BLUE GE;0(QUARTS) | 875362
23988_drw.pdf |  |  | UL | A042C848
23988_drw.pdf |  |  |  | 0193-0529-01
23988_drw.pdf |  |  |  | 12176-8-6
23988_drw.pdf | 11 | 1
23988_drw.pdf | 12 | 1 | SPACER,FAN PILO;T
23988_drw.pdf | 13 | 1 | SWITCH,MAGNETI;C24VDC
23988_drw.pdf | 14 | 1 | SENDER,PRESSUR;E1/4" NPT | A042G655
23988_drw.pdf | 15 | 2 | DECAL,WEBSIT;E GENSETS | A058N801
23988_drw.pdf |  |  |  | AG-3904930
23989_drw.pdf | ITEM
23989_drw.pdf | 1 | 1 | WELDMENT,FRONT ENGINE SUPPO;RGTTA38/50 | 14102
23989_drw.pdf | 2 | 2 | SPT,FLYWHEEL,REWOR;KGTA38/50 | 15111
23989_drw.pdf | 3 | 1 | GENSET, WID;EGTA38 W/FLOOR | 21429
23989_drw.pdf | 4 | 164 | BLUE GE;0(QUARTS) | 875362
23989_drw.pdf |  |  | UL | A042C848
23989_drw.pdf |  |  |  | 0193-0529-01
23989_drw.pdf |  |  |  | 12176-8-6
23989_drw.pdf | 11 | 4
23989_drw.pdf | 12 | 1 | BRKT,MNT,SOLENOI;DKTA19SLB
23989_drw.pdf | 13 | 1 | COVER,11GA,PNT-ST;LGENSET FLOOR 19.5x30"
23989_drw.pdf | 14 | 2 | COVER,11GA,PNT-ST;LGENSET FLOOR,30x39" | 21431
23989_drw.pdf | 15 | 1 | SPACER,FAN PILO;T | 218792
23990_drw.pdf | 1 | 1 | WELDMENT,FRONT ENGINE SUPPORT, GTA38/50 | 14102
23990_drw.pdf | 2 | 2 | SPT,FLYWHEEL,REWORK, GTA38/50 | 15111
23990_drw.pdf | 3 | 1 | FRAME, GTA38, REMOTE COOLED | 18073
23991_drw.pdf | ITEM
23991_drw.pdf | 1 | 1 | FRAME, GENSE;TGTA50 OPENSET | 13846
23991_drw.pdf | 2 | 1 | WELDMENT,FRONT ENGINE SUPPO;RGTTA38/50 | 14102
23991_drw.pdf | 3 | 2 | SPT,FLYWHEEL,REWOR;KGTA38/50 | 15111
23991_drw.pdf | 4 | 236 | BLUE GE;0(QUARTS) | 875362
23991_drw.pdf |  |  | UL | A042C848
23991_drw.pdf |  |  |  | 0193-0529-01
23991_drw.pdf |  |  |  | 13711
23991_drw.pdf | 11 | 1
23991_drw.pdf | 12 | 1 | SWITCH,MAGNETI;C24VDC
23991_drw.pdf | 13 | 1 | SENDER,PRESSUR;E1/4" NPT
23991_drw.pdf | 14 | 2 | DECAL,WEBSIT;E GENSETS | A058N801
23991_drw.pdf | 15 | 2 | ISOLATOR (TECH# 5114;5)- | AG-3904930
23991_drw.pdf |  |  |  | LTL-SRB1238
23992_drw.pdf | ITEM
23992_drw.pdf | 1 | 1 | WELDMENT,FRONT ENGINE SUPPO;RGTTA38/50 | 14102
23992_drw.pdf | 2 | 1 | FRAME, ENCLOSED, WELDME;NTGTA50 G3 | 14347
23992_drw.pdf | 3 | 2 | SPT,FLYWHEEL,REWOR;KGTA38/50 | 15111
23992_drw.pdf | 4 | 236 | BLUE GE;0(QUARTS) | 875362
23992_drw.pdf |  |  | UL | A042C848
23992_drw.pdf |  |  |  | 0193-0529-01
23992_drw.pdf |  |  |  | 13711
23992_drw.pdf | 11 | 1
23992_drw.pdf | 12 | 1 | SWITCH,MAGNETI;C24VDC
23992_drw.pdf | 13 | 1 | SENDER,PRESSUR;E1/4" NPT
23992_drw.pdf | 14 | 2 | DECAL,WEBSIT;E GENSETS | A058N801
23992_drw.pdf | 15 | 2 | ISOLATOR (TECH# 5114;5)- | AG-3904930
23992_drw.pdf |  |  |  | LTL-SRB1238
23994_drw.pdf | 1 | 1 | WELDMENT,FRONT ENGINE SUPPORT, GTA38/50 | 14102
23994_drw.pdf | 2 | 2 | SPT,FLYWHEEL,REWORK, GTA38/50 | 15111
23994_drw.pdf | 3 | 1 | FRAME, GTA50, REMOTE COOLED | 18083
23996_drw.pdf | ITEM
23996_drw.pdf | 1 | 1 | HOSE,PARKER, 1/4 INCH ID X 42.00 IN LG | 801-04
23996_drw.pdf | 2 | 1 | HOSE,PARKER, 1/4 INCH ID X 57.00 IN LG | 801-04
23996_drw.pdf | 3 | 1 | TUBE,JACKET WATER,LOWER, GTA19 | 14457
23996_drw.pdf | 4 | 1 | TUBE, JACKET WATER,UPPER, GTA19 | 14458
23996_drw.pdf |  |  | TUBE,AFTER COOLER,UPPER, GTA19 | 14460
23996_drw.pdf |  |  | GTA19 | 14479
23996_drw.pdf |  |  |  | 14640
23996_drw.pdf | 11 | 2
23996_drw.pdf | 12 | 32 | COOLANT, FC EG PM, 1 GALLON
23996_drw.pdf | 13
23996_drw.pdf | 14
23996_drw.pdf | 15
23996_drw.pdf |  |  |  | 13164-0350
23997_drw.pdf | 1 | 1 | ASSEMBLY,RADIATOR,2-PUMP 2-L;OOGPTA28 | 10268
23997_drw.pdf | 2 | 1 | ENGINE WATER O;UTGTA28 | 13724
23997_drw.pdf | 4 | 1 | TUBE,ENGINE WATER ;INGTA28 | 13726
23998_drw.pdf | 1 2 | 1 1 | HOSE,PARKE;R 3/8 INCH ID X 6.00 IN LG 3/8 INCH ID X 60.00 IN LG | 801-06_002
23998_drw.pdf | 3 | 1 | HOSE,PARKE;R 3/8 INCH ID X 60.00 IN LG | 801-06_003
23998_drw.pdf | 4 | 1 | HOSE,PARKE;R 3/8 INCH ID X 74.00 IN LG | 801-06_004
23999_drw.pdf | 1 2 | 1 1 | CLAMP,MUFFLER,1.50 N;OM5/16-18 THD INCH ID X 73.00 IN LG | 801-06_005
23999_drw.pdf | 3 | 1 | HOSE,PARKE;R 3/8 INCH ID X 73.00 IN LG | 801-06_006
23999_drw.pdf | 4 | 1 | HOSE,PARKE;R 3/8 INCH ID X 72.00 IN LG | 801-06_007
2400-200_drw.pdf | 1 | 16 | NUT,REGULAR HEXAGON ; 7/16-14,GRADE-8 | 7-16_14_NUT
2400-200_drw.pdf | 2 | 8 | NUT,SQUARE; 0.531" PILOTED (3/8-16 THREAD) | 2008
2400-200_drw.pdf | 3 | 1 | RAIL,BASE; CHANNEL,RH | 2400-200A
2400-200_drw.pdf | 4 | 1 | RAIL,BASE; CHANNEL,LH | 2400-200B
2400-200_drw.pdf | 5 | 1 | RAIL,BASE; SUPPORT,ENGINE | 2400-200C
2400-200_drw.pdf | 6 | 1 | RAIL,BASE; SUPPORT,GENSET | 2400-200D
2400-200_drw.pdf | 7 | 1 | RAIL,BASE; SUPPORT,RADIATOR
2400-200_drw.pdf |  |  | .18 | .18
2400-200_drw.pdf |  |  | 1.0-2.0
2400-205_drw.pdf | 1 | 6 | NUT,SQUARE; 0.531" PILOTED (3/8-16 THREAD) | 2008
2400-205_drw.pdf | 2 | 1 | SUPPORT,AFTERTREATMENT ; CHANNEL,VERTICAL | 2400-205A
2400-205_drw.pdf | 3 | 1 | SUPPORT,AFTERTREATMENT ; PLATE,BASE | 2400-205B
2400-206_drw.pdf | 1 | 3 | NUT,SQUARE; 0.469" PILOTED (5/16-18 THREAD) | 2006
2400-206_drw.pdf | 2 | 7 | NUT,SQUARE; 0.531" PILOTED (3/8-16 THREAD) | 2008
2400-206_drw.pdf | 3 | 1 | SUPPORT,AFTERTREATMENT ; CHANNEL,HORIZONTAL | 2400-206A
2400-206_drw.pdf |  |  | 1 | 1
2400-211_drw.pdf | 1 | 2 | NUT,SQUARE; 0.531" PILOTED (3/8-16 THREAD) | 2008
2400-211_drw.pdf | 2 | 1 | BRACKET,MOUNTING ; FUEL WATER SEPERATOR | 2400-211A
2400-211_drw.pdf |  |  | 1
2400-213_drw.pdf | 1 | 11 | NUT,SQUARE; 0.406" PILOTED (1/4"-20 THREAD) | 2004
2400-213_drw.pdf | 2 | 1 | BOX,ELECTRICAL; . | 2400-213A
2400-225_drw.pdf | 1 | 1 | BRACKET,BELT GUARD ; RH (CAC SIDE) | 2400-225A
2400-225_drw.pdf | 2 | 1 | GUARD,BELT; COVER,SIDE | 2400-225B
2400-225_drw.pdf | 3 | 1 | GUARD,BELT; COVER,TOP | 2400-225C
2400-225_drw.pdf | 4 | 1 | GUARD,BELT; FRONT,UPPER | 2400-225D
2400-225_drw.pdf | 5 | 1 | GUARD,BELT; FRONT,LOWER | 2400-225E
2400-225_drw.pdf |  |  | 4.75
2400-225_drw.pdf |  |  | 5 | 2
2400-225_drw.pdf |  |  | 3.00
2400-226_drw.pdf | 1 | 5 | NUT,SQUARE; 0.469" PILOTED (5/16-18 THREAD) | 2006
2400-226_drw.pdf | 2 | 1 | GUARD,BELT; COVER,SIDE | 2400-225B
2400-226_drw.pdf | 3 | 1 | GUARD,BELT; COVER,TOP | 2400-225C
2400-226_drw.pdf | 4 | 1 | BRACKET,BELT GUARD;LH (RAD SIDE) | 2400-226A
2400-226_drw.pdf | 5 | 1 | GUARD,BELT; FRONT,UPPER | 2400-226B
2400-226_drw.pdf | 6 | 1
2400-227_drw.pdf | 1 | 2 | NUT,SQUARE; 0.406" PILOTED (1/4"-20 THREAD) | 2004
2400-227_drw.pdf | 2 | 2 | NUT,SQUARE; 0.531" PILOTED (3/8-16 THREAD) | 2008
2400-227_drw.pdf | 3 | 1 | PLATE,MOUNTING; LIFT,PUMP | 2400-227A
2400-231_drw.pdf | 1 | 7 | NUT,SQUARE; 0.406" PILOTED (1/4"-20 THREAD) | 2004
2400-231_drw.pdf | 2 | 1 | COVER,CONTROL BOX; TOP | 2400-231A
2400-231_drw.pdf | 3 | 1 | COVER,CONTROL BOX; BOTTOM | 2400-231B
2400-300_drw.pdf | 1 | 8 | NUT,REGULAR HEXAGON; 1/2-13,GRADE 8 | 1-2_13_NUT
2400-300_drw.pdf | 2 | 1 | NUT,SQUARE; 0.531" PILOTED (3/8-16 THREAD) | 2008
2400-300_drw.pdf | 3 | 1 | RAIL,BASE; CHANNEL,RH | 2400-300A
2400-300_drw.pdf | 4 | 1 | RAIL,BASE; CHANNEL,LH | 2400-300B
2400-300_drw.pdf | 5 | 1 | RAIL,BASE; SUPPORT,ENGINE | 2400-300C
2400-300_drw.pdf | 6 | 1
2400-300_drw.pdf |  |  |  | 2400-300F
2400-303_drw.pdf | 1 | 2 | NUT,SQUARE; 0.531" PILOTED (3/8-16 THREAD) | 2008
2400-303_drw.pdf | 2 | 1 | SUPPORT,AFTERTREATMENT; CHANNEL,VERTICAL | 2400-303A
2400-303_drw.pdf | 3 | 1 | SUPPORT,AFTERTREATMENT; PLATE,BASE | 2400-304B
2400-304_drw.pdf | 1 | 7 | NUT,SQUARE; 0.531" PILOTED (3/8-16 THREAD) | 2008
2400-304_drw.pdf | 2 | 1 | SUPPORT,AFTERTREATMENT; CHANNEL,VERTICAL | 2400-304A
2400-304_drw.pdf | 3 | 1 | SUPPORT,AFTERTREATMENT; PLATE,BASE | 2400-304B
2400-305_drw.pdf | 1 | 6 | NUT,SQUARE; 0.406" PILOTED (1/4"-20 THREAD) | 2004
2400-305_drw.pdf | 2 | 1 | PLATE,MOUNTING; AIR CLEANER AND ECM | 2400-305A
2400-306_drw.pdf | 1 | 1 | BRACKET,MOUNTING; . | 2400-306A
2400-306_drw.pdf | 2 | 1 | PLATE,ROLLED; . | 2400-306B
2400-306_drw.pdf | 3 | 2 | PLATE,MOUNTING; STRAP,AFTERTREATMENT | 2400-306C
2400-314_drw.pdf | 1 | 3 | NUT,SQUARE; 0.469" PILOTED (5/16-18 THREAD) | 2006
2400-314_drw.pdf | 2 | 2 | NUT,SQUARE; 0.531" PILOTED (3/8-16 THREAD) | 2008
2400-314_drw.pdf | 3 | 1 | BRACKET,MOUNTING; FUEL FILTER | 2400-314A
2400-317_drw.pdf | 1 | 4 | NUT,SQUARE; 0.406" PILOTED (1/4"-20 THREAD) | 2004
2400-317_drw.pdf | 2 | 2 | NUT,SQUARE; 0.531" PILOTED (3/8-16 THREAD) | 2008
2400-317_drw.pdf | 3 | 1 | BRACKET,MOUNTING; RELAY AND FUSE | 2400-317A
2400-321_drw.pdf | 1 | 1 | BRACKET,BELT GUARD; RH (CAC SIDE) | 2400-321A
2400-321_drw.pdf | 2 | 1 | GUARD,BELT; COVER,SIDE | 2400-321B
2400-321_drw.pdf | 3 | 1 | GUARD,BELT; COVER,TOP | 2400-321C
2400-321_drw.pdf | 4 | 1 | GUARD,BELT; FRONT,LOWER | 2400-321D
2400-322_drw.pdf | 1 | 1 | BRACKET,BELT GUARD; LH (RAD SIDE) | 2400-322A
2400-322_drw.pdf | 2 | 1 | GUARD,BELT; COVER,TOP | 2400-322B
2400-322_drw.pdf | 3 | 1 | GUARD,BELT; FRONT,UPPER | 2400-322C
2400-322_drw.pdf | 4 | 1 | GUARD,BELT; COVER,SIDE | 2400-322D
2400-322_drw.pdf |  |  | 4.50
24000_drw.pdf |  | ) I
24000_drw.pdf |  | "
24000_drw.pdf |  | 3/8 | SIZE
24003_drw.pdf | ITEM
24003_drw.pdf | 1 | 1 | SKID, 60 x 108, CFP15E, ENGINE ONLY OR 11957 | 12587
24003_drw.pdf | 2 | 1 | HOLD-DOWN,BATTERY, GRP 31 HARDWARE | 17493
24003_drw.pdf | 3 | 1 | HOLD-DOWN,BATTERY, GRP 31 HARDWARE | 17493
24003_drw.pdf | 4 | 1 | ENGINE, QSL9-G3 NR3, 399HP@1800RPM | 23503
24003_drw.pdf | 5 | 2 | FRONT ENGINE MNT ASSY, PIERCE 175KW | 24004
24003_drw.pdf | 6 | 1 | FRAME, 96IN x 48IN ASSY, PIERCE 175KW
24003_drw.pdf | 7 | 4 | LIFTING
24003_drw.pdf |  |  |  | 24039
24003_drw.pdf |  |  | LH, PIERCE 175KW | 24530
24003_drw.pdf | 11 | 2 | ASSY, DUCT, BELLOW MNT, PIERCE 175KW | 24536
24003_drw.pdf | 12 | 2 | ASSY, AIR FILTER HOLDER, PIERCE 175KW | 24549
24003_drw.pdf | 13 | 1 | HOSE, FUEL RETURN, PIERCE 175KW | 25249
24003_drw.pdf | 14 | 1 | HOSE, FUEL INLET, PIERCE 175KW | 25250
24003_drw.pdf | 15 | 4 | WASHER, SNUBBING, TECH PRODUCTS 0184 | 0184
24003_drw.pdf | 16
24003_drw.pdf | 17
24004_drw.pdf | ITEM
24004_drw.pdf | 1 | 1 | BRACKET, FRT MNT SUPT, PIERCE 175KW | 24005
24004_drw.pdf | 2 | 1 | BRACKET, FRT ENG MNT, PIERCE 175KW | 24006
24004_drw.pdf |  |  | 1
24007_drw.pdf | ITEM
24007_drw.pdf | 1 | 1 | CROSS MEMBER, GEN. SUPT, PIERCE 175KW | 24008
24007_drw.pdf | 2 | 1 | RACK,DUAL BATTERY ASSY, PIERCE 175KW | 24011
24007_drw.pdf | 3 | 1 | PAN, DRAIN ASSY, PIERCE 175KW | 24014
24007_drw.pdf | 4 | 1 | FRAME, RAD./ENGINE SUPT, PIERCE 175KW | 24052
24007_drw.pdf |  |  | NUT,HEX, 1.00-8 | 20100-100
24007_drw.pdf |  |  | 175KW | 24019
24007_drw.pdf |  |  |  | 24020
24007_drw.pdf | 11 | 5 | NUT,
24007_drw.pdf | 12 | 10 | NUT, WELD, 5/8-UNC11,
24007_drw.pdf | 13 | 1 | CHANNEL, SIDE RAIL, RH, PIERCE 175KW
24008_drw.pdf | ITEM
24008_drw.pdf | 1 | 2 | TUBE, ISOLATOR SUPT | 21482
24008_drw.pdf | 2 | 1 | BRACKET, X-MEMBER CNTR SUPT, PIERCE 175KW | 24009
24008_drw.pdf | 3 | 1 | BRACKET, X-MEMBER, FRAME, PIERCE 175KW | 24010
24008_drw.pdf | 4 | 4 | NUT, WELD, 1/2"-13 UNC, SQUARE, STEEL | 24028
24008_drw.pdf |  |  | 4
24008_drw.pdf |  |  | 4
24008_drw.pdf |  |  |  | 1
24011_drw.pdf | ITEM
24011_drw.pdf | 1 | 1 | TRAY,BATTERY RACK, PIERCE 175KW | 24012
24011_drw.pdf | 2 | 1 | BRACKET,BATTERY RACK, PIERCE 175KW | 24013
24011_drw.pdf |  |  | 1
24014_drw.pdf | ITEM
24014_drw.pdf | 1 | 1 | COUPLING, MODIFIED, PIERCE 175KW | 24018
24014_drw.pdf | 2 | 1 | PANEL, DRAIN, FRAME, PIERCE 175KW | 24015
24014_drw.pdf | 3 | 1 | CAP, DRAIN COUPLING, PIERCE 175KW | 24016
24018_drw.pdf | ITEM
24018_drw.pdf | 1 | 1 | COUPLING, FULL, 1.00 FNPT | 24017
24030_drw.pdf | ITEM
24030_drw.pdf | 1 | 1 | BRACKET, LIFT POINT, PIERCE 175KW | 24031
24030_drw.pdf | 2 | 1 | PLATE, LIFT POINT, PIERCE 175KW | 24032
24030_drw.pdf |  |  | 2
24030_drw.pdf |  |  | 1
24034_drw.pdf | ITEM
24034_drw.pdf | 1 | 1 | PANEL, DUCT, GEN., FRT,RH, PIERCE 175KW | 24035
24034_drw.pdf | 2 | 1 | PANEL, DUCT, GEN., TOP, PIERCE 175KW | 24036
24034_drw.pdf | 3 | 1 | PANEL, DUCT, GEN., SIDE, LH, PIERCE 175KW | 24037
24034_drw.pdf | 4 | 1 | PANEL, DUCT, GEN., SIDE, RH, PIERCE 175KW | 24038
24034_drw.pdf |  |  | TUBE, ROLLED, 10.00 OD, PIERCE 175KW | 24439
24034_drw.pdf |  |  | 1
24034_drw.pdf |  |  |  | 5
24039_drw.pdf | ITEM
24039_drw.pdf | 1
24039_drw.pdf | 2 | 2 | CLAMP, WORM, .39-.87 | 14990-06
24039_drw.pdf | 3 | 1 | HOSE, 5/8"ID, FR221-12, 22.00 LENGTH | 24039_001
24041_drw.pdf | ITEM
24041_drw.pdf | 1 | 1 | RADIATOR SUPT, LH, PIERCE 175KW | 24042
24041_drw.pdf | 2 | 1 | RADIATOR SUPT, RH, PIERCE 175KW | 24046
24041_drw.pdf | 3 | 2 | BRACE,RADIATOR SUPPORT, PIERCE 175KW | 24050
24041_drw.pdf | 4 | 1 | PANEL, FRT ENG GUARD, PIERCE 175KW | 24053
24041_drw.pdf |  |  | HOSE, RAD. FILL/RAD DRAIN, PIERCE 175KW | 24071
24041_drw.pdf |  |  | PIERCE 175KW | 24957
24041_drw.pdf |  |  |  | 25114
24041_drw.pdf | 11 | 8 | CLAMP,
24041_drw.pdf | 12 | 2 | CLAMP,CSHN, 0.75 ID
24041_drw.pdf | 13
24041_drw.pdf | 14
24041_drw.pdf | 15
24041_drw.pdf |  |  |  | 20100-063
24042_drw.pdf | ITEM
24042_drw.pdf | 1 | 5 | NUT, WELD HEX HEAD, 5/16"-18, - | 13253
24042_drw.pdf | 2 | 4 | NUT, WELD, 1/2"-13 UNC, SQUARE, STEEL | 24028
24042_drw.pdf | 3 | 1 | BRACKET, RAD. SUPT, INNER, PIERCE 175KW | 24043
24042_drw.pdf | 4 | 1 | PLATE, RAD SUPT, HORZ., PIERCE 175KW | 24044
24042_drw.pdf |  |  | BRACKET, RAD. SIDE SUPT, LH, PIERCE 175KW | 24045
24042_drw.pdf |  |  | PIERCE 175KW | 24758
24042_drw.pdf |  |  | 5
24042_drw.pdf |  |  | 3
24042_drw.pdf |  |  | 1
24046_drw.pdf | ITEM
24046_drw.pdf | 1 | 5 | NUT, WELD HEX HEAD, 5/16"-18, - | 13253
24046_drw.pdf | 2 | 4 | NUT, WELD, 1/2"-13 UNC, SQUARE, STEEL | 24028
24046_drw.pdf | 3 | 1 | BRACKET, RAD. SUPT, INNER, PIERCE 175KW | 24043
24046_drw.pdf | 4 | 1 | PLATE, RAD SUPT, HORZ., PIERCE 175KW | 24044
24046_drw.pdf |  |  | BRACKET, RAD. SIDE SUPT, RH, PIERCE 175KW | 24047
24046_drw.pdf |  |  | PIERCE 175KW | 24758
24046_drw.pdf |  |  |  | 2
24046_drw.pdf |  |  |  | 5
24050_drw.pdf | ITEM
24050_drw.pdf | 1 | 2 | BRACKET, RAD. SUPT, PIERCE 175KW | 24051
24050_drw.pdf | 2 | 1 | TUBE, RAD. SUPT, PIERCE 175KW | 24054
24050_drw.pdf |  |  | 2
24050_drw.pdf |  |  | 0.76
24052_drw.pdf | ITEM
24052_drw.pdf | 1 | 4 | NUT, WELD HEX HEAD, 5/16"-18, - | 13253
24052_drw.pdf | 2 | 2 | TUBE, ISOLATOR SUPT | 21482
24052_drw.pdf | 3 | 1 | BRACKET, FRAME, RAD. SUPT, PIERCE 175KW | 24024
24052_drw.pdf | 4 | 1 | BRCKT, FRAME, FRT VERT SUPT, PIERCE 175KW | 24025
24052_drw.pdf |  |  | FRT DRAIN, FRAME, PIERCE 175KW | 24027
24052_drw.pdf |  |  | SQUARE, STEEL | 24028
24052_drw.pdf |  |  | 6
24052_drw.pdf | 2 |  | 8
24053_drw.pdf | ITEM
24053_drw.pdf | 1 | 1 | PANEL, FRT GUARD, PIERCE 175KW | 24049
24060_drw.pdf | ITEM
24060_drw.pdf | 1 | 1 | TEE, STREET, -8 NPT | 12534-8
24060_drw.pdf | 2
24060_drw.pdf | 3
24060_drw.pdf | 4
24060_drw.pdf |  |  | CLAMP, WORM, .39-.87 | 14990-06
24060_drw.pdf |  |  | 22.00 LENGTH | 24060_001
24060_drw.pdf |  |  |  | 24060_002
24062_drw.pdf | 1 | 1 | AIR FILTER SUPT, PIERCE 175KW | 24063
24062_drw.pdf | 2 | 1 | TUBE, EXH, UPPER PIPE, PIERCE 175KW | 24067
24062_drw.pdf | 3 | 1 | BLANKET, EXHAUST, PIERCE 175KW | 25027
24062_drw.pdf | 4 | 1 | RAIN CAP, 8", GT EXHAUST 22-800 | 22-800
24062_drw.pdf | 5 | 1 | CLAMP, T-BOLT, 4.28-4.59 | 13164-0450
24062_drw.pdf | 6 | 2 | CLAMP, T-BOLT, 5.28-5.59 | 13164-0550
24062_drw.pdf |  |  | 6.28-6.59 | 13164-0650
24062_drw.pdf | 14 | 16 | SCREW,HH, 0.75-10x1.50
24062_drw.pdf | 15 | 4 | SCREW,HH, M10-1.50x30 | 20310-030
24062_drw.pdf |  |  |  | 20312-030
24063_drw.pdf | ITEM
24063_drw.pdf | 1 | 1 | BRACKET, AIR FILTER SUPT, PIERCE 175KW | 24064
24063_drw.pdf | 2 | 1 | BRACKET, AIR FILTER SUPT, PIERCE 175KW | 24065
24063_drw.pdf |  |  | 1
24063_drw.pdf |  |  | 1
24067_drw.pdf | ITEM
24067_drw.pdf | 1 | 1 | FLANGE, (8) BLT, PIERCE 175KW | 24258
24067_drw.pdf | 2 | 1 | TUBE, EXHAUST, UPPER PIPE, PIERCE 175KW | 24259
24067_drw.pdf | 3 | 1 | STRIP, EXHAUST, UPPER PIPE, PIERCE 175KW | 24260
24067_drw.pdf |  |  | 3
24071_drw.pdf | ITEM
24071_drw.pdf | 1
24071_drw.pdf | 2 | 1 | TEE, STREET, -12 NPT | 12534-12
24071_drw.pdf | 3
24071_drw.pdf | 4
24071_drw.pdf |  |  | 89.00" LENGTH | 24071_001
24071_drw.pdf |  |  |  | 24071_002
24072_drw.pdf | ITEM
24072_drw.pdf | 1 | 1 | PLATE, TUBE SUPT, AIR FILTER, PIERCE 175KW | 24073
24072_drw.pdf | 2 | 1 | BRKT, TUBE SUPT, AIR INTAKE, PIERCE 175KW | 24074
24072_drw.pdf |  |  | 1
24076_drw.pdf | 1G622-36413 | 1G622-36413
24077_drw.pdf | 17456-36420
24078_drw.pdf | 15434-01616
24079_drw.pdf | ENGINE
24079_drw.pdf | #: | 15628-32110
24080_drw.pdf | POWER
24081_drw.pdf | ITEM
24081_drw.pdf | 1 | 22 | WELDNUT, 1/4"-20 NC, _ | 14520
24081_drw.pdf | 2 | 1 | BRKT,CONDUIT BOX, - | 18318
24081_drw.pdf | 3 | 1 | PANEL,FRNT,CONDU-BOX, GTA855,GTA19,GTA28, HCI4 | 24082
24081_drw.pdf | 4 | 2 | WELDNUT, #8-32, CARBON STEEL,FASTENAL 0124585 | 24123
24083_drw.pdf | ITEM
24083_drw.pdf | 1 | 1 | LOUVER,CONDUIT BOX, UCI274/HCI4/HCI5 | 17310
24083_drw.pdf | 2 | 1 | PANEL,RR,CONDUIT BOX, UCI274/HCI4/HCI5 | 18319
24083_drw.pdf | 3 | 2 | PANEL,SIDE,CONDUIT BOX, UCI274/HCI4/HCI5 | 18324
24083_drw.pdf | 4 | 1 | ASM,SIDE,CONDUIT-BOX, UCI274/HCI4/HCI5 | 23969
24083_drw.pdf |  |  | FRNT,CONDUIT-BOX, HCI5-GTA19,28,38,50 | 24086
24083_drw.pdf |  |  | HCI2/4/5 W/3X CONTROL | 24214
24083_drw.pdf |  |  |  | 13694
24083_drw.pdf | 11 | 2
24083_drw.pdf | 12 | 1 | COVER, LOWER FRONT, HCI5
24084_drw.pdf | ITEM
24084_drw.pdf | 1 | 18 | WELDNUT, 1/4"-20 NC, _ | 14520
24084_drw.pdf | 2 | 1 | BRKT,CONDUIT BOX, - | 18318
24084_drw.pdf | 3 | 1 | PANEL,FRNT,CONDU-BOX, KTA19 HCI4 | 24085
24086_drw.pdf | ITEM
24086_drw.pdf | 1 | 22 | WELDNUT, 1/4"-20 NC, _ | 14520
24086_drw.pdf | 2 | 1 | BRKT,CONDUIT BOX, - | 18318
24086_drw.pdf | 3 | 1 | PANEL,FRNT,CONDU-BOX, GTA19,28,38,50 W/HCI5 | 24087
24086_drw.pdf | 4 | 2 | WELDNUT, #8-32, CARBON STEEL,FASTENAL 0124585 | 24123
24088_drw.pdf | ITEM
24088_drw.pdf | 1 | 1 | PANEL,FRNT,CONDU-BOX, HCI6 | 24089
24088_drw.pdf | 2 | 1 | PANEL,SIDE,CONDU-BOX, HCI6 | 24136
24088_drw.pdf | 3 | 1 | PANEL,REAR,CONDU-BOX, HCI6 | 24138
24088_drw.pdf | 4 | 1 | PANEL,SIDE,COND-BOX, HCI6,1X CONTROL | 24141
24088_drw.pdf |  |  | ASM,REAR,CNTRL-BRKT, HCI6 CONUIT-BOX | 24145
24088_drw.pdf |  |  | HCI6 CONDUIT BOX | 24146
24088_drw.pdf |  |  |  | A041Z928
24088_drw.pdf | 11 | 2
24088_drw.pdf | 12 | 2 | BRKT,CONDUIT BOX, -
24088_drw.pdf | 13 | 1 | PANEL,FRNT-LOWER, HCI6,REPLACES FLOOR
24092_drw.pdf | ITEM
24092_drw.pdf | 1 | 1 | PIPE,EXHAUST, - | 24095
24092_drw.pdf | 2 | 1 | PIPE,EXHAUST, - | 24096
24092_drw.pdf | 3 | 1 | PIPE,EXHAUST, - | 24093
24092_drw.pdf | 4 | 1 | CAP,END, - | 24094
24092_drw.pdf |  |  | CAP,END, - | 24918
24099_drw.pdf | ITEM
24099_drw.pdf | 1 | 1 | TUBE,MANIFOLD,AIR INTAKE, - | 24100
24099_drw.pdf | 2 | 2 | CAP,AIR MANIFOLD, - | 24101
24099_drw.pdf | 3 | 1 | BRKT,GAUGE MOUNT, - | 24105
24099_drw.pdf | 4 | 1 | BRKT,MANIFOLD MOUNT, - | 24107
24125_drw.pdf | 1 | 1 | SIDE, LH | 24124
24125_drw.pdf | 2 | 1 | BACK | 24127
24125_drw.pdf | 3 | 1 | SIDE, RH | 24128
24125_drw.pdf | 4 | 1 | GUSSET | 24129
24125_drw.pdf |  |  | 2
24130_drw.pdf | 1 | 1 | BRACKET, ACCESSORY MOUNTING, CFP9E HHP/CFP83 DUAL | STARTER24125
24130_drw.pdf | 2 | 1 | BATTERY ISOLATOR, FIRE PUMP | 8838
24130_drw.pdf | 3 | 1 | FACTORY SETTINGS TAG, FIREPUMP | 9526-02
24130_drw.pdf | 4 | 1 | FIELD SETTINGS TAG, FIREPUMP | 9526-03
24130_drw.pdf | 5 | 1 | DATA TAG, FIREPUMP | 9534
24130_drw.pdf | 6 | 4 | WASHER,FLAT, M5 | 20020-M5
24130_drw.pdf | 7 | 4 | NUT,HEX, M5-0.80 | 20120-M5
24130_drw.pdf | 8 | 4 | SCREW,HH, M5-0.80x16 | 20305-016
24136_drw.pdf | ITEM
24136_drw.pdf | 1 | 34 | WELDNUT, 1/4"-20 NC, _ | 14520
24136_drw.pdf | 2 | 1 | PANEL,SIDE,CONDU-BOX, HCI6 | 24142
24138_drw.pdf | ITEM
24138_drw.pdf | 1 | 12 | WELDNUT, 1/4"-20 NC, _ | 14520
24138_drw.pdf | 2 | 1 | PANEL,RR,CONDUIT-BOX, HCI6 | 24143
24141_drw.pdf | ITEM
24141_drw.pdf | 1 | 38 | WELDNUT, 1/4"-20 NC, _ | 14520
24141_drw.pdf | 2 | 1 | PANEL,SIDE,CONDU-BOX, HCI6,1X CONTROL | 24134
24141_drw.pdf | 3 | 1 | BRKT,RHT-CNTRL-PNL, HCI6 CONDUIT BOX | 24135
24143_drw.pdf | ITEM
24145_drw.pdf | ITEM
24145_drw.pdf | 1 | 22 | WELDNUT, 1/4"-20 NC, _ | 14520
24145_drw.pdf | 2 | 1 | BRKT,REAR,CONTRL-MNT, HCI6,CONDUIT-BOX | 24139
24146_drw.pdf | ITEM
24146_drw.pdf | 1 | 2 | WELDNUT, 1/4"-20 NC, _ | 14520
24146_drw.pdf | 2 | 1 | BRKT,SIDE,CNTRL-MNT, HCI6 CONDUIT-BOX | 24137
24148_drw.pdf | ITEM
24148_drw.pdf | 1 | 1 | CONTROL KIT,PCC1302 | 0541-1414-02
24148_drw.pdf | 2 | 1 | CONTROLS, INTERFACE BOX, LEGACY, PCC1302 | 23892
24148_drw.pdf | 3 | 1 | STRAP, GROUNDING, 4 AWG, 20",ENGINE TO FRAME | 337-3587-01
24148_drw.pdf | 4 | 1 | HOLE PLUG, - | 517-0138-02
24148_drw.pdf |  |  | MANUAL, OWNER, INSTALLATION/OPERATION | 900-0661
24148_drw.pdf |  |  | WC90397-3,GENERATOR TO | 12618
24148_drw.pdf |  |  |  | 13745
24148_drw.pdf | 11 | 1
24148_drw.pdf | 12 | 1 | I/O MODULE BASE, MODEL REF
24149_drw.pdf | ITEM
24149_drw.pdf | 1 | 1 | CONTROLS, INTERFACE BOX, MECH ENG, PCC3300 | 23906
24149_drw.pdf | 2 | 1 | DISPLAY CONTROL (SYM,ENG TXT,NO CB BTN), MODEL | HMI320300-6315-02
24149_drw.pdf | 3 | 1 | PCC3300 | 0327-1601-01
24149_drw.pdf | 4 | 1 | STRAP, GROUNDING, 4 AWG, 20",ENGINE TO FRAME | 337-3587-01
24149_drw.pdf |  |  | PLUG, - | 517-0138-02
24149_drw.pdf |  |  | WC90397-3,GENERATOR TO | 12618
24149_drw.pdf |  |  |  | 13745
24149_drw.pdf | 11 | 1
24149_drw.pdf | 12 | 1 | MANUAL, OPERATOR
24149_drw.pdf | 13 | 1 | DISPLAY,CONTROL, MODEL HMI 114
24151_drw.pdf | ITEM
24151_drw.pdf | 1 | 34 | NUT, WELD, 1/4-20UNC, STEEL, FLANGE | 24150
24151_drw.pdf | 2 | 1 | PANEL, ELECT. COMP, FRT/TOP, PIERCE 175KW | 24152
24151_drw.pdf | 3 | 1 | PANEL, ELECT COMP, BACK, PIERCE 175KW | 24153
24151_drw.pdf | 4 | 1 | BRACKET,ELECT.CMP,HRZ. SUPT, PIERCE 175KW | 24154
24151_drw.pdf |  |  | PLATE, ELECT COMP, VERT. SPACER, PIERCE 175KW | 24155
24151_drw.pdf |  |  | BOTTOM/SIDE, PIERCE 175KW | 24156
24157_drw.pdf | ITEM
24157_drw.pdf | 1 | 2 | NUT, WELD, 1/4-20UNC, STEEL, FLANGE | 24150
24157_drw.pdf | 2 | 1 | PANEL, CAMLOCK MNT, PIERCE 175KW | 24158
24157_drw.pdf | 3 | 1 | PANEL, CAMLOCK , PIERCE 175KW | 24159
24160_drw.pdf | ITEM
24160_drw.pdf | 1 | 4 | NUT, WELD HEX HEAD, 5/16"-18, - | 13253
24160_drw.pdf | 2 | 2 | NUT, WELD, 1/4-20UNC, STEEL, FLANGE | 24150
24160_drw.pdf | 3 | 1 | PANEL, BREAKER/CONTROL, BACK, PIERCE 175KW | 24161
24160_drw.pdf | 4 | 1 | PANEL, BREAKER/CONTROL, LH, PIERCE 175KW | 24162
24160_drw.pdf |  |  | PANEL, BREAKER/CONROL, RH, PIERCE 175KW | 24163
24160_drw.pdf |  |  | 175KW | 24164
24160_drw.pdf |  |  | .11
24166_drw.pdf | ITEM
24166_drw.pdf | 1 | 1 | DOOR, CONTOL ACCESS, WELDMT, PIERCE, 175 KW | 24167
24166_drw.pdf | 2 | 1 | HINGE, PIANO, 4" , W/1/4"PIN DIA , STEEL | 24172
24166_drw.pdf | 3 | 2 | LATCH, LIFT & TURN, BLACK POWER COAT | 24174
24166_drw.pdf | 4 | 1 | LATCH, CAM, FIXED GRIP | 24314
24166_drw.pdf |  |  | PANEL, DOOR, CONTROL ACCESS, PIERCE 175KW | 24176
24166_drw.pdf |  |  | PIERCE 175KW | 24177
24166_drw.pdf |  |  |  | 24178
24166_drw.pdf | 11 | 1 | STRIP,
24167_drw.pdf | ITEM
24167_drw.pdf | 1 | 1 | HINGE, PIANO, 2" , W/1/4"PIN DIA , STEEL | 21473
24167_drw.pdf | 2 | 1 | DOOR, HINGED, CONTROL ACCESS, PIERCE 175KW | 24168
24167_drw.pdf | 3 | 1 | BRACKET, DOOR BRACE, UPPER, PIERCE 175KW | 24169
24167_drw.pdf | 4 | 1 | BRACKET, DOOR BRACE, LOWER, PIERCE 175KW | 24170
24167_drw.pdf |  |  | BRACKET, DOOR BRACE, SIDE, PIERCE 175KW | 24171
24167_drw.pdf |  |  | (.11) TYP.
24167_drw.pdf |  |  | .11 TYP.
24167_drw.pdf | TYP.
24167_drw.pdf |  |  | 2
24167_drw.pdf |  |  | 1
24167_drw.pdf |  |  | DETAIL
24201_drw.pdf | ITEM
24201_drw.pdf | 1 | 2 | SPACER, GTA855 ISOLATOR | 13660
24201_drw.pdf | 2 | 1 | CHANNEL, GTA19 GENSET FRAME LH | 13906
24201_drw.pdf | 3 | 1 | CHANNEL, GTA19 GENSET FRAME | 13907
24201_drw.pdf | 4 | 1 | CROSS MEMBER, FRONT ENGINE | 13909
24201_drw.pdf |  |  | CHANNEL, FRAME, REAR MEMBER, GTA/KTA 19 | 13910
24201_drw.pdf |  |  | FRAME CROSS CHANNEL | 14143
24201_drw.pdf |  |  |  | 14447
24201_drw.pdf | 11 | 4
24201_drw.pdf | 12 | 1 | CHANNEL,FRAME,REAR, GTA855/19
24201_drw.pdf | 13 | 1 | SHEET,FLOOR, KTA19SLB
24201_drw.pdf | 14 | 1 | SHEET,FLOOR, KTA19SLB | 17708
24203_drw.pdf | ITEM
24203_drw.pdf | 1 | 2 | CHANNEL,FRAME SIDE, SEISMIC BASE,GTA855/19 | 24204
24203_drw.pdf | 2 | 2 | CHANNEL,FRAME X-MBR, SEISMIC BASE,GTA855/19 | 24205
24203_drw.pdf | 3 | 6 | ANGLE,FRAME X-MBR, SEISMIC BASE,GTA855/19 | 24206
24203_drw.pdf | 4 | 6 | PLATE,FRAME ISO PAD, SEISMIC BASE,GTA855/19 | 24207
24203_drw.pdf |  |  | BRKT,LIFTING, GTA855/19,SEISMIC BASE | 24208
24203_drw.pdf |  |  | 1
24211_drw.pdf | ITEM
24211_drw.pdf | 1 | 1 | PANEL,FRNT,CONDU-BOX, HCI6 | 24089
24211_drw.pdf | 2 | 1 | PANEL,SIDE,CONDU-BOX, HCI6 | 24136
24211_drw.pdf | 3 | 1 | PANEL,REAR,CONDU-BOX, HCI6 | 24138
24211_drw.pdf | 4 | 1 | ASM,REAR,CNTRL-BRKT, HCI6 CONUIT-BOX | 24145
24211_drw.pdf |  |  | ASM,SIDE-CONTROL-PNL, HCI6 CONDUIT BOX | 24146
24211_drw.pdf |  |  | HCI6,1X/2X/3X CONTROL | 24212
24211_drw.pdf |  |  |  | A041Z928
24211_drw.pdf | 11 | 2
24211_drw.pdf | 12 | 2 | BRKT,CONDUIT BOX, -
24211_drw.pdf | 13 | 1 | PANEL,FRNT-LOWER, HCI6,REPLACES FLOOR
24212_drw.pdf | ITEM
24212_drw.pdf | 1 | 38 | WELDNUT, 1/4"-20 NC, _ | 14520
24212_drw.pdf | 2 | 1 | BRKT,RHT-CNTRL-PNL, HCI6 CONDUIT BOX | 24135
24212_drw.pdf | 3 | 1 | PANEL,SIDE,CONDU-BOX, HCI6,3X-CONTROL | 24213
24214_drw.pdf | ITEM
24214_drw.pdf | 1 | 32 | WELDNUT, 1/4"-20 NC, _ | 14520
24214_drw.pdf | 2 | 1 | BRKT,CONDUIT BOX, - | 18323
24214_drw.pdf | 3 | 1 | PANEL,SIDE,CONDU-BOX, HCI2/4/5 W/3XCONTROL | 24215
24216_drw.pdf | 1 | 1 | LOUVER,CONDUIT BOX, UCI274/HCI4/HCI5 | 17310
24216_drw.pdf | 2 | 1 | PANEL,RR,CONDUIT BOX, UCI274/HCI4/HCI5 | 18319
24216_drw.pdf | 3 | 2 | PANEL,SIDE,CONDUIT BOX, UCI274/HCI4/HCI5 | 18324
24216_drw.pdf | 4 | 1 | FRNT,CONDUIT BOX, GTA855 UCI274 | 23967
24216_drw.pdf | 5 | 2 | ASM,SIDE,CONDUIT-BOX, HCI2/4/5 W/3X CONTROL | 24214
24216_drw.pdf | 6 | 1 | PANEL,TOP,CONDUIT BOX, UCI274,HCI4,HCI5 | 13694
24216_drw.pdf | 7 | 1 | SEAL,BULB,UL RECOGNIZED, 84 INCHES LONG | 14456_084
24216_drw.pdf | 8 | 2 | PLATE,CABINET, UCI274 | 14792
24216_drw.pdf | 9 | 2 | PLATE,COVER, - | 17356
24216_drw.pdf | 10 | 2 | BRKT,CONDUIT BOX, - | 17393
24216_drw.pdf | 11 | 2 | BRKT,CONDUIT BOX, - | 17394
24216_drw.pdf | 12 | 1 | COVER, LOWER FRONT, UCI274 | 18788
24217_drw.pdf | 1 | 1 | LOUVER,CONDUIT BOX, UCI274/HCI4/HCI5 | 17310
24217_drw.pdf | 2 | 1 | PANEL,RR,CONDUIT BOX, UCI274/HCI4/HCI5 | 18319
24217_drw.pdf | 3 | 2 | PANEL,SIDE,CONDUIT BOX, UCI274/HCI4/HCI5 | 18324
24217_drw.pdf | 4 | 1 | FRNT,CONDUIT-BOX, HCI4-GTA855,GTA19,GTA28 | 24081
24217_drw.pdf | 5 | 2 | ASM,SIDE,CONDUIT-BOX, HCI2/4/5 W/3X CONTROL | 24214
24217_drw.pdf | 6 | 1 | PANEL,TOP,CONDUIT BOX, UCI274,HCI4,HCI5 | 13694
24217_drw.pdf | 7 | 1 | SEAL,BULB,UL RECOGNIZED, 82 INCHES LONG | 14456
24217_drw.pdf | 8 | 2 | PLATE,COVER, - | 17356
24217_drw.pdf | 9 | 2 | BRKT,CONDUIT BOX, - | 17393
24217_drw.pdf | 10 | 2 | BRKT,CONDUIT BOX, - | 17394
24217_drw.pdf | 11 | 1 | COVER, LOWER FRONT, HCI4 C/D/E/F | 18787
24218_drw.pdf | 1 | 1 | LOUVER,CONDUIT BOX, UCI274/HCI4/HCI5 | 17310
24218_drw.pdf | 2 | 1 | PANEL,RR,CONDUIT BOX, UCI274/HCI4/HCI5 | 18319
24218_drw.pdf | 3 | 2 | PANEL,SIDE,CONDUIT BOX, UCI274/HCI4/HCI5 | 18324
24218_drw.pdf | 4 | 1 | FRNT,CONDUIT-BOX, HCI5-GTA19,28,38,50 | 24086
24218_drw.pdf | 5 | 2 | ASM,SIDE,CONDUIT-BOX, HCI2/4/5 W/3X CONTROL | 24214
24218_drw.pdf | 6 | 1 | PANEL,TOP,CONDUIT BOX, UCI274,HCI4,HCI5 | 13694
24218_drw.pdf | 7 | 1 | SEAL,BULB,UL RECOGNIZED, 94 INCHES LONG | 14456_094
24218_drw.pdf | 8 | 2 | PLATE,COVER, - | 17356
24218_drw.pdf | 9 | 2 | BRKT,CONDUIT BOX, - | 17393
24218_drw.pdf | 10 | 2 | BRKT,CONDUIT BOX, - | 17394
24218_drw.pdf | 11 | 1 | COVER, LOWER FRONT, HCI5 C/D/E/F | 18786
24219_drw.pdf | 1 2 | 1 1 | RADIATOR, GTA855/14WAT TO A;I-R BLOWER, 54" D;IA13 BLADE, GTA855GC | 21277
24219_drw.pdf | 3 | 1 | TUBE, RADIATOR, LOW;ERGTA855GC | 25216
24219_drw.pdf | 4 | 1 | TUBE, JACKET WATER, UPP;ERGTA855GC | 25217
24220_drw.pdf | ITEM
24220_drw.pdf | 1 | 1 | MOUNT, GTA855 FRONT ENGINE | 13150
24220_drw.pdf | 2 | 1 | FRAME, GENSET, GTA855GC | 24221
24220_drw.pdf | 3 | 36 | OIL,PRE. BLUE GE0, (QUARTS) | 875362
24220_drw.pdf | 4 | 4 | WASHER, SNUBBING, TECH PRODUCTS 0184 | 0184
24220_drw.pdf |  |  | MOUNT, UNIVERSAL, 60044, BLUE | 14442
24220_drw.pdf |  |  |  | 14443
24220_drw.pdf |  |  |  | 15127
24221_drw.pdf | ITEM
24221_drw.pdf | 1 | 1 | CHANNEL, GTA855 GENSET FRAME FRONT CROSS FORMED | 13142
24221_drw.pdf | 2 | 1 | CHANNEL, FRAME, REAR CROSS, GTA855 GENSET | 13143
24221_drw.pdf | 3 | 2 | SPACER, GTA855 ISOLATOR | 13660
24221_drw.pdf | 4 | 6 | GUSSET, GTA855 GENSET FRAME CROSS CHANNEL | 14143
24221_drw.pdf |  |  | BRKT,LIFTING, GTA855/19 | 16331
24221_drw.pdf |  |  | GTA855/19 | 17395
24221_drw.pdf |  |  |  | 25182
24221_drw.pdf | 11 | 2 | BRKT,
24221_drw.pdf | 12 | 2 | TAB, KNEE BRACE, GTA855GC
24222_drw.pdf | ITEM
24222_drw.pdf | 1 | 1 | BOX,BATTERY,2 8D, 150KW MOH | 24276
24222_drw.pdf | 2 | 4 | SPACER, GTA855 ISOLATOR | 13660
24222_drw.pdf | 3 | 3 | GUSSET, GTA855 GENSET FRAME CROSS CHANNEL | 14143
24222_drw.pdf | 4 | 6 | GUSSET,GENERATOR CROSSMEMBER, GTA855/19 | 16289
24222_drw.pdf |  |  | SPACER,ISOLATOR, GTA855/19 | 16294
24222_drw.pdf |  |  | MOH | 24261
24222_drw.pdf |  |  |  | 24262
24222_drw.pdf | 11 | 1
24222_drw.pdf | 12 | 1 | CHAN,FORMED,REAR ENG CRM,
24222_drw.pdf | 13 | 1 | CHAN,FORMED,POCKET, 150KW MOH
24222_drw.pdf | 14 | 1 | CHAN,FORMED,POCKET, 150KW MOH | 24269
24222_drw.pdf | 15 | 2 | CHAN,FORMED,CRM,GEN, 150KW MOH | 24270
24223_drw.pdf | 1 | 1 | SIDE, LH | 24224
24223_drw.pdf | 2 | 1 | BACK | 24225
24223_drw.pdf | 3 | 1 | SIDE, RH | 24226
24223_drw.pdf | 4 | 2 | GUSSET | 24227
24223_drw.pdf | 5 | 1 | GUSSET, ENGINE LIFTING | 24228
24223_drw.pdf |  |  | AD
24230_drw.pdf | 1 | 1 | BRACKET, ACCESSORY MOUNTING, CFP5E | 24223
24230_drw.pdf | 2 | 1 | BATTERY ISOLATOR, FIRE PUMP | 8838
24230_drw.pdf | 3 | 1 | FACTORY SETTINGS TAG, FIREPUMP | 9526-02
24231_drw.pdf | 1 | 1 | HOSE, HEATER, 3/4" ID x 15.00" | A042F073
24231_drw.pdf | 2 | 1 | HOSE, HEATER, 3/4" ID x 11.00" | 80242GL
24231_drw.pdf | 3 | 2 | SPACER, 0.5 OD X 0.38 ID X 0.50 LG | 80242GL
24231_drw.pdf | 4
24231_drw.pdf | 9
24231_drw.pdf | 10
24231_drw.pdf | 11 | 4 | CLAMP, WORM, .69-1.25 | 14990-12
24231_drw.pdf | 12 | 2 | WASHER,FLAT, M8 | 20020-M8
24231_drw.pdf | 13 | 2 | SCREW,HH, M8-1.25x60 | 20308-060
24231_drw.pdf | 14 | 1 | BRACKET, COOLANT HEATER MOUNTING, CFP5E/7E | 24233
24231_drw.pdf | 15 | 1 | HEATER, COOLANT, 1500W, 120/240VAC | 24238
24231_drw.pdf | 16 | 1 | ADAPTER, M18 TO 1/2 NPT | A042J938
24231_drw.pdf | E
24231_drw.pdf |  | HEATER | WITH OUT RADIAL TWIST
24231_drw.pdf | as authorized | tdooctuhmeenrtecaecicveeprtsinthceonfidence. in | CUMMINS FIRE POWER LLC CORPORATE OFFICE by | DESIGN UPFIT CENTER
24231_drw.pdf | ittrawdiellse(c1r)etnoitnfuosrematthieondotchuemreenitn,or(2a)nynoctopcyoptyhetrheeofdoocrumtehnet, | ittrawdiellse(c1r)etnoitnfuosrematthieondotchuemreenitn,or(2a)nynoctopcyoptyhetrheeofdoocrumtehnet, | WHITE BEAR LAKE, MN WWW.CUMMINSFIREPOWER.COM | DEPERE, WISCONSIN
24231_drw.pdf |  | cPoopwieersLtLhCereof, | and ASSEMBLY, COOLANT HEATER
24231_drw.pdf | DIMENSION |  | ACREFP5E
24231_drw.pdf | IMUPNEIRTISAL |  | DWG UNITS: DRAWN BY: PBS | 16JAN2013
24235_drw.pdf | 1 | 1 | BRACKET, ACCESSORY MOUNTING, CFP5E | 24223
24235_drw.pdf | 2 | 1 | BATTERY ISOLATOR, FIRE PUMP | 8838
24235_drw.pdf | 3 | 1 | FACTORY SETTINGS TAG, FIREPUMP | 9526-02
24239_drw.pdf | 1 | 1 | HOSE, SILICONE HEATER, 3/4" ID x 10.00" | A042F073
24239_drw.pdf | 2 | 1 | HOSE, SILICONE HEATER, 3/4" ID x 13.00" | 80242GL
24239_drw.pdf | 3 | 2 | SPACER, 0.5 OD X 0.38 ID X 0.50 LG | 80242GL
24239_drw.pdf | 4
24239_drw.pdf | 9
24239_drw.pdf | 10
24239_drw.pdf | 11 | 4 | CLAMP, WORM, .69-1.25 | 14990-12
24239_drw.pdf | 12 | 2 | WASHER,FLAT, M8 | 20020-M8
24239_drw.pdf | 13 | 2 | SCREW,HH, M8-1.25x40 | 20308-040
24239_drw.pdf | 14 | 1 | BRACKET, COOLANT HEATER MOUNTING, CFP5E/7E | 24233
24239_drw.pdf | 15 | 1 | HEATER, COOLANT, 1500W, 120/240VAC | 24238
24239_drw.pdf | 16 | 1 | BUSHING, 1/2" x 3/4" NPT | LTL-SRB3412
24239_drw.pdf | SEALANT |  | ALL NPT THREADS
24239_drw.pdf | to the document as authorized | in accepts the in | confidence. by CUMMINS FIRE POWER LLC CORPORATE OFFICE | DESIGN UPFIT CENTER
24239_drw.pdf | ittrawdiellse(c1r)etnoitnfuosrematthieondotchuemreenitn,or(2a)nynoctopcyoptyhetrheeofdoocrumtehnet, or the | ittrawdiellse(c1r)etnoitnfuosrematthieondotchuemreenitn,or(2a)nynoctopcyoptyhetrheeofdoocrumtehnet, | or trade WHITE BEAR LAKE, MN WWW.CUMMINSFIREPOWER.COM | DEPERE, WISCONSIN
24239_drw.pdf |  | cPoopwieersLtLhCereof, | and ASSEMBLY, COOLANT HEATER
24239_drw.pdf | DIMENSION |  | ACREFP7E
24239_drw.pdf | IMUPNEIRTISAL |  | DWG UNITS: DRAWN BY: PBS | 16JAN2013
24240_drw.pdf | 1 | 1 | SIDE, LH | 24241
24240_drw.pdf | 2 | 1 | BACK | 24242
24240_drw.pdf | 3 | 1 | SIDE, RH | 24243
24240_drw.pdf | 4 | 1 | GUSSET | 24244
24245_drw.pdf | 1 | 1 | BRACKET, ACCESSORY MOUNTING, CFP59 | 24240
24245_drw.pdf | 2 | 1 | BATTERY ISOLATOR, FIRE PUMP | 8838
24245_drw.pdf | 3 | 1 | FACTORY SETTINGS TAG, FIREPUMP | 9526-02
24245_drw.pdf | 4 | 1 | FIELD SETTINGS TAG, FIREPUMP | 9526-03
24245_drw.pdf | 5 | 1 | DATA TAG, FIREPUMP | 9534
24245_drw.pdf | 6 | 1 | CLAMP, T-BOLT, 3.28-3.59 | 13164-0350
24245_drw.pdf | 7 | 2 | CLAMP, T-BOLT, 4.28-4.59 | 13164-0450
24245_drw.pdf | 8 | 1 | TUBE, AIR INTAKE | 15367
24245_drw.pdf | 9 | 1 | AIR CLEANER, 4" CONNECTION, CF# AH1140 OR EQUAL | 15608
24245_drw.pdf | 10
24245_drw.pdf | 11 | 4 | WASHER,FLAT, M5 | 20020-M5
24245_drw.pdf | 12 | 4 | NUT,HEX, 0.25-20 | 20100-025
24245_drw.pdf | 13 | 4 | NUT,HEX, M5-0.80 | 20120-M5
24245_drw.pdf | 14 | 4 | SCREW,HH, 0.25-20x1.00 | 20225-100
24245_drw.pdf | 15 | 4 | SCREW,HH, M5-0.80x16 | 20305-016
24245_drw.pdf | 16 | 4 | SCREW,HH, M12-1.75x25 | 20312-025
24246_drw.pdf | 1 | 1 | HOSE, SILICONE HEATER, 3/4" ID x 10.00" | A042F073
24246_drw.pdf | 2 | 1 | HOSE, SILICONE HEATER, 3/4" ID x 16.00" | A042F073
24246_drw.pdf | 3 | 2 | SPACER, 0.5 OD X 0.38 ID X 0.50 LG | A042F073
24246_drw.pdf | 4
24246_drw.pdf | 9
24246_drw.pdf | 10
24246_drw.pdf | 11 | 4 | CLAMP, WORM, .69-1.25 | 14990-12
24246_drw.pdf | 12 | 2 | WASHER,FLAT, M8 | 20020-M8
24246_drw.pdf | 13 | 2 | SCREW,HH, M8-1.25x40 | 20308-040
24246_drw.pdf | 14 | 1 | BRACKET, COOLANT HEATER MOUNTING, CFP5E/7E | 24233
24246_drw.pdf | 15 | 1 | HEATER, COOLANT, 1500W, 120/240VAC | 24238
24246_drw.pdf | 16 | 1 | BUSHING, 1/2" x 3/4" NPT | LTL-SRB3412
24246_drw.pdf | SEALANT |  | ALL NPT THREADS
24246_drw.pdf | to the document as authorized | in accepts the in | confidence. by CUMMINS FIRE POWER LLC CORPORATE OFFICE | DESIGN UPFIT CENTER
24246_drw.pdf | ittrawdiellse(c1r)etnoitnfuosrematthieondotchuemreenitn,or(2a)nynoctopcyoptyhetrheeofdoocrumtehnet, or the | ittrawdiellse(c1r)etnoitnfuosrematthieondotchuemreenitn,or(2a)nynoctopcyoptyhetrheeofdoocrumtehnet, | or trade WHITE BEAR LAKE, MN WWW.CUMMINSFIREPOWER.COM | DEPERE, WISCONSIN
24246_drw.pdf |  | cPoopwieersLtLhCereof, | and HEATER, COOLANT, ASSEMBLY
24246_drw.pdf | DIMENSION |  | ACREFP5.9
24246_drw.pdf | IMUPNEIRTISAL |  | DWG UNITS: DRAWN BY: PBS | 16JAN2013
24247_drw.pdf | 1 | 1 | BRACKET, ACCESSORY MOUNTING, CFP59 | 24240
24247_drw.pdf | 2 | 1 | BATTERY ISOLATOR, FIRE PUMP | 8838
24247_drw.pdf | 3 | 1 | FACTORY SETTINGS TAG, FIREPUMP | 9526-02
24247_drw.pdf | 4 | 1 | FIELD SETTINGS TAG, FIREPUMP | 9526-03
24247_drw.pdf | 5 | 1 | DATA TAG, FIREPUMP | 9534
24247_drw.pdf | 6 | 3 | CLAMP, T-BOLT, 4.28-4.59 | 13164-0450
24247_drw.pdf | 7 | 1 | TUBE, AIR INTAKE | 15367
24247_drw.pdf | 8 | 1 | AIR CLEANER, 4" CONNECTION, CF# AH1140 OR EQUAL | 15608
24247_drw.pdf | 9
24247_drw.pdf | 10 | 4 | WASHER,FLAT, M5 | 20020-M5
24247_drw.pdf | 11 | 4 | NUT,HEX, 0.25-20 | 20100-025
24247_drw.pdf | 12 | 4 | NUT,HEX, M5-0.80 | 20120-M5
24247_drw.pdf | 13 | 4 | SCREW,HH, 0.25-20x1.00 | 20225-100
24247_drw.pdf | 14 | 4 | SCREW,HH, M5-0.80x16 | 20305-016
24247_drw.pdf | 15 | 4 | SCREW,HH, M12-1.75x25 | 20312-025
24247_drw.pdf | 16 | 1 | HUMP HOSE, 4.0"DIA, - | 3316608S_CCR
24253_drw.pdf | ITEM
24253_drw.pdf | 1 | 1 | PLATE,ENGINE MOUNT, - | A042A924
24253_drw.pdf | 2 | 1 | CHANNEL,ENGINE MOUNT, - | A042A925
24255_drw.pdf | ITEM
24263_drw.pdf | ITEM
24264_drw.pdf |  |  | 0.50
24264_drw.pdf |  |  | 5.80
24265_drw.pdf |  |  | 0.50
24272_drw.pdf |  | 2X
24272_drw.pdf |  |  | 0.38
24272_drw.pdf |  | 1.30 | 2.21
24276_drw.pdf | ITEM
24276_drw.pdf | 1 | 1 | HINGE,PIANO, BATTERY BOX | 24276_3
24276_drw.pdf | 2 | 1 | PANEL,BOX,BATTERY, 2 8D | 24276_1
24276_drw.pdf | 3 | 1 | PANEL,COVER,BATTERY, 2 8D | 24276_2
24276_drw.pdf | 4 | 1 | NUT,WELD,HEX, 3/8-16 | 25284_38-16
24276_drw.pdf |  |  | DOWN,BATTERY, 8D-DRY | 26549
24277_drw.pdf | ITEM
24277_drw.pdf | 1 | 1 | VALVE,BL -32 LK HDL, BRASS,NPTFxNPTF | 16145-32
24277_drw.pdf |  | 2 | SOLENOID,FUEL,2" 24V, REF 3395606 | 18220
24277_drw.pdf | 3 | 1 | KIT,ASCO CONN HDWR W/, O-RING FOR 8214 280 | 22585
24277_drw.pdf | 4 | 1 | NIPPLE,2",PIPE,11"L, W/1/8"NPT HALF COUPLING | 25853
24277_drw.pdf |  |  | UNION,NPTF,BLACK, 2 INCH W/NUT | B150UK
24277_drw.pdf | 11
24277_drw.pdf | 12 | 1 | HOSE,BRAIDED,THD ENDS, FUEL
24277_drw.pdf | 13 | 3 | CLAMP,U-BOLT,GUILLOTINE, 2.25"
24277_drw.pdf | 14 | 5 | FITTING, 90D ELBOW X -32NPT, BLACK STEEL | A042A714
24278_drw.pdf | ITEM
24278_drw.pdf | 1 | 1 | TANK,10 GALLON,VERT, ROUND ALUM | 26738
24278_drw.pdf | 2 | 1 | STICKER, ENGINE OIL ONLY, OIL MAINTAINER TANK | A042D245
24278_drw.pdf | 3 | 1 | HOSE, 801 , PARKER, 24" LONG | 801-16
24278_drw.pdf | 4 | 1 | HOSE,PARKER, 26" LONG | R-801-6
24278_drw.pdf |  |  | HOSE,PUSH-LOK, 1/2" ID X 72" L | 801-8
24278_drw.pdf | 11
24278_drw.pdf | 12
24278_drw.pdf | 13
24278_drw.pdf | 14
24278_drw.pdf | 15
24279_drw.pdf | ITEM
24279_drw.pdf | 1 | 1 | HOSE,5/8"IDx25FT, CUT TO 12.00" LONG | A042F070
24279_drw.pdf | 2 | 1 | HOSE,5/8"IDx25FT, CUT TO 48.00" LONG | A042F070
24279_drw.pdf | 3 | 1 | HOSE,5/8"IDx25FT, CUT TO 48.00" LONG | A042F070
24279_drw.pdf | 4 | 1 | HOSE,PARKER, 5/8IN ID X 24.00IN LONG | 801-10
24279_drw.pdf | 11 | 1
24279_drw.pdf | 12 | 1 | DECAL,ENGINE OIL DRAIN LABEL
24279_drw.pdf | 13
24279_drw.pdf | 14 | 1 | FTG,ST,ADAPTER 1.00-18 X 1/2 NPTF, _ | 123824
24279_drw.pdf | 15 | 4 | VALVE, 1/2" FNPT, WATTS | FA60204
24279_drw.pdf |  |  |  | LTL-CPN12
24283_drw.pdf | ITEM
24283_drw.pdf | 1 | 1 | BOX,BATTERY,2 8D, 150KW MOH | 24276
24283_drw.pdf | 2 | 4 | SPACER, GTA855 ISOLATOR | 13660
24283_drw.pdf | 3 | 3 | GUSSET, GTA855 GENSET FRAME CROSS CHANNEL | 14143
24283_drw.pdf | 4
24283_drw.pdf |  |  | GUSSET,GENERATOR CROSSMEMBER, GTA855/19 | 16289
24283_drw.pdf |  |  |  | 16294
24283_drw.pdf |  |  |  | 24263
24283_drw.pdf | 11 | 1
24283_drw.pdf | 12 | 1 | CHAN,FORMED,POCKET, 150KW
24283_drw.pdf | 13 | 1 | CHAN,FORMED,POCKET, 150KW MOH
24283_drw.pdf | 14 | 2 | CHAN,FORMED,CRM,GEN, 150KW MOH | 24270
24283_drw.pdf | 15 | 1 | CHAN,FORMED,CRM,RADIATOR, 150KW MOH | 24271
24285_drw.pdf | ITEM
24285_drw.pdf | 1 | 1 | MOUNT, GTA855 FRONT ENGINE | 13150
24285_drw.pdf | 2 | 1 | BASE,OPEN, 15OKW MOH | 24222
24285_drw.pdf | 3
24285_drw.pdf | 4 | 60 | OIL,PRE. BLUE GE0, (QUARTS) | V705200
24285_drw.pdf |  |  | WASHER, SNUBBING, TECH PRODUCTS 0184 | 0184
24285_drw.pdf |  |  | OD | 15127
24285_drw.pdf |  |  |  | 51512-4
24287-01_drw.pdf | 1
24287-01_drw.pdf | 2
24287-01_drw.pdf | 3
24287-01_drw.pdf | 4
24287-01_drw.pdf | 5
24287-01_drw.pdf | 6
24287-01_drw.pdf | 7
24287-01_drw.pdf | 8
24287-01_drw.pdf | 9
24287-01_drw.pdf | 10
24287-01_drw.pdf | 11
24287-01_drw.pdf | 12
24287-01_drw.pdf | 13
24287-01_drw.pdf | 14
24287-01_drw.pdf | 15
24287-01_drw.pdf | 16
24287-02_drw.pdf | 1
24287-02_drw.pdf | 2
24287-02_drw.pdf | 3
24287-02_drw.pdf | 4
24287-02_drw.pdf | 5
24287-02_drw.pdf | 6
24287-02_drw.pdf | 7
24287-02_drw.pdf | 8
24287-02_drw.pdf | 9
24287-02_drw.pdf | 10
24287-02_drw.pdf | 11
24287-02_drw.pdf | 12
24287-02_drw.pdf | 13
24287-02_drw.pdf | 14
24287-02_drw.pdf | 15
24287-02_drw.pdf | 16
24287-03_drw.pdf | 1
24287-03_drw.pdf | 2
24287-03_drw.pdf | 3
24287-03_drw.pdf | 4
24287-03_drw.pdf | 5
24287-03_drw.pdf | 6
24287-03_drw.pdf | 7
24287-03_drw.pdf | 8
24287-03_drw.pdf | 9
24287-03_drw.pdf | 10
24287-03_drw.pdf | 11
24287-03_drw.pdf | 12
24287-03_drw.pdf | 13
24287-03_drw.pdf | 14
24287-03_drw.pdf | 15
24287-03_drw.pdf | 16
24291_drw.pdf | ITEM
24291_drw.pdf | 1 | 2 | WLDMNT, BACK PLATE, SHAFT GUARD, SAE #1-X, 24" SHAFT | 14165
24291_drw.pdf | 4 | 4 | WASHER, RETAINING, M10 | 16662-13
24291_drw.pdf | 5 | 16 | WASHER,FLAT, M10 | 20020-M10
24291_drw.pdf | 6 | 6 | NUT,HEX, M10-1.50 | 20120-M10
24291_drw.pdf | 7 | 8 | SCREW,HH, 0.44-14x1.00 | 20244-100
24291_drw.pdf | 8 | 6 | SCREW,HH, M10-1.50x25 | 20310-025
24291_drw.pdf |  |  |  | 24297
24291_drw.pdf |  |  | 5
24292_drw.pdf | ITEM
24292_drw.pdf | 1 | 1 | SIDE | 24293
24292_drw.pdf | 2 | 1 | END | 24294
24296_drw.pdf | ITEM
24296_drw.pdf |  |  | CIRCUIT
24300_drw.pdf | 1 | 1 | ASSEMBLY, VALVE COVER MODIFICATION, FIREPUMP, CFP9E | 11917
24300_drw.pdf | 2 | 1 | KIT, FUEL LINES, CFP9E, F10/20/30/40/50/60 - EXT ONLY | 15208
24300_drw.pdf | 3 | 1 | KIT, SENSOR & ADAPTER, CFP9E | 15602
24300_drw.pdf | 4 | 1
24300_drw.pdf | 8 | 1 | SUPPORT, LEFT, REAR ENGINE, CFP9E | 22876
24300_drw.pdf | 9 | 1 | MOUNT, FRONT RIGHT ENGINE, CFP9E | 22880
24300_drw.pdf | 10 | 1 | MOUNT, FRONT LEFT ENGINE, CFP9E | 22881
24300_drw.pdf | 11 | 1 | SUPPORT, RIGHT, REAR ENGINE, CFP9E | 22898
24300_drw.pdf | 12 | 1 | ASSY, COOLANT HEATER, 240V, CFP9E | 22960
24300_drw.pdf | 13 | 1 | FRAME, RADIATOR COOLED, CFP9E | 23857
24300_drw.pdf | 14 | 1 | ENGINE,QSL9,430 HP,TIER 3,RADIATOR COOLED, 1470 RPM, 24VDC, w/AUX | PU2M4P287-03
24300_drw.pdf | 15 | 1 | ASSEMBLY, 316SS EXHAUST FLEX, CFP9E | 24301
24300_drw.pdf | 16 | 1 | ASSEMBLY, ACCESSORY, REAR MOUNTING, CFP9E HHP HD/ DUAL STARTER | 24409
24300_drw.pdf | 17 | 1 | TUBE, UPPER CAC, CFP9E | 24779
24300_drw.pdf | 18 | 1 | FLYWHEEL, 11.5" OC, FW9878 | 3973497
24300_drw.pdf |  |  |  | 15431
24300_drw.pdf | 23 | 1 | DECAL, MANUAL START/STOP, ELECTRONIC ENGINES | 15749
24300_drw.pdf | 24 | 1 | TAG, ENGINE WEIGHT | 16825
24300_drw.pdf | 25 | 1 | OSP, HOUSING, 8.3/8.9L DUAL STARTER | 18152
24300_drw.pdf | 26 | 4 | SCREW,HH, 0.38-16x1.00 | 20238-100
24300_drw.pdf | 27 | 2 | SCREW,HH, 0.38-16x1.50 | 20238-150
24300_drw.pdf | 28 | 1 | BOARD, 3 BATTERY DIODE | 21316
24316_drw.pdf | ITEM
24316_drw.pdf | 1 | 1 | PLATE, MOUNTING | 18233
24316_drw.pdf | 2 | 2 | BRACE | 18238
24316_drw.pdf | 3 | 1 | FOOT, MOUNTING | 22897
24316_drw.pdf | 4 | 2 | PLATE, SIDE | 24318
24316_drw.pdf |  |  | GUSSET | 24320
24316_drw.pdf |  |  |  | 24323
24316_drw.pdf |  | 8.00 | 4
24316_drw.pdf |  |  | 1
24324_drw.pdf | ITEM
24324_drw.pdf | 1 | 2 | HOSE,CAC,4" I.D. X 3.5" LG,500F RATING, CFP15E FIREPUMP | 21363
24324_drw.pdf | 2 | 1 | TUBE, UPPER AIR SHUT-OFF, RADIATOR COOLED CFP9E | A042B937
24324_drw.pdf | 3 | 1 | TUBE, LOWER AIR SHUT-OFF, RADIATOR COOLED CFP9E | A042B938
24324_drw.pdf | 4 | 4 | CLAMP, SPRING LOADED T-BOLT, 4.03-4.33 | 12975-0425
24324_drw.pdf | 5 | 1 | VALVE, 4.0" AIR SHUT-OFF | 21319
24324_drw.pdf | 6 | 1 | LABEL, AIR SHUT OFF VALVE RESET | 21401
24324_drw.pdf | 7 | 1 | BRACKET, CAC TUBE, CFP9E | 24309
24324_drw.pdf | 8 | 4 | CLAMP, U-BOLT, GUILLOTINE, 4.00", PLATED | 89548K
24329_drw.pdf | 1 | 2 | SENDER, PRESURE, DATCON #02504-00 | 8863
24329_drw.pdf | 2 | 2 |  | 12189-2-2
24329_drw.pdf | 3 | 2 | SNUBBER, OIL PRESSURE, 1/8" NPT | 22690
24330_drw.pdf | 1 2 | 2 8 | WASHER,PLAI;N 1.56" OD,0.39" ID, 0.09" THK WASHER,SNUBBIN;GTECH PRODUCTS CORP | 0182
24330_drw.pdf | 3 | 16 | WASHER, SNUBBIN;GTECH PRODUCTS 0184 | 0184
24330_drw.pdf | 4 | 1 | LEAD, GROUN;D BRAIDED STRAP | 337-3587-01
24330_drw.pdf |  |  |  | 0541-1414-02
24331_drw.pdf | ITEM
24333_drw.pdf | ITEM
24334_drw.pdf | ITEM
24335_drw.pdf | 1 | 1 | HOSE, FUEL RESTRICTION, CFP9E | 24406
24335_drw.pdf | 2 | 1 |  | 12181-M10-2
24335_drw.pdf | 3 | 2 |  | 12240-6-2
24335_drw.pdf | 4 | 1 |  | 12529-2-2
24335_drw.pdf | 5 | 1 | BRACKET, MTG, MURPHY GAUGE, CFP9E | 24407
24335_drw.pdf | 6 | 1 | GAUGE, VACUUM AND PRESSURE | 25317
24341_drw.pdf | ITEM
24341_drw.pdf | 1 | 1 | PLATE, LORAM, QSX15 | 24342
24341_drw.pdf | 2 | 1 | GUSSET, LORAM, QSX15 | 24343
24346_drw.pdf | ITEM
24346_drw.pdf | 1
24346_drw.pdf | 2
24346_drw.pdf | 3 | 1 | PLATE,OFFSET FAN DRIVE, MANITOWOC 999 QSM11 | 24347
24346_drw.pdf | 4 | 1 | SPACER,FAN DRIVE, MANITOWOC 999 QSM11 | 24349
24350_drw.pdf | ITEM
24350_drw.pdf | 1 | 1 | PLATE,FAN DRIVE, - | 24351
24350_drw.pdf | 2 | 1 | BAR,FAN DRIVE, - | 24352
24350_drw.pdf | 3 | 1 | PLATE,FAN DRIVE, - | 24353
24356_drw.pdf | ITEM
24356_drw.pdf | 1 | 1 | ENCLOSURE, 24 X 20 X 8, HOFFMAN | A242008LP
24356_drw.pdf | 2
24356_drw.pdf | 3
24356_drw.pdf | 4 | 2 | WIRE WAY, 1.5 X 3.0 | 19426-021
24356_drw.pdf |  |  | WAY, 1.5 X 3.0 | 19426-135
24356_drw.pdf |  |  |  | 19427-021
24356_drw.pdf |  |  |  | 19427-135
24356_drw.pdf | 11 | 1 | DECAL,
24356_drw.pdf | 12 | 1 | SWITCH, BODY, MOM ON/OFF,
24356_drw.pdf | 13 | 1 | PANEL, MOUNTING SINGLE ROCKER SWITCH,
24356_drw.pdf | 14 | 1 | SWITCH, ACTUATOR, BLACK, CARLING TECHNOLOGIES | 44430
24356_drw.pdf | 15
24372_drw.pdf | ITEM
24373_drw.pdf | ITEM
24373_drw.pdf | 1 | 1 | BRACKET, PRESSURE REGULATOR, GTA855E | 24374
24373_drw.pdf | 2 | 2 | GUSSET, PRESSURE REGULATOR, GTA855E | 24375
24376_drw.pdf | ITEM
24384_drw.pdf | 1 2 | 2 2 | HOSE,PARKE;R 1/4" ID X 36.00 LG RADIATOR, UPP;ERKTA19 GENSET | 10306
24384_drw.pdf | 3 | 1 | TUBE, KTA19GC LTA | 13074
24384_drw.pdf | 4 | 1 | TUBE, KTA19GC LTA | 13075
24385_drw.pdf | ITEM
24385_drw.pdf | 1 | 2 | FLANGE,EXHAUST,8" NON PIPE ASA 125#, - | 6449-05_OLD
24385_drw.pdf | 2 | 1 | PIPE,EXHAUST 304SS, 30.20" L 8" | 23240-03020
24386_drw.pdf | ITEM
24386_drw.pdf | 1 | 2 | FLANGE,EXHAUST,8" NON PIPE ASA 125#, - | 6449-05_OLD
24386_drw.pdf | 2 | 1 | PIPE,EXHAUST 304SS, 32.63" L 8" | 23240-03263
24387_drw.pdf | ITEM
24387_drw.pdf | 1 | 2 | FLANGE,EXHAUST,8" NON PIPE ASA 125#, - | 6449-05_OLD
24387_drw.pdf | 2 | 1 | PIPE,EXHAUST 304SS, 33.22" L 8" | 23240-03322
24388_drw.pdf | ITEM
24388_drw.pdf | 1 | 2 | FLANGE,EXHAUST,8" NON PIPE ASA 125#, - | 6449-05_OLD
24388_drw.pdf | 2 | 1 | PIPE,EXHAUST 304SS, 72.21"L 8" | 23240-07221
24389_drw.pdf | ITEM
24389_drw.pdf | 1 | 2 | FLANGE,EXHAUST,8" NON PIPE ASA 125#, - | 6449-05_OLD
24389_drw.pdf | 2 | 1 | PIPE,EXHAUST 304SS, 97.13" L 8" | 23240-09713
24390_drw.pdf | ITEM
24390_drw.pdf | 1 | 2 | FLANGE,EXHAUST,8" NON PIPE ASA 125#, - | 6449-05_OLD
24390_drw.pdf | 2 | 1 | PIPE,EXHAUST 304SS, 97.25" L 8" | 23240-09725
24391_drw.pdf | ITEM
24391_drw.pdf | 1 | 2 | FLANGE,EXHAUST,8" NON PIPE ASA 125#, - | 6449-05_OLD
24391_drw.pdf | 2 | 1 | PIPE,EXHAUST 304SS, 100.13" L 8" | 23240-10013
24392_drw.pdf | ITEM
24392_drw.pdf | 1 | 2 | FLANGE,EXHAUST,8" NON PIPE ASA 125#, - | 6449-05_OLD
24392_drw.pdf | 2 | 1 | PIPE,EXHAUST 316SS, 21.50" L 8" | 23249-02150
24393_drw.pdf | ITEM
24393_drw.pdf | 1 | 2 | FLANGE,EXHAUST,8" NON PIPE ASA 125#, - | 6449-05_OLD
24393_drw.pdf | 2 | 1 | PIPE,EXHAUST 316SS, 30.20" L 8" | 23249-03020
24394_drw.pdf | ITEM
24394_drw.pdf | 1 | 2 | FLANGE,EXHAUST,8" NON PIPE ASA 125#, - | 6449-05_OLD
24394_drw.pdf | 2 | 1 | PIPE,EXHAUST 316SS, 32.63" L 8" | 23249-03263
24395_drw.pdf | ITEM
24395_drw.pdf | 1 | 2 | FLANGE,EXHAUST,8" NON PIPE ASA 125#, - | 6449-05_OLD
24395_drw.pdf | 2 | 1 | PIPE,EXHAUST 316SS, 33.22" L 8" | 23249-03322
24396_drw.pdf | ITEM
24396_drw.pdf | 1 | 2 | FLANGE,EXHAUST,8" NON PIPE ASA 125#, - | 6449-05_OLD
24396_drw.pdf | 2 | 1 | PIPE,EXHAUST 316SS, 72.21"L 8" | 23249-07221
24397_drw.pdf | ITEM
24397_drw.pdf | 1 | 2 | FLANGE,EXHAUST,8" NON PIPE ASA 125#, - | 6449-05_OLD
24397_drw.pdf | 2 | 1 | PIPE,EXHAUST 316SS, 75.20" L 8" | 23249-07520
24398_drw.pdf | ITEM
24398_drw.pdf | 1 | 2 | FLANGE,EXHAUST,8" NON PIPE ASA 125#, - | 6449-05_OLD
24398_drw.pdf | 2 | 1 | PIPE,EXHAUST 316SS, 97.13" L 8" | 23249-09713
24399_drw.pdf | ITEM
24399_drw.pdf | 1 | 2 | FLANGE,EXHAUST,8" NON PIPE ASA 125#, - | 6449-05_OLD
24399_drw.pdf | 2 | 1 | PIPE,EXHAUST 316SS, 100.13" L 8" | 23249-10013
24409_drw.pdf | 1 | 1 | BRACKET, ACCESSORY MOUNTING, CFP83/CFP9E | 24410
24409_drw.pdf | 2 | 1 | BATTERY ISOLATOR, FIRE PUMP | 8838
24409_drw.pdf | 3 | 1 | FACTORY SETTINGS TAG, FIREPUMP | 9526-02
24409_drw.pdf | 4 | 1 | FIELD SETTINGS TAG, FIREPUMP | 9526-03
24409_drw.pdf | 5 | 1 | DATA TAG, FIREPUMP | 9534
24409_drw.pdf | 6
24409_drw.pdf | 7 | 4 | WASHER,FLAT, M12 | 20020-M12
24409_drw.pdf | 8 | 4 | WASHER,FLAT, M5 | 20020-M5
24409_drw.pdf | 9 | 4 | NUT,HEX, M5-0.80 | 20120-M5
24409_drw.pdf | 10 | 4 | SCREW,HH, M5-0.80x16 | 20305-016
24409_drw.pdf | 11 | 4 | SCREW,HH, M12-1.75x40 | 20312-040
24409_drw.pdf | 12 | 1 | SHIELD, CONTACTOR HEAT | 24800
24410_drw.pdf | 1 | 1 | SIDE, RH | 24128
24410_drw.pdf | 2 | 1 | GUSSET | 24129
24410_drw.pdf | 3 | 1 | SIDE, LH | 24411
24410_drw.pdf | 4 | 1 | BACK | 24412
24410_drw.pdf | 5 | 1 | ANGLE | 24416
24410_drw.pdf | 6 | 1 | TOP | 24417
24410_drw.pdf | 7 | 2 | GUSSET, TOP | 24441
24443_drw.pdf | ITEM
24443_drw.pdf | 1 | 2 | CAP,AIR MANIFOLD, - | 24101
24443_drw.pdf | 2 | 1 | BRKT,GAUGE MOUNT, - | 24105
24443_drw.pdf | 3 | 1 | BRKT,MANIFOLD MOUNT, - | 24107
24443_drw.pdf | 4 | 1 | TUBE,MANIFOLD,AIR INTAKE, - | 24444
24451_drw.pdf | ITEM
24451_drw.pdf | 1 | 1 | PLATE,RACK SPT, - | 24452
24451_drw.pdf | 2 | 1 | FLAT,RACK SPT, - | 24453
24451_drw.pdf | 3 | 2 | FLAT,RACK SPT, - | 24454
24459_drw.pdf | 1 | 1 | ENCLOSURE | A302408LP
24459_drw.pdf | 2 | 2 | BLOCK, POWER DISTRIBUTION | 18621
24459_drw.pdf | 3
24459_drw.pdf | 4 | 1 | WIRE WAY, 1.5 X 3.0 | 19426-021
24459_drw.pdf | 5 | 2 | WIRE WAY, 1.5 X 3.0 | 19426-025
24459_drw.pdf | 6 | 2 | WIRE WAY, 1.5 X 3.0 | 19426-173
24459_drw.pdf | 7 | 1 | COVER, WIRE WAY, 1.75 | 19427-021
24459_drw.pdf | 8 | 2 | COVER, WIRE WAY, 1.75 | 19427-173
24459_drw.pdf | 9 | 2 | COVER, WIRE WAY, 1.75 | 19427-25
24459_drw.pdf | 10 | 1 | DECAL, RADIATOR CONTROLS | 19470
24459_drw.pdf | 11 | 1 | DECAL, FAN 1 | 24471
24459_drw.pdf | 12 | 1 | DECAL, LOW SPEED | 24472
24459_drw.pdf | 13 | 2 | DECAL, LOW SPEED | 24473
24459_drw.pdf | 14 | 2 | DECAL, HIGH SPEED | 24474
24459_drw.pdf | 15 | 2 | LOW SPEED FAULT | 24475
24459_drw.pdf |  | 2 | HIGH SPEED FAULT | 24476
24461_drw.pdf | ITEM
24461_drw.pdf | 1 | 1 | BRACKET, OIL FILL, LORAM, QSX15 | 24338
24461_drw.pdf | 2 | 1 | PLATE, OIL FILL, LORAM, QSX15 | 24460
24461_drw.pdf |  |  |  | 2
24466_drw.pdf | ITEM
24466_drw.pdf | 1 | 2 | TAB | 19379
24466_drw.pdf | 2 | 1 | PLATE, OIL FILL, LORAM, QSX15 | 24464
24466_drw.pdf | 3 | 1 | BRACKET, LORAM, QSX15 | 24467
24466_drw.pdf | 4 | 2 | TAB, ENCLOSURE SUPPORT | 25246
24466_drw.pdf |  |  | GUSSET | 25281
24466_drw.pdf |  |  |  | 25292
24481_drw.pdf | ITEM
24481_drw.pdf | 1 | 1 | BOX,BATTERY,2 8D, 150KW MOH | 24276
24481_drw.pdf | 2 | 4 | SPACER, GTA855 ISOLATOR | 13660
24481_drw.pdf | 3 | 3 | GUSSET, GTA855 GENSET FRAME CROSS CHANNEL | 14143
24481_drw.pdf | 4 | 6 | GUSSET,GENERATOR CROSSMEMBER, GTA855/19 | 16289
24481_drw.pdf |  |  | SPACER,ISOLATOR, GTA855/19 | 16294
24481_drw.pdf |  |  |  | 24263
24481_drw.pdf |  |  |  | 24264
24481_drw.pdf | 11 | 1
24481_drw.pdf | 12 | 1 | CHAN,FORMED,POCKET, 150KW
24481_drw.pdf | 13 | 2 | CHAN,FORMED,CRM,GEN, 150KW MOH
24481_drw.pdf | 14 | 1 | CHAN,FORMED,CRM,RADIATOR, 150KW MOH | 24271
24481_drw.pdf | 15 | 2 | PLATE,SUPPORT,RADIATOR, 150KW MOH | 24272
24482_drw.pdf | ITEM
24482_drw.pdf | 1 | 1 | MOUNT, GTA855 FRONT ENGINE | 13150
24482_drw.pdf | 2 | 1 | BASE,ENCLOSED,W/O FLOOR, 150KW MOH | 24481
24482_drw.pdf | 3
24482_drw.pdf | 4 | 60 | OIL,PRE. BLUE GE0, (QUARTS) | V705200
24482_drw.pdf |  |  | WASHER, SNUBBING, TECH PRODUCTS 0184 | 0184
24482_drw.pdf |  |  | OD | 15127
24482_drw.pdf |  |  |  | 51512-4
24483_drw.pdf | ITEM
24483_drw.pdf | 1 | 1 | MOUNT, GTA855 FRONT ENGINE | 13150
24483_drw.pdf | 2 | 1 | BASE,ENCLOSED,W/FLOOR, 150KW MOH | 24283
24483_drw.pdf | 3
24483_drw.pdf | 4 | 60 | OIL,PRE. BLUE GE0, (QUARTS) | V705200
24483_drw.pdf |  |  | WASHER, SNUBBING, TECH PRODUCTS 0184 | 0184
24483_drw.pdf |  |  | OD | 15127
24484_drw.pdf | ITEM
24484_drw.pdf | 1 | 1 | ALTERNATOR PART, NEWAGE | UC274F
24484_drw.pdf | 2 | 8 | WASHER, SNUBBING, TECH PRODUCTS 0184 | 0184
24484_drw.pdf | 3 | 4 | MOUNT, UNIVERSAL, 60045 | 60045
24485_drw.pdf | ITEM
24485_drw.pdf | 1 | 1 | HOSE,PARKER, 5/8IN ID X 24.00IN LONG | 801-10
24485_drw.pdf | 2
24485_drw.pdf | 3
24485_drw.pdf | 4
24485_drw.pdf |  |  | CLAMP, WORM, .69-1.25 | 14990-12
24485_drw.pdf |  |  | LABEL | 16565
24492_drw.pdf | RECEPTICAL,VERTICAL | RECEPTICAL,VERTICAL
24493_drw.pdf | ITEM
24493_drw.pdf | 1 | 2 | GUSSET,RACK, - | 19155
24493_drw.pdf | 2 | 8 | NUT,HEX,WELD,3/8-16 UNC, - | 19636
24493_drw.pdf | 3 | 1 | PLATE,RACK,LH, - | 24494
24493_drw.pdf | 4 | 2 | GUSSET,RACK, - | 24495
24493_drw.pdf |  |  | PLATE,MANIFOLD MOUNT, - | 24496
24497_drw.pdf | ITEM
24497_drw.pdf | 1 | 2 | GUSSET,RACK, - | 19155
24497_drw.pdf | 2 | 8 | NUT,HEX,WELD,3/8-16 UNC, - | 19636
24497_drw.pdf | 3 | 2 | GUSSET,RACK, - | 24495
24497_drw.pdf | 4 | 1 | PLATE,MANIFOLD MOUNT, - | 24496
24497_drw.pdf |  |  | PLATE,RACK,RH, - | 24498
24509_drw.pdf | ITEM
24509_drw.pdf | 1 | 4 | TAB | 19379
24509_drw.pdf | 2 | 2 | SIDE | 24510
24509_drw.pdf | 3 | 2 | SIDE | 24511
24509_drw.pdf | 4 | 1 | BOTTOM | 24512
24509_drw.pdf |  |  | EXTENSION | 24513
24514_drw.pdf | ITEM
24514_drw.pdf | 1 | 2 | WELDNUT, 1/4"-20 NC, _ | 14520
24514_drw.pdf | 2 | 2 | TAB | 19379
24514_drw.pdf | 3 | 4 | NUT,HEX,WELD,3/8-16 UNC, - | 19636
24514_drw.pdf | 4 | 1 | LOWER | 24515
24514_drw.pdf |  |  |  | 24516
24514_drw.pdf |  |  |  | 24517
24514_drw.pdf |  |  |  | 24519
24514_drw.pdf |  |  | 6
24521_drw.pdf |  |  |  | 801-04_006
24521_drw.pdf | 1 2 | 1 1 | HOSE,PARKE;R 1/2"ID X 40"L 1/2"ID X 36.00"L | 801-04_007
24521_drw.pdf | 3 | 1 | TUBE, JACKET WATER UPP;ERGTA855 | 13789
24521_drw.pdf | 4 | 1 | TUBE, JACKET WATER LOW;ERGTA855 | 13911
24522_drw.pdf | ITEM
24524_drw.pdf | ITEM
24524_drw.pdf | 1 | 1 | ENCLOSURE, 24 X 20 X 8, HOFFMAN | A242008LP
24524_drw.pdf | 2 | 2 | WIRE WAY, 2.0 X 3.0 | 19411-021
24524_drw.pdf | 3 | 2 | WIRE WAY, 2.0 X 3.0 | 19411-125
24524_drw.pdf | 4 | 1 | WIRE WAY, 2.0 X 3.0 | 19411-165
24524_drw.pdf |  |  | COVER, WIRE WAY, 1.5 X 2.0 | 19412-021
24524_drw.pdf |  |  | 2.0 | 19412-125
24524_drw.pdf |  |  |  | 19412-165
24524_drw.pdf | 11 | 7 | PLATE,
24524_drw.pdf | 12 | 1 | CONNECTOR, HEAVY DUTY
24524_drw.pdf | 13 | 18 | TERMINAL, ZDU 1.5, WEIDMULLER
24524_drw.pdf | 14 | 4 | PLATE, END, ZAP/TW ZDU1.5/2AN, WEIDMULLER | 1776030000
24524_drw.pdf | 15
24524_drw.pdf |  |  |  | 9540000000
24525_drw.pdf | ITEM
24525_drw.pdf | 1 | 1 | ENCLOSURE, 24 X 20 X 8, HOFFMAN | A242008LP
24525_drw.pdf | 2
24525_drw.pdf | 3
24525_drw.pdf | 4 | 2 | WIRE WAY, 1.5 X 3.0 | 19426-021
24525_drw.pdf |  |  | WAY, 1.5 X 3.0 | 19426-135
24525_drw.pdf |  |  |  | 19427-021
24525_drw.pdf |  |  |  | 19427-135
24525_drw.pdf | 11 | 1 | DECAL,
24525_drw.pdf | 12 | 1 | SWITCH, BODY, MOM ON/OFF,
24525_drw.pdf | 13 | 1 | PANEL, MOUNTING SINGLE ROCKER SWITCH,
24525_drw.pdf | 14 | 1 | SWITCH, ACTUATOR, BLACK, CARLING TECHNOLOGIES | 44430
24525_drw.pdf | 15
24526_drw.pdf | 1 | 1 | ENCLOSURE, 6 X 6 X 4, SCREW COVER,
24526_drw.pdf | 4 | 1 | CONTACT,AUXILIARY,N.O. | OA1G10
24526_drw.pdf | 5 | 1 | HANDLE, PISTOL, ABB | OHY65J6
24526_drw.pdf | 6 | 1 | SWITCH, DISCONNECT, ABB | OT16F3
24526_drw.pdf | 7 | 1 | SHAFT, 6mm DISCONNECT SWITCH | OX6X130
24526_drw.pdf | in accepts the in | by | CUMMINS NPOWER LLC CORPORATE OFFICE AND | DESIGN UPFIT CENTER
24526_drw.pdf | ittrawdiellse(c1r)etnoitnfuosrematthieondotchuemreenitn,or(2a)nynoctopcyoptyhetrheeofdoocrumtehnet, | ittrawdiellse(c1r)etnoitnfuosrematthieondotchuemreenitn,or(2a)nynoctopcyoptyhetrheeofdoocrumtehnet, | WHITE BEAR LAKE, MN | WISCONSIN
24527_drw.pdf | 1 | 1 | ENCLOSURE, 6 X 6 X 4, SCREW COVER,
24527_drw.pdf | 4 | 1 | CONTACT,AUXILIARY,N.O. | OA1G10
24527_drw.pdf | 5 | 1 | HANDLE, PISTOL, ABB | OHY65J6
24527_drw.pdf | 6 | 1 | SWITCH, DISCONNECT, ABB | OT16F3
24527_drw.pdf | 7 | 1 | SHAFT, 6mm DISCONNECT SWITCH | OX6X130
24527_drw.pdf | in accepts the in | by | CUMMINS NPOWER LLC CORPORATE OFFICE AND | DESIGN UPFIT CENTER
24527_drw.pdf | ittrawdiellse(c1r)etnoitnfuosrematthieondotchuemreenitn,or(2a)nynoctopcyoptyhetrheeofdoocrumtehnet, | ittrawdiellse(c1r)etnoitnfuosrematthieondotchuemreenitn,or(2a)nynoctopcyoptyhetrheeofdoocrumtehnet, | WHITE BEAR LAKE, MN | WISCONSIN
24530_drw.pdf | ITEM
24530_drw.pdf | 1 | 1 | PANEL, DUCT, GEN., TOP, PIERCE 175KW | 24036
24530_drw.pdf | 2 | 1 | PANEL, DUCT, GEN., SIDE, LH, PIERCE 175KW | 24037
24530_drw.pdf | 3 | 1 | PANEL, DUCT, GEN., SIDE, RH, PIERCE 175KW | 24038
24530_drw.pdf | 4 | 1 | TUBE, ROLLED, 10.00 OD, PIERCE 175KW | 24439
24530_drw.pdf |  |  | PANEL, DUCT, GEN., FRT,LH, PIERCE 175KW | 24531
24536_drw.pdf | ITEM
24536_drw.pdf | 1 | 1 | TUBE, ROLLED, 10.00 OD, PIERCE 175KW | 24439
24536_drw.pdf | 2 | 1 | PANEL, DUCT, BELLOW MNT, RH, PIERCE 175KW | 24537
24536_drw.pdf | 3 | 1 | PANEL, DUCT, BELLOW MNT, LH, PIERCE 175KW | 24538
24536_drw.pdf | 4 | 1 | PANEL, DUCT, BELLOW MNT, PIERCE 175KW | 24539
24536_drw.pdf |  |  | 1
24549_drw.pdf | ITEM
24549_drw.pdf | 1 | 8 | NUT, WELD HEX HEAD, 5/16"-18, - | 13253
24549_drw.pdf | 2 | 4 | SCREW,HH, 0.38-16x1.00 | 20238-100
24549_drw.pdf | 3 | 6 | NUT, WELD, 1/4-20UNC, STEEL, FLANGE | 24150
24549_drw.pdf | 4 | 1 | PANEL, DUCT, FILTER, PIERCE 175KW | 24541
24549_drw.pdf |  |  | PANEL, FILTER HOLDER, PIERCE 175KW | 24542
24549_drw.pdf |  |  | PIERCE 175KW | 24543
24549_drw.pdf |  |  |  | 24544
24549_drw.pdf |  |  |  | 4
24552_drw.pdf | ITEM
24553_drw.pdf | ITEM
24559_drw.pdf | ITEM
24559_drw.pdf | 1 | 1 | HOSE END, FEMALE JIC SWIVEL, PARKER OR EQUIVALENT | 10626-16-16
24559_drw.pdf | 2 | 1 | HOSE END, 45° FEMALE JIC SWIVEL, PARKER OR | EQUIVALENT13726-16-16
24559_drw.pdf | 3 | 1 | HOSE, 7/8" ID, 221FR-16 | 24559_002
24566_drw.pdf | 1 2 | 2 2 | MOUNTING BAND, 24;"14.56 BASE TO CENTER GASKET,EXHAUST,CERAM;ICANSI 8" FLANGE | 48-CF-800
24566_drw.pdf | 3 | 1 | SWITCH, OIL PRESSURE, 16 P;S#I3408607 | 8861
24566_drw.pdf | 4 | 1 | COMP FLANGE, 1.25 BO;RE1810 / 3172 DRIVESHAFTS | 10015-00
24567_drw.pdf | 1 | 1 | SIDE, FRAME, CFP15E ENCLOSED | 24568
24567_drw.pdf | 2 | 1 | FRONT, FRMAE, CFP15E ENCLOSED | 24569
24567_drw.pdf | 3 | 1 | MOUNT, REAR ENGINE, CFP15E ENCLOSED | 24570
24567_drw.pdf | 4 | 2 | ANGLE, BATTERY TRAY, CFP15E ENCLOSED | 24571
24567_drw.pdf | 5 | 2 | TAB, BATTERY TRAY, CFP15E ENCLOSED | 24572
24567_drw.pdf | 6 | 1 | MOUNT, FRONT ENGINE, CFP15E ENCLOSED | 24573
24567_drw.pdf | 7 | 4 | POINT, LIFTING, CFP15E ENCLOSED | 24574
24567_drw.pdf | 8 | 1 | END, FRAME, CFP15E ENCLOSED | 24586
24567_drw.pdf | 9 | 1 | SIDE, FRAME, CFP15E, ENCLOSURE | 24587
24567_drw.pdf | 10 | 2 | COUPLING, BLK, 1" NPT | C34
24576_drw.pdf | ITEM
24576_drw.pdf | 1 | 2 | SPACER, GTA855 ISOLATOR | 13660
24576_drw.pdf | 2 | 1 | CHANNEL, GTA19 GENSET FRAME | 13907
24576_drw.pdf | 3 | 1 | CROSS MEMBER, FRONT ENGINE | 13909
24576_drw.pdf | 4 | 1 | CHANNEL, FRAME, REAR MEMBER, GTA/KTA 19 | 13910
24576_drw.pdf |  |  | GUSSET, GTA855 GENSET FRAME CROSS CHANNEL | 14143
24576_drw.pdf |  |  |  | 14520
24576_drw.pdf |  |  |  | 16331
24576_drw.pdf | 11 | 2 | MOUNT,
24576_drw.pdf | 12 | 1 | SHEET,FLOOR, KTA19GC
24576_drw.pdf | 13 | 1 | SHEET,FLOOR, KTA19GC
24576_drw.pdf | 14 | 1 | CONTAINMENT ANGLE 2X1/2, KTA19SLB,BASE W/FLOOR | A042G358
24592_drw.pdf | ITEM
24592_drw.pdf | 1 | 1 | VALVE,BL -32 LK HDL, BRASS,NPTFxNPTF | 16145-32
24592_drw.pdf |  | 2 | SOLENOID,FUEL,2" 24V, REF 3395606 | 18220
24592_drw.pdf | 3 | 1 | KIT,ASCO CONN HDWR W/, O-RING FOR 8214 280 | 22585
24592_drw.pdf | 4 | 1 | NIPPLE,2",PIPE,11"L, W/1/8"NPT HALF COUPLING | 25853
24592_drw.pdf |  |  | UNION,NPTF,BLACK, 2 INCH W/NUT | B150UK
24592_drw.pdf | 11
24592_drw.pdf | 12
24592_drw.pdf | 13
24592_drw.pdf | 14 | 1 | HOSE,BRAIDED,THD ENDS, FUEL FLEX CONNECTOR,2 | 24370-11
24592_drw.pdf | 15 | 1 | HEATER,FUEL, - | 24597
24597_drw.pdf | ITEM
24598_drw.pdf | ITEM
24598_drw.pdf | 1 | 1 | SUPPORT,HEATER,FUEL, 150KW MOH | 24593
24598_drw.pdf | 2 | 1 | SUPPORT,HEAER,FUEL, 150KW MOH | 24594
24598_drw.pdf | 3 | 1 | CHAN,FORMED,MNT, FUEL,HEATER,150KW MOH | 24595
24598_drw.pdf | 4 | 1 | CHAN,FORMED,CRM, HEATER,FUEL,150KW MOH | 24596
24598_drw.pdf |  |  | 3
24599_drw.pdf | ITEM
24599_drw.pdf | 1 | 1 | VALVE,BL -32 LK HDL, BRASS,NPTFxNPTF | 16145-32
24599_drw.pdf | 2 | 1 | NIPPLE,2",PIPE,11"L, W/1/8"NPT HALF COUPLING | 25853
24599_drw.pdf | 3 | 2 | UNION,NPTF,BLACK, 2 INCH W/NUT | B150UK
24599_drw.pdf | 4
24599_drw.pdf | 11 | 1
24599_drw.pdf | 12 | 1 | HEATER,FUEL, -
24599_drw.pdf | 13 | 1 | BRKT,FORMED,MNT, FUEL,HEATER,150KW MOH
24599_drw.pdf | 14 | 1 | SUPPORT,HEATER,FUEL, 150KW MOH | 25236
24599_drw.pdf | 15 | 1 | SUPPORT,HEATER,FUEL, 150KW MOH | 25237
24600_drw.pdf | 1 2 | 1 1 | AID,AIR HEATER STARTI;NG APPROVA;L | AP90041
24600_drw.pdf | 3 | 1 | AGENCY APPROVA;L | AP9980
24600_drw.pdf | 4 | 1 | BLOCK,CYLINDE;R | BB9081
24622_drw.pdf | ITEM
24622_drw.pdf | 1 | 2 | NUT, WELD, 1/2"-13 UNC, SQUARE, STEEL | 24028
24622_drw.pdf | 2 | 4 | NUT, WELD, 5/8-UNC11, SQUARE, STEEL | 24029
24622_drw.pdf | 3 | 1 | CROSS-MEMBER, FRAME, LORAM QSX15 | 24603
24624_drw.pdf | ITEM
24624_drw.pdf | 1 | 2 | PIN,RETAINER, - | 19596
24624_drw.pdf | 2 | 4 | NUT, WELD, 1/2"-13 UNC, SQUARE, STEEL | 24028
24624_drw.pdf | 3 | 9 | NUT, WELD, 5/8-UNC11, SQUARE, STEEL | 24029
24624_drw.pdf | 4 | 1 | CHANNEL, BASE, LONG, RIGHT | 24560
24624_drw.pdf |  |  | GUSSET, FRAME, LORAM QSX15 | 24601
24624_drw.pdf |  |  |  | 24602
24624_drw.pdf |  |  |  | 24613
24627_drw.pdf | ITEM
24627_drw.pdf | 1
24627_drw.pdf | 2 | 2 | SUPPORT, ISOLATOR | 23622
24627_drw.pdf | 3 | 2 | NUT, WELD, 5/8-UNC11, SQUARE, STEEL | 24029
24627_drw.pdf | 4 | 1 | CHANNEL, BASE, SHORT, FRONT | 24562
24627_drw.pdf |  |  | SUPPORT, ENGINE, FRAME, LORAM QSX15 | 24608
24627_drw.pdf |  |  | QSX15 | 24611
24628_drw.pdf | ITEM
24628_drw.pdf | 1 | 4 | NUT, WELD, 5/8-UNC11, SQUARE, STEEL | 24029
24628_drw.pdf | 2 | 1 | CROSS-MEMBER, ENGINE, LORAM QSX15 | 24614
24628_drw.pdf | 3 | 4 | NUT,WELD,HEX, 1/4-20 | 25284_25-20
24629_drw.pdf | ITEM
24629_drw.pdf | 1 | 1 | NUT, WELD, 1/2"-13 UNC, SQUARE, STEEL | 24028
24629_drw.pdf | 2 | 1 | BRACKET, SUPPORT | 24618
24629_drw.pdf | 3 | 1 | PLATE, FRAME,LORAM QSX15 | 24893
24629_drw.pdf | 4 | 1 | NUT, WELD, 3/8"-16 UNC, SQUARE, STEEL | 25884
24630_drw.pdf | ITEM
24630_drw.pdf | 1 | 1 | NUT, WELD, 1/2"-13 UNC, SQUARE, STEEL | 24028
24630_drw.pdf | 2 | 1 | BRACKET, SUPPORT | 24619
24630_drw.pdf | 3 | 1 | PLATE, FRAME,LORAM QSX15 | 25122
24631_drw.pdf | ITEM
24631_drw.pdf | 1 | 2 | PIN,RETAINER, - | 19596
24631_drw.pdf | 2 | 5 | NUT, WELD, 1/2"-13 UNC, SQUARE, STEEL | 24028
24631_drw.pdf | 3 | 9 | NUT, WELD, 5/8-UNC11, SQUARE, STEEL | 24029
24631_drw.pdf | 4 | 1 | CHANNEL, BASE, LONG, LEFT | 24561
24631_drw.pdf |  |  | GUSSET, FRAME, LORAM QSX15 | 24601
24631_drw.pdf |  |  |  | 24605
24631_drw.pdf |  |  |  | 24613
24632_drw.pdf | 1 | 1 | ANGLE | 24633
24632_drw.pdf | 2 | 2 | PLATE | 24634
24632_drw.pdf | 3 | 2 | ANGLE | 24635
24643_drw.pdf | 13901-33750
24644_drw.pdf | 6C090-58960
24645_drw.pdf | 15951-33750
24646_drw.pdf | 04724-00160
24652_drw.pdf | ITEM
24652_drw.pdf | 1
24652_drw.pdf | 2 | 1 | ELBOW, 90 TUBE, 6" | 24651
24652_drw.pdf |  |  |  | 2
24658_drw.pdf | 1
24658_drw.pdf | 2 | 1 | GUARD,RAIN,12 OD, 5" TUBE ,2 PC, STL | 24667
24658_drw.pdf | 3 | 1 | ELBOW, SR 90 TUBE, FLANGED ONE END GTE | 26-500
24658_drw.pdf | 4 | 1 | SWITCH, OIL PRESSURE, 16 PSI, #3408607 | 8861
24658_drw.pdf | 5
24658_drw.pdf | 6
24658_drw.pdf | 7 | 1 | CLAMP, T-BOLT, 5.00-5.31 | 13164-0525
24658_drw.pdf | 8 | 1 | ENCLOSURE, LEVEL 2 SOUND ATTENUATED | 24654
24658_drw.pdf | 9 | 2 | COVER, DRIVE SHAFT OPENING | 24662
24658_drw.pdf | 10 | 1 | COVER, COOLANT FILL | 24666
24658_drw.pdf | 11 | 1 | HARNESS, DUAL FAN, 12V, ENCLOSURE | 24730
24658_drw.pdf | 12 | 1 | ELBOW, 90 FLANGED, 5" NELSON 40650K | 40650K
24658_drw.pdf | 13 | 1 | SILENCER, RESIDENTIAL GRADE | 41250F
24658_drw.pdf | 14
24658_drw.pdf | 15 | 2 | BRACKET, MOUNTING, MUFFLER, 14" | Q27242
24667_drw.pdf | ITEM
24667_drw.pdf | 1 | 2 | WELDNUT, 1/4"-20 NC, _ | 14520
24667_drw.pdf | 2 | 1 | GUARD,RAIN 5" TUBE | 24668
24667_drw.pdf | 3 | 1 | GUARD,RAIN 5" TUBE | 24669
24671_drw.pdf | 1 | 1 | BATTERY CABLE KIT, 7 FOOT | 23451
24671_drw.pdf | 2 | 1 | BRACKET, BATTERY HOLD DOWN | 14168
24671_drw.pdf | 3 | 3 | CLAMP,CSHN, 1.00 ID | 16164-16
24671_drw.pdf | 4 | 1 | ROD, THREADED, 3/8"-16 X 12" LG, McMASTER-CARR | 25756
24671_drw.pdf | 5 | 2 | HOLD DOWN,BATTERY, 8D-DRY | 26549
24671_drw.pdf | 6 | 2 | FOAM RUBBER,MEDIUM, DENSITY,CLOSED CELL | 26569
24671_drw.pdf | 7 | 2 | BATTERY, GROUP 8D, COMMERCIAL | 8D-3 DRY
24671_drw.pdf | 8 | 3 | NUT, 3/8-16 UNC | NUT_3_8-16
24671_drw.pdf | 9 | 3 | WASHER, 3/8 | WASHER_3-8
24671_drw.pdf | 10 | 3 | WASHER, LOCK, 3/8 | WASHER_LOCK_3-8
24671_drw.pdf |  |  | BATTERIES ARE AN
24671_drw.pdf |  |  | A
24671_drw.pdf |  |  | 10 9 8
24671_drw.pdf |  |  | 3 3 3
24672_drw.pdf | ITEM
24672_drw.pdf | 1 | 1 | ALT,MARATHON, LORAM RG400 | 23460
24672_drw.pdf | 2 | 1 | GENERATOR CABINET, LORAM | 24673
24672_drw.pdf | 3 | 32 | GASKET,FOAM,0.12 X 1-1/4" WIDE, BULK (FOOT) | 26914
24672_drw.pdf | 4 | 34 | SCREW, HEX CAP, 1/4-UNC 20, .75 LONG | 24679
24672_drw.pdf |  |  | PANEL, GEN. CAB., SIDE ACCESS, LORAM | 24680
24672_drw.pdf |  |  | LORAM | 24681
24672_drw.pdf |  |  |  | 24682
24672_drw.pdf | 11 | 1 | PANEL,
24672_drw.pdf | 12 | 1 | PLATE, BUSSBAR,, LORAM
24672_drw.pdf | 13 | 1 | PLATE, BUSSBAR, NEUTRAL, LORAM
24672_drw.pdf | 14 | 1 | ANGLE,SHIELD,FIBERGLASS, LORAM | 24765
24672_drw.pdf | 15 | 1 | MOUNT,SHORTING BLOCK, LORAM RG400 | 25506
24673_drw.pdf | ITEM
24673_drw.pdf | 1 | 38 | WELDNUT, 1/4"-20 NC, _ | 14520
24673_drw.pdf | 2 | 26 | NUT,HEX,WELD,3/8-16 UNC, - | 19636
24673_drw.pdf | 3 | 1 | PANEL, GEN. CAB. MAIN, LORAM | 24674
24673_drw.pdf | 4 | 1 | PANEL, GEN., CAB., SHELF, LORAM | 24675
24673_drw.pdf |  |  | PANEL, GEN. CAB., REAR , LORAM | 24676
24673_drw.pdf |  |  |  | 24751
24673_drw.pdf |  |  |  | 3
24673_drw.pdf |  |  |  | 1
24688_drw.pdf | ITEM
24688_drw.pdf | 1 | 1 | AIR FILTER BRKT,UPR, - | 24689
24688_drw.pdf | 2 | 1 | AIR FILTER BRKT,MNT, - | 24693
24688_drw.pdf | 3
24688_drw.pdf | 4 | 1 | LATCH,DRAW, INTERNAL SPRING | 19197
24688_drw.pdf |  |  | GASKET,AIR FILTER, - | 24698
24688_drw.pdf |  |  | SECONDARY | 24720
24688_drw.pdf |  |  |  | 24721
24689_drw.pdf | ITEM
24689_drw.pdf | 1 | 1 | BRKT,AIR FILTER, LATCH UPR, - | 24690
24689_drw.pdf | 2 | 1 | PANEL,AIR FILTER, SUPT, - | 24691
24689_drw.pdf | 3 | 1 | PANEL,AIR FILTER, SUPT LOWER, - | 24692
24693_drw.pdf | ITEM
24693_drw.pdf | 1 | 1 | PANEL,AIR FILTER ,MNT LOWER, - | 24694
24693_drw.pdf | 2 | 1 | PANEL ,AIR FILTER,MNT UPR, - | 24695
24693_drw.pdf | 3 | 1 | BRKT, LATCH, - | 24696
24693_drw.pdf | 4 | 1 | PANEL,AIR FILTER,GSKT MNT, - | 24697
24693_drw.pdf |  |  | 2
24693_drw.pdf |  | TYP.
24693_drw.pdf |  | TYP.
24701_drw.pdf | ITEM
24701_drw.pdf | 1 | 1 | BACK | 24702
24701_drw.pdf | 2 | 3 | GUSSET | 24703
24701_drw.pdf | 3 | 1 | SPACER | 24704
24701_drw.pdf |  |  | 1
24706_drw.pdf | ITEM
24706_drw.pdf | 1 | 1 | ASSEMBLY, CONTROL PANEL MOUNTING, CFP POWER UNITS | 21249
24706_drw.pdf | 2 | 1 | BRACKET, RH SIDE CONTROL PANEL MOUNTING, CFP7E | 24701
24706_drw.pdf | 3
24706_drw.pdf | 4 | 4 | NUT,HEX, 0.25-20 | 20100-025
24706_drw.pdf |  |  | NUT,HEX, 3/8"-16 | 20100-038
24706_drw.pdf |  |  |  | 20225-100
24706_drw.pdf |  |  |  | 20238-100
24710_drw.pdf | 1 | 1 | PLATE, COVE;R CFP23E | 24711
24710_drw.pdf | 2 | 1 | TUBE, COVER PLAT;ECFP23E | 24712
24710_drw.pdf | 3 | 1 | HALF COUPLING, 1/2" N;PTMcMASTER-CARR | 4513K73
24710_drw.pdf |  |  | (4.79)
24710_drw.pdf |  |  | 3
24710_drw.pdf |  |  | (7.10)
24710_drw.pdf |  |  |  | TO
24710_drw.pdf |  | NOTES:
24710_drw.pdf | 1. |  | COAT PER ES044 RAL 3001
24710_drw.pdf |  |  | SURFACE MUST BE FLAT,
24710_drw.pdf |  | DO | NOT PAINT MOUNTING SURFACE, USE
24710_drw.pdf |  |  | VETO ON UNPAINTED SURFACE
24714_drw.pdf | ITEM
24714_drw.pdf | 1 | 1 | MOUNT, GTA19 REAR ENGINE, LH | 13918
24714_drw.pdf | 2 | 1 | MOUNT, GTA19 REAR ENGINE, RH | 13923
24714_drw.pdf | 3 | 1 | FRONT ENGINE SUPPORT, KTA19SLB | 16433
24714_drw.pdf | 4 | 1 | FRAME, GENSET, KTA19GC | 24576
24714_drw.pdf |  |  |  | 875362
24714_drw.pdf |  |  |  | 0184
24714_drw.pdf | 11
24714_drw.pdf | 12 | 1 | STRAP, GROUNDING, 4 AWG,
24714_drw.pdf | 13 | 2 | ISOLATOR,UNIVERSAL, 60045, WHITE
24714_drw.pdf | 14 | 2 | ISOLATOR, 51512-4 | 14450
24714_drw.pdf | 15 | 1 | CLAMP, WORM, .81 - 1.75 | 14990-20
24716_drw.pdf | ITEM
24716_drw.pdf | 1 | 1 | FLEX TUBE, FLANGE EXH., STYLE 2, STNL STL | 6735_92
24716_drw.pdf | 2 | 1 | EXTENSION, FLANGED EXHAUST, KTA19 WITH FLANGED TURBO | OUTLE1T3049
24716_drw.pdf | 3 | 1 | KIT,GASKET,NUT,BOLT, FULL FACE FIBER,5 | 23580_500
24716_drw.pdf | 4 | 4 | KIT,GASKET,NUT,BOLT, FULL FACE FIBER,8 | 23580_800
24716_drw.pdf | 5 | 1 | CATALYST,MIRATECH 19/28L 2.0/4.0/1.0, - | 24638
24716_drw.pdf | 6 | 1 | RAIN CAP, 8", GT EXHAUST 22-800 | 22-800
24716_drw.pdf | 7
24716_drw.pdf | 8 | 1 | PIPE,8" EXHAUSE,90, - | 17038
24716_drw.pdf | 9 | 1 | WRAP,SILENCER, GTA19/KTA19 CRITICAL | 17039
24716_drw.pdf | 10 | 1 | PIPE,EXHAUST,KTA19GC, W/CRITICAL SILENCER | 24637
24716_drw.pdf | 11 | 1 | WRAP, EXHAUST, GTA19GC CRITICAL | 25464
24716_drw.pdf | 12 | 1 | CLAMP, EXHAUST, 5", RIKER TEC-500 | TEC-500
24724_drw.pdf | 1 | 1 | PLATE, LOWER | 24725
24724_drw.pdf | 2 | 1 | TUBE, LOWER | 24726
24724_drw.pdf | 3 | 1 | TUBE, LOWER | 24727
24724_drw.pdf | 4 | 1 | PLATE, LOWER | 24728
24724_drw.pdf | 5 | 1 | PLATE, UPPER | 24729
24724_drw.pdf | 6 | 1 | CAP | 24736
24724_drw.pdf | 7 | 1 | CAP, UPPER | 24737
24739_drw.pdf | ITEM
24739_drw.pdf | 1 | 1 | AIR FILTER SUPT BRKT, SAFEWAY | 24740
24739_drw.pdf | 2 | 1 | DRAIN LINE, RADIATOR, SAFEWAY | 24745
24739_drw.pdf | 3 | 1 | DRAIN LINE, OIL, SAFEWAY | 24746
24739_drw.pdf | 4 | 1 | CLEANER,AIR, OPTIAIR 1100 | AH19334
24739_drw.pdf |  |  | CLAMP, SPRING LOADED T-BOLT, 3.28-3.58 | 12975-0350
24739_drw.pdf |  |  |  | 13164-0400
24739_drw.pdf |  |  |  | 13164-0450
24739_drw.pdf | 11 | 1
24739_drw.pdf | 12 | 1 | HOSE,HUMP, 3.0", CAC
24739_drw.pdf | 13 | 1 | HOSE,HUMP, 3.0", CAC
24739_drw.pdf | 14
24739_drw.pdf | 15
24740_drw.pdf | ITEM
24740_drw.pdf | 1 | 1 | BRKT, AIR FILTER MNT, SAFEWAY | 24741
24740_drw.pdf | 2 | 1 | PLATE, GUSSET, AIR FILTER , SAFEWAY | 24742
24740_drw.pdf |  |  | 2
24745_drw.pdf | ITEM
24745_drw.pdf | 1
24745_drw.pdf | 2
24745_drw.pdf | 3
24745_drw.pdf | 4
24745_drw.pdf |  |  |  | 14990-08
24745_drw.pdf |  |  |  | 24745_001
24746_drw.pdf | ITEM
24746_drw.pdf | 1
24746_drw.pdf | 2
24746_drw.pdf | 3
24746_drw.pdf | 4 | 2 | CLAMP, WORM, .69-1.25 | 14990-12
24746_drw.pdf |  |  | HOSE, PARKER, 801-12, 37 IN LONG | 24746_001
24761_drw.pdf | ITEM
24761_drw.pdf | 1 | 1 | BRACKET, AIR FILTER MNT, QSB5, ECOPOWER | 24762
24761_drw.pdf | 2 | 1 | BRACKET, AIR FILTER SUPT, QSB5, ECOPOWER | 24763
24761_drw.pdf | 3 | 1 | PLATE, AIR FITLER SUPT, QSB5, ECOPOWER, BOTTOM | 24764
24770_drw.pdf | ITEM
24770_drw.pdf | 1 | 1 | TUBE, CROSSOVER, F-SERIES, KTA19GC, NON-CERT/NO CAT | 26006
24770_drw.pdf | 2
24770_drw.pdf | 3 | 1 | SPACER,THROTTLE BODY, .50 THK | 24376
24770_drw.pdf | 4 | 1 | ADAPTER,AIR INLET, KTA19GC | 24769
24770_drw.pdf |  |  | PART | 3032161
24770_drw.pdf |  |  |  | 3071050
24772_drw.pdf | ITEM
24772_drw.pdf | 1 | 1 | FLANGE,EXHAUST, KUBOTA V2203-M-E3B | 24778
24772_drw.pdf | 2 | 1 | EXHAUST,90, 2.5"ID X 2.5"OD 6.25 LEG, NELSON | 900048A
24773_drw.pdf | ITEM
24773_drw.pdf |  |  | R0.25
24773_drw.pdf |  |  | TYP
24773_drw.pdf |  |  | 2.00
24774_drw.pdf | ITEM
24776_drw.pdf | ITEM